DK | TYNDP2026 | HEV | 2035 | TWh | 212 | Sub_sector | Industry | Refineries | Industry (refineries, non-energetic) | Non-energetic | industry_refinery_demand_electricity_non_energetic | Electricity | EU | Energy demand | 0 | not_included_in_FEC
DK | TYNDP2026 | HEV | 2035 | TWh | 213 | Sub_sector | Industry | Refineries | Industry (refineries, non-energetic) | Non-energetic | industry_refinery_demand_hydrogen_non_energetic | Hydrogen | EU | Energy demand | 0 | not_included_in_FEC
DK | TYNDP2026 | HEV | 2035 | TWh | 214 | Sub_sector | Industry | Refineries | Industry (refineries, non-energetic) | Non-energetic | industry_refinery_demand_methane_non_energetic | Methane | EU | Energy demand | 0 | not_included_in_FEC
DK | TYNDP2026 | HEV | 2035 | TWh | 215 | Sub_sector | Industry | Refineries | Industry (refineries, non-energetic) | Non-energetic | industry_refinery_demand_heat_non_energetic | Heat | EU | Energy demand | 0 | not_included_in_FEC
DK | TYNDP2026 | HEV | 2035 | TWh | 216 | Sub_sector | Industry | Refineries | Industry (refineries, non-energetic) | Non-energetic | industry_refinery_demand_biomass_non_energetic | Biomass | EU | Energy demand | 0 | not_included_in_FEC
DK | TYNDP2026 | HEV | 2035 | TWh | 217 | Sub_sector | Industry | Refineries | Industry (refineries, non-energetic) | Non-energetic | industry_refinery_demand_coal_non_energetic | Solids | EU | Energy demand | 0 | not_included_in_FEC
DK | TYNDP2026 | HEV | 2035 | TWh | 218 | Sub_sector | Industry | Refineries | Industry (refineries, non-energetic) | Non-energetic | industry_refinery_demand_oil_non_energetic | Liquids | EU | Energy demand | 0 | not_included_in_FEC
DK | TYNDP2026 | HEV | 2035 | TWh | 219 | Sub_sector | Industry | Refineries | Industry (refineries, non-energetic) | Non-energetic | industry_refinery_demand_others_non_energetic | Others | EU | Energy demand | 0 | not_included_in_FEC
DK | TYNDP2026 | HEV | 2035 | TWh | 220 | Sub_sector | Industry | Refineries | Industry (refineries, non-energetic) | Non-energetic | industry_refinery_demand_ammonia_non_energetic | Ammonia | EU | Energy demand | 0 | not_included_in_FEC
DK | TYNDP2026 | HEV | 2035 | TWh | 222 | Sub_sector | Industry | Steel | Industry (steel) | Energetic | industry_steel_demand_electricity_energetic | Electricity | EU | Energy demand | 0 | FEC
DK | TYNDP2026 | HEV | 2035 | TWh | 223 | Sub_sector | Industry | Steel | Industry (steel) | Energetic | industry_steel_demand_hydrogen_energetic | Hydrogen | EU | Energy demand | 0 | FEC
DK | TYNDP2026 | HEV | 2035 | TWh | 224 | Sub_sector | Industry | Steel | Industry (steel) | Energetic | industry_steel_demand_methane_energetic | Methane | EU | Energy demand | 0 | FEC
DK | TYNDP2026 | HEV | 2035 | TWh | 225 | Sub_sector | Industry | Steel | Industry (steel) | Energetic | industry_steel_demand_heat_energetic | Heat | EU | Energy demand | 0 | FEC
DK | TYNDP2026 | HEV | 2035 | TWh | 226 | Sub_sector | Industry | Steel | Industry (steel) | Energetic | industry_steel_demand_biomass_energetic | Biomass | EU | Energy demand | 0 | FEC
DK | TYNDP2026 | HEV | 2035 | TWh | 227 | Sub_sector | Industry | Steel | Industry (steel) | Energetic | industry_steel_demand_coal_energetic | Solids | EU | Energy demand | 0 | FEC
DK | TYNDP2026 | HEV | 2035 | TWh | 228 | Sub_sector | Industry | Steel | Industry (steel) | Energetic | industry_steel_demand_oil_energetic | Liquids | EU | Energy demand | 0 | FEC
DK | TYNDP2026 | HEV | 2035 | TWh | 229 | Sub_sector | Industry | Steel | Industry (steel) | Energetic | industry_steel_demand_others_energetic | Others | EU | Energy demand | 0 | FEC
DK | TYNDP2026 | HEV | 2035 | TWh | 230 | Sub_sector | Industry | Steel | Industry (steel) | Energetic | industry_steel_demand_ammonia_energetic | Ammonia | EU | Energy demand | 0 | FEC
DK | TYNDP2026 | HEV | 2035 | TWh | 232 | Sub_sector | Transport | Cars | Transport (cars) | Energetic | transport_cars_final_demand_electricity | Electricity | EU | Energy demand | 4.7261 | FEC
DK | TYNDP2026 | HEV | 2035 | TWh | 233 | Sub_sector | Transport | Cars | Transport (cars) | Energetic | transport_cars_final_demand_hydrogen | Hydrogen | EU | Energy demand | 0 | FEC
DK | TYNDP2026 | HEV | 2035 | TWh | 234 | Sub_sector | Transport | Cars | Transport (cars) | Energetic | transport_cars_final_demand_methane | Methane | EU | Energy demand | 0 | FEC
DK | TYNDP2026 | HEV | 2035 | TWh | 235 | Sub_sector | Transport | Cars | Transport (cars) | Energetic | transport_cars_final_demand_heat | Heat | EU | Energy demand | 0 | FEC
DK | TYNDP2026 | HEV | 2035 | TWh | 236 | Sub_sector | Transport | Cars | Transport (cars) | Energetic | transport_cars_final_demand_biomass | Biomass | EU | Energy demand | 0 | FEC
DK | TYNDP2026 | HEV | 2035 | TWh | 237 | Sub_sector | Transport | Cars | Transport (cars) | Energetic | transport_cars_final_demand_coal | Solids | EU | Energy demand | 0 | FEC
DK | TYNDP2026 | HEV | 2035 | TWh | 238 | Sub_sector | Transport | Cars | Transport (cars) | Energetic | transport_cars_final_demand_oil | Liquids | EU | Energy demand | 13.5622 | FEC
DK | TYNDP2026 | HEV | 2035 | TWh | 239 | Sub_sector | Transport | Cars | Transport (cars) | Energetic | transport_cars_final_demand_other | Others | EU | Energy demand | 0 | FEC
DK | TYNDP2026 | HEV | 2035 | TWh | 240 | Sub_sector | Transport | Cars | Transport (cars) | Energetic | transport_cars_final_demand_ammonia | Ammonia | EU | Energy demand | 0 | FEC
DK | TYNDP2026 | HEV | 2035 | TWh | 242 | Sub_sector | Transport | Busses | Transport (busses) | Energetic | transport_busses_final_demand_electricity | Electricity | EU | Energy demand | 1.1163 | FEC
DK | TYNDP2026 | HEV | 2035 | TWh | 243 | Sub_sector | Transport | Busses | Transport (busses) | Energetic | transport_busses_final_demand_hydrogen | Hydrogen | EU | Energy demand | 0.00365 | FEC
DK | TYNDP2026 | HEV | 2035 | TWh | 244 | Sub_sector | Transport | Busses | Transport (busses) | Energetic | transport_busses_final_demand_methane | Methane | EU | Energy demand | 0.024327 | FEC
DK | TYNDP2026 | HEV | 2035 | TWh | 245 | Sub_sector | Transport | Busses | Transport (busses) | Energetic | transport_busses_final_demand_heat | Heat | EU | Energy demand | 0 | FEC
DK | TYNDP2026 | HEV | 2035 | TWh | 246 | Sub_sector | Transport | Busses | Transport (busses) | Energetic | transport_busses_final_demand_biomass | Biomass | EU | Energy demand | 0 | FEC
DK | TYNDP2026 | HEV | 2035 | TWh | 247 | Sub_sector | Transport | Busses | Transport (busses) | Energetic | transport_busses_final_demand_coal | Solids | EU | Energy demand | 0 | FEC
DK | TYNDP2026 | HEV | 2035 | TWh | 248 | Sub_sector | Transport | Busses | Transport (busses) | Energetic | transport_busses_final_demand_oil | Liquids | EU | Energy demand | 0.19017 | FEC
DK | TYNDP2026 | HEV | 2035 | TWh | 249 | Sub_sector | Transport | Busses | Transport (busses) | Energetic | transport_busses_final_demand_other | Others | EU | Energy demand | 0 | FEC
DK | TYNDP2026 | HEV | 2035 | TWh | 250 | Sub_sector | Transport | Busses | Transport (busses) | Energetic | transport_busses_final_demand_ammonia | Ammonia | EU | Energy demand | 0 | FEC
DK | TYNDP2026 | HEV | 2035 | TWh | 252 | Sub_sector | Transport | Trucks | Transport (trucks) | Energetic | transport_trucks_final_demand_electricity | Electricity | EU | Energy demand | 3.4562 | FEC
DK | TYNDP2026 | HEV | 2035 | TWh | 253 | Sub_sector | Transport | Trucks | Transport (trucks) | Energetic | transport_trucks_final_demand_hydrogen | Hydrogen | EU | Energy demand | 0.29101 | FEC
DK | TYNDP2026 | HEV | 2035 | TWh | 254 | Sub_sector | Transport | Trucks | Transport (trucks) | Energetic | transport_trucks_final_demand_methane | Methane | EU | Energy demand | 0.10101 | FEC
DK | TYNDP2026 | HEV | 2035 | TWh | 255 | Sub_sector | Transport | Trucks | Transport (trucks) | Energetic | transport_trucks_final_demand_heat | Heat | EU | Energy demand | 0 | FEC
DK | TYNDP2026 | HEV | 2035 | TWh | 256 | Sub_sector | Transport | Trucks | Transport (trucks) | Energetic | transport_trucks_final_demand_biomass | Biomass | EU | Energy demand | 0 | FEC
DK | TYNDP2026 | HEV | 2035 | TWh | 257 | Sub_sector | Transport | Trucks | Transport (trucks) | Energetic | transport_trucks_final_demand_coal | Solids | EU | Energy demand | 0 | FEC
DK | TYNDP2026 | HEV | 2035 | TWh | 258 | Sub_sector | Transport | Trucks | Transport (trucks) | Energetic | transport_trucks_final_demand_oil | Liquids | EU | Energy demand | 1.2222 | FEC
DK | TYNDP2026 | HEV | 2035 | TWh | 259 | Sub_sector | Transport | Trucks | Transport (trucks) | Energetic | transport_trucks_final_demand_other | Others | EU | Energy demand | 0 | FEC
DK | TYNDP2026 | HEV | 2035 | TWh | 260 | Sub_sector | Transport | Trucks | Transport (trucks) | Energetic | transport_trucks_final_demand_ammonia | Ammonia | EU | Energy demand | 0 | FEC
DK | TYNDP2026 | HEV | 2035 | TWh | 262 | Sub_sector | Transport | Vans | Transport (vans) | Energetic | transport_vans_final_demand_electricity | Electricity | EU | Energy demand | 1.0076 | FEC
DK | TYNDP2026 | HEV | 2035 | TWh | 263 | Sub_sector | Transport | Vans | Transport (vans) | Energetic | transport_vans_final_demand_hydrogen | Hydrogen | EU | Energy demand | 0.033824 | FEC
DK | TYNDP2026 | HEV | 2035 | TWh | 264 | Sub_sector | Transport | Vans | Transport (vans) | Energetic | transport_vans_final_demand_methane | Methane | EU | Energy demand | 0 | FEC
DK | TYNDP2026 | HEV | 2035 | TWh | 265 | Sub_sector | Transport | Vans | Transport (vans) | Energetic | transport_vans_final_demand_heat | Heat | EU | Energy demand | 0 | FEC
DK | TYNDP2026 | HEV | 2035 | TWh | 266 | Sub_sector | Transport | Vans | Transport (vans) | Energetic | transport_vans_final_demand_biomass | Biomass | EU | Energy demand | 0 | FEC
DK | TYNDP2026 | HEV | 2035 | TWh | 267 | Sub_sector | Transport | Vans | Transport (vans) | Energetic | transport_vans_final_demand_coal | Solids | EU | Energy demand | 0 | FEC
DK | TYNDP2026 | HEV | 2035 | TWh | 268 | Sub_sector | Transport | Vans | Transport (vans) | Energetic | transport_vans_final_demand_oil | Liquids | EU | Energy demand | 3.8105 | FEC
DK | TYNDP2026 | HEV | 2035 | TWh | 269 | Sub_sector | Transport | Vans | Transport (vans) | Energetic | transport_vans_final_demand_other | Others | EU | Energy demand | 0 | FEC
DK | TYNDP2026 | HEV | 2035 | TWh | 270 | Sub_sector | Transport | Vans | Transport (vans) | Energetic | transport_vans_final_demand_ammonia | Ammonia | EU | Energy demand | 0 | FEC
DK | TYNDP2026 | HEV | 2035 | TWh | 272 | Sub_sector | Transport | Freight trains | Transport (trains) | Energetic | transport_trains_final_demand_electricity | Electricity | EU | Energy demand | 0.82958 | FEC
DK | TYNDP2026 | HEV | 2035 | TWh | 273 | Sub_sector | Transport | Freight trains | Transport (trains) | Energetic | transport_trains_final_demand_hydrogen | Hydrogen | EU | Energy demand | 0 | FEC
DK | TYNDP2026 | HEV | 2035 | TWh | 274 | Sub_sector | Transport | Freight trains | Transport (trains) | Energetic | transport_trains_final_demand_methane | Methane | EU | Energy demand | 0 | FEC
DK | TYNDP2026 | HEV | 2035 | TWh | 275 | Sub_sector | Transport | Freight trains | Transport (trains) | Energetic | transport_trains_final_demand_heat | Heat | EU | Energy demand | 0 | FEC
DK | TYNDP2026 | HEV | 2035 | TWh | 276 | Sub_sector | Transport | Freight trains | Transport (trains) | Energetic | transport_trains_final_demand_biomass | Biomass | EU | Energy demand | 0 | FEC
DK | TYNDP2026 | HEV | 2035 | TWh | 277 | Sub_sector | Transport | Freight trains | Transport (trains) | Energetic | transport_trains_final_demand_coal | Solids | EU | Energy demand | 0 | FEC
DK | TYNDP2026 | HEV | 2035 | TWh | 278 | Sub_sector | Transport | Freight trains | Transport (trains) | Energetic | transport_trains_final_demand_oil | Liquids | EU | Energy demand | 0.063957 | FEC
DK | TYNDP2026 | HEV | 2035 | TWh | 279 | Sub_sector | Transport | Freight trains | Transport (trains) | Energetic | transport_trains_final_demand_other | Others | EU | Energy demand | 0 | FEC
DK | TYNDP2026 | HEV | 2035 | TWh | 280 | Sub_sector | Transport | Freight trains | Transport (trains) | Energetic | transport_trains_final_demand_ammonia | Ammonia | EU | Energy demand | 0 | FEC
DK | TYNDP2026 | HEV | 2035 | TWh | 282 | Sub_sector | Transport | Ships | Transport (ships) | Energetic | transport_ships_final_demand_electricity | Electricity | EU | Energy demand | 0.31567 | FEC
DK | TYNDP2026 | HEV | 2035 | TWh | 283 | Sub_sector | Transport | Ships | Transport (ships) | Energetic | transport_ships_final_demand_hydrogen | Hydrogen | EU | Energy demand | 0 | FEC
DK | TYNDP2026 | HEV | 2035 | TWh | 284 | Sub_sector | Transport | Ships | Transport (ships) | Energetic | transport_ships_final_demand_methane | Methane | EU | Energy demand | 0 | FEC
DK | TYNDP2026 | HEV | 2035 | TWh | 285 | Sub_sector | Transport | Ships | Transport (ships) | Energetic | transport_ships_final_demand_heat | Heat | EU | Energy demand | 0 | FEC
DK | TYNDP2026 | HEV | 2035 | TWh | 286 | Sub_sector | Transport | Ships | Transport (ships) | Energetic | transport_ships_final_demand_biomass | Biomass | EU | Energy demand | 0 | FEC
DK | TYNDP2026 | HEV | 2035 | TWh | 287 | Sub_sector | Transport | Ships | Transport (ships) | Energetic | transport_ships_final_demand_coal | Solids | EU | Energy demand | 0 | FEC
DK | TYNDP2026 | HEV | 2035 | TWh | 288 | Sub_sector | Transport | Ships | Transport (ships) | Energetic | transport_ships_final_demand_oil | Liquids | EU | Energy demand | 0.73045 | FEC
DK | TYNDP2026 | HEV | 2035 | TWh | 289 | Sub_sector | Transport | Ships | Transport (ships) | Energetic | transport_ships_final_demand_other | Others | EU | Energy demand | 0 | FEC
DK | TYNDP2026 | HEV | 2035 | TWh | 290 | Sub_sector | Transport | Ships | Transport (ships) | Energetic | transport_ships_final_demand_ammonia | Ammonia | EU | Energy demand | 0 | FEC
DK | TYNDP2026 | HEV | 2035 | TWh | 292 | Sub_sector | Transport | Planes | Transport (planes) | Energetic | transport_planes_final_demand_electricity | Electricity | EU | Energy demand | 0.028443 | FEC
DK | TYNDP2026 | HEV | 2035 | TWh | 293 | Sub_sector | Transport | Planes | Transport (planes) | Energetic | transport_planes_final_demand_hydrogen | Hydrogen | EU | Energy demand | 0 | FEC
DK | TYNDP2026 | HEV | 2035 | TWh | 294 | Sub_sector | Transport | Planes | Transport (planes) | Energetic | transport_planes_final_demand_methane | Methane | EU | Energy demand | 0 | FEC
DK | TYNDP2026 | HEV | 2035 | TWh | 295 | Sub_sector | Transport | Planes | Transport (planes) | Energetic | transport_planes_final_demand_heat | Heat | EU | Energy demand | 0 | FEC
DK | TYNDP2026 | HEV | 2035 | TWh | 296 | Sub_sector | Transport | Planes | Transport (planes) | Energetic | transport_planes_final_demand_biomass | Biomass | EU | Energy demand | 0 | FEC
DK | TYNDP2026 | HEV | 2035 | TWh | 297 | Sub_sector | Transport | Planes | Transport (planes) | Energetic | transport_planes_final_demand_coal | Solids | EU | Energy demand | 0 | FEC
DK | TYNDP2026 | HEV | 2035 | TWh | 298 | Sub_sector | Transport | Planes | Transport (planes) | Energetic | transport_planes_final_demand_oil | Liquids | EU | Energy demand | 0.35473 | FEC
DK | TYNDP2026 | HEV | 2035 | TWh | 299 | Sub_sector | Transport | Planes | Transport (planes) | Energetic | transport_planes_final_demand_other | Others | EU | Energy demand | 0 | FEC
DK | TYNDP2026 | HEV | 2035 | TWh | 300 | Sub_sector | Transport | Planes | Transport (planes) | Energetic | transport_planes_final_demand_ammonia | Ammonia | EU | Energy demand | 0 | FEC
DK | TYNDP2026 | HEV | 2035 | TWh | 302 | Sub_sector | Transport | Others | Transport (others) | Energetic | transport_other_final_demand_electricity | Electricity | EU | Energy demand | 0.00043584 | FEC
DK | TYNDP2026 | HEV | 2035 | TWh | 303 | Sub_sector | Transport | Others | Transport (others) | Energetic | transport_other_final_demand_hydrogen | Hydrogen | EU | Energy demand | 0 | FEC
DK | TYNDP2026 | HEV | 2035 | TWh | 304 | Sub_sector | Transport | Others | Transport (others) | Energetic | transport_other_final_demand_methane | Methane | EU | Energy demand | 0 | FEC
DK | TYNDP2026 | HEV | 2035 | TWh | 305 | Sub_sector | Transport | Others | Transport (others) | Energetic | transport_other_final_demand_heat | Heat | EU | Energy demand | 0 | FEC
DK | TYNDP2026 | HEV | 2035 | TWh | 306 | Sub_sector | Transport | Others | Transport (others) | Energetic | transport_other_final_demand_biomass | Biomass | EU | Energy demand | 0 | FEC
DK | TYNDP2026 | HEV | 2035 | TWh | 307 | Sub_sector | Transport | Others | Transport (others) | Energetic | transport_other_final_demand_coal | Solids | EU | Energy demand | 0 | FEC
DK | TYNDP2026 | HEV | 2035 | TWh | 308 | Sub_sector | Transport | Others | Transport (others) | Energetic | transport_other_final_demand_oil | Liquids | EU | Energy demand | 0.21485 | FEC
DK | TYNDP2026 | HEV | 2035 | TWh | 309 | Sub_sector | Transport | Others | Transport (others) | Energetic | transport_other_final_demand_other | Others | EU | Energy demand | 0 | FEC
DK | TYNDP2026 | HEV | 2035 | TWh | 310 | Sub_sector | Transport | Others | Transport (others) | Energetic | transport_other_final_demand_ammonia | Ammonia | EU | Energy demand | 0 | FEC
DK | TYNDP2026 | HEV | 2035 | TWh | 312 | Sub_sector | International transport | International aviation | Transport (int. aviation) | Energetic | transport_int_aviation_final_demand_electricity | Electricity | EU | Energy demand | 0 | FEC
DK | TYNDP2026 | HEV | 2035 | TWh | 313 | Sub_sector | International transport | International aviation | Transport (int. aviation) | Energetic | transport_int_aviation_final_demand_hydrogen | Hydrogen | EU | Energy demand | 0 | FEC
DK | TYNDP2026 | HEV | 2035 | TWh | 314 | Sub_sector | International transport | International aviation | Transport (int. aviation) | Energetic | transport_int_aviation_final_demand_methane | Methane | EU | Energy demand | 0 | FEC
DK | TYNDP2026 | HEV | 2035 | TWh | 315 | Sub_sector | International transport | International aviation | Transport (int. aviation) | Energetic | transport_int_aviation_final_demand_heat | Heat | EU | Energy demand | 0 | FEC
DK | TYNDP2026 | HEV | 2035 | TWh | 316 | Sub_sector | International transport | International aviation | Transport (int. aviation) | Energetic | transport_int_aviation_final_demand_biofuels | Biomass | EU | Energy demand | 0 | FEC
DK | TYNDP2026 | HEV | 2035 | TWh | 317 | Sub_sector | International transport | International aviation | Transport (int. aviation) | Energetic | transport_int_aviation_final_demand_coal | Solids | EU | Energy demand | 0 | FEC
DK | TYNDP2026 | HEV | 2035 | TWh | 318 | Sub_sector | International transport | International aviation | Transport (int. aviation) | Energetic | transport_int_aviation_final_demand_oil | Liquids | EU | Energy demand | 11.3994 | FEC
DK | TYNDP2026 | HEV | 2035 | TWh | 319 | Sub_sector | International transport | International aviation | Transport (int. aviation) | Energetic | transport_int_aviation_final_demand_other | Others | EU | Energy demand | 0 | FEC
DK | TYNDP2026 | HEV | 2035 | TWh | 320 | Sub_sector | International transport | International aviation | Transport (int. aviation) | Energetic | transport_int_aviation_final_demand_ammonia | Ammonia | EU | Energy demand | 0 | FEC
DK | TYNDP2026 | HEV | 2035 | TWh | 322 | Sub_sector | International transport | International shipping | Transport (int. shipping) | Energetic | transport_int_shipping_final_demand_electricity | Electricity | EU | Energy demand | 0 | not_included_in_FEC
DK | TYNDP2026 | HEV | 2035 | TWh | 323 | Sub_sector | International transport | International shipping | Transport (int. shipping) | Energetic | transport_int_shipping_final_demand_hydrogen | Hydrogen | EU | Energy demand | 0 | not_included_in_FEC
DK | TYNDP2026 | HEV | 2035 | TWh | 324 | Sub_sector | International transport | International shipping | Transport (int. shipping) | Energetic | transport_int_shipping_final_demand_methane | Methane | EU | Energy demand | 0.25332 | not_included_in_FEC
DK | TYNDP2026 | HEV | 2035 | TWh | 325 | Sub_sector | International transport | International shipping | Transport (int. shipping) | Energetic | transport_int_shipping_final_demand_heat | Heat | EU | Energy demand | 0 | not_included_in_FEC
DK | TYNDP2026 | HEV | 2035 | TWh | 326 | Sub_sector | International transport | International shipping | Transport (int. shipping) | Energetic | transport_int_shipping_final_demand_biofuels | Biomass | EU | Energy demand | 0 | not_included_in_FEC
DK | TYNDP2026 | HEV | 2035 | TWh | 327 | Sub_sector | International transport | International shipping | Transport (int. shipping) | Energetic | transport_int_shipping_final_demand_coal | Solids | EU | Energy demand | 0 | not_included_in_FEC
DK | TYNDP2026 | HEV | 2035 | TWh | 328 | Sub_sector | International transport | International shipping | Transport (int. shipping) | Energetic | transport_int_shipping_final_demand_oil | Liquids | EU | Energy demand | 8.156 | not_included_in_FEC
DK | TYNDP2026 | HEV | 2035 | TWh | 329 | Sub_sector | International transport | International shipping | Transport (int. shipping) | Energetic | transport_int_shipping_final_demand_other | Others | EU | Energy demand | 0 | not_included_in_FEC
DK | TYNDP2026 | HEV | 2035 | TWh | 330 | Sub_sector | International transport | International shipping | Transport (int. shipping) | Energetic | transport_int_shipping_final_demand_ammonia | Ammonia | EU | Energy demand | 0 | not_included_in_FEC
DK | TYNDP2026 | HEV | 2035 | TWh | 332 | Sub_sector | Households | Space heating | Households (heating) | Energetic | households_heating_final_demand_electricity | Electricity | EU | Energy demand | 1.6294 | FEC
DK | TYNDP2026 | HEV | 2035 | TWh | 333 | Sub_sector | Households | Space heating | Households (heating) | Energetic | households_heating_final_demand_hydrogen | Hydrogen | EU | Energy demand | 0 | FEC
DK | TYNDP2026 | HEV | 2035 | TWh | 334 | Sub_sector | Households | Space heating | Households (heating) | Energetic | households_heating_final_demand_methane | Methane | EU | Energy demand | 0.49082 | FEC
DK | TYNDP2026 | HEV | 2035 | TWh | 335 | Sub_sector | Households | Space heating | Households (heating) | Energetic | households_heating_final_demand_heat | Heat | EU | Energy demand | 14.0082 | FEC
DK | TYNDP2026 | HEV | 2035 | TWh | 336 | Sub_sector | Households | Space heating | Households (heating) | Energetic | households_heating_final_demand_biomass | Biomass | EU | Energy demand | 3.5144 | FEC
DK | TYNDP2026 | HEV | 2035 | TWh | 337 | Sub_sector | Households | Space heating | Households (heating) | Energetic | households_heating_final_demand_coal | Solids | EU | Energy demand | 0 | FEC
DK | TYNDP2026 | HEV | 2035 | TWh | 338 | Sub_sector | Households | Space heating | Households (heating) | Energetic | households_heating_final_demand_oil | Liquids | EU | Energy demand | 0.32405 | FEC
DK | TYNDP2026 | HEV | 2035 | TWh | 339 | Sub_sector | Households | Space heating | Households (heating) | Energetic | households_heating_final_demand_other | Others | EU | Energy demand | 0 | FEC
DK | TYNDP2026 | HEV | 2035 | TWh | 340 | Sub_sector | Households | Space heating | Households (heating) | Energetic | households_heating_final_demand_ammonia | Ammonia | EU | Energy demand | 0 | FEC
DK | TYNDP2026 | HEV | 2035 | TWh | 343 | Sub_sector | Households | Cooling | Households (cooling) | Energetic | households_cooling_final_demand_electricity | Electricity | EU | Energy demand | 0 | FEC
DK | TYNDP2026 | HEV | 2035 | TWh | 344 | Sub_sector | Households | Cooling | Households (cooling) | Energetic | households_cooling_final_demand_hydrogen | Hydrogen | EU | Energy demand | 0 | FEC
DK | TYNDP2026 | HEV | 2035 | TWh | 345 | Sub_sector | Households | Cooling | Households (cooling) | Energetic | households_cooling_final_demand_methane | Methane | EU | Energy demand | 0 | FEC
DK | TYNDP2026 | HEV | 2035 | TWh | 346 | Sub_sector | Households | Cooling | Households (cooling) | Energetic | households_cooling_final_demand_heat | Heat | EU | Energy demand | 0 | FEC
DK | TYNDP2026 | HEV | 2035 | TWh | 347 | Sub_sector | Households | Cooling | Households (cooling) | Energetic | households_cooling_final_demand_biomass | Biomass | EU | Energy demand | 0 | FEC
DK | TYNDP2026 | HEV | 2035 | TWh | 348 | Sub_sector | Households | Cooling | Households (cooling) | Energetic | households_cooling_final_demand_coal | Solids | EU | Energy demand | 0 | FEC
DK | TYNDP2026 | HEV | 2035 | TWh | 349 | Sub_sector | Households | Cooling | Households (cooling) | Energetic | households_cooling_final_demand_oil | Liquids | EU | Energy demand | 0 | FEC
DK | TYNDP2026 | HEV | 2035 | TWh | 350 | Sub_sector | Households | Cooling | Households (cooling) | Energetic | households_cooling_final_demand_other | Others | EU | Energy demand | 0 | FEC
DK | TYNDP2026 | HEV | 2035 | TWh | 351 | Sub_sector | Households | Cooling | Households (cooling) | Energetic | households_cooling_final_demand_ammonia | Ammonia | EU | Energy demand | 0 | FEC
DK | TYNDP2026 | HEV | 2035 | TWh | 354 | Sub_sector | Households | Hot water | Households (hot water) | Energetic | households_hot_water_final_demand_electricity | Electricity | EU | Energy demand | 1.2371 | FEC
DK | TYNDP2026 | HEV | 2035 | TWh | 355 | Sub_sector | Households | Hot water | Households (hot water) | Energetic | households_hot_water_final_demand_hydrogen | Hydrogen | EU | Energy demand | 0 | FEC
DK | TYNDP2026 | HEV | 2035 | TWh | 356 | Sub_sector | Households | Hot water | Households (hot water) | Energetic | households_hot_water_final_demand_methane | Methane | EU | Energy demand | 0.28722 | FEC
DK | TYNDP2026 | HEV | 2035 | TWh | 357 | Sub_sector | Households | Hot water | Households (hot water) | Energetic | households_hot_water_final_demand_heat | Heat | EU | Energy demand | 6.895 | FEC
DK | TYNDP2026 | HEV | 2035 | TWh | 358 | Sub_sector | Households | Hot water | Households (hot water) | Energetic | households_hot_water_final_demand_biomass | Biomass | EU | Energy demand | 1.7298 | FEC
DK | TYNDP2026 | HEV | 2035 | TWh | 359 | Sub_sector | Households | Hot water | Households (hot water) | Energetic | households_hot_water_final_demand_coal | Solids | EU | Energy demand | 0 | FEC
DK | TYNDP2026 | HEV | 2035 | TWh | 360 | Sub_sector | Households | Hot water | Households (hot water) | Energetic | households_hot_water_final_demand_oil | Liquids | EU | Energy demand | 0.1595 | FEC
DK | TYNDP2026 | HEV | 2035 | TWh | 361 | Sub_sector | Households | Hot water | Households (hot water) | Energetic | households_hot_water_final_demand_other | Others | EU | Energy demand | 0 | FEC
DK | TYNDP2026 | HEV | 2035 | TWh | 362 | Sub_sector | Households | Hot water | Households (hot water) | Energetic | households_hot_water_final_demand_ammonia | Ammonia | EU | Energy demand | 0 | FEC
DK | TYNDP2026 | HEV | 2035 | TWh | 365 | Sub_sector | Households | Appliances | Households (appliances) | Energetic | households_appliances_final_demand_electricity | Electricity | EU | Energy demand | 8.2436 | FEC
DK | TYNDP2026 | HEV | 2035 | TWh | 366 | Sub_sector | Households | Appliances | Households (appliances) | Energetic | households_appliances_final_demand_hydrogen | Hydrogen | EU | Energy demand | 0 | FEC
DK | TYNDP2026 | HEV | 2035 | TWh | 367 | Sub_sector | Households | Appliances | Households (appliances) | Energetic | households_appliances_final_demand_methane | Methane | EU | Energy demand | 0.026527 | FEC
DK | TYNDP2026 | HEV | 2035 | TWh | 368 | Sub_sector | Households | Appliances | Households (appliances) | Energetic | households_appliances_final_demand_heat | Heat | EU | Energy demand | 0 | FEC
DK | TYNDP2026 | HEV | 2035 | TWh | 369 | Sub_sector | Households | Appliances | Households (appliances) | Energetic | households_appliances_final_demand_biomass | Biomass | EU | Energy demand | 0 | FEC
DK | TYNDP2026 | HEV | 2035 | TWh | 370 | Sub_sector | Households | Appliances | Households (appliances) | Energetic | households_appliances_final_demand_coal | Solids | EU | Energy demand | 0 | FEC
DK | TYNDP2026 | HEV | 2035 | TWh | 371 | Sub_sector | Households | Appliances | Households (appliances) | Energetic | households_appliances_final_demand_oil | Liquids | EU | Energy demand | 0 | FEC
DK | TYNDP2026 | HEV | 2035 | TWh | 372 | Sub_sector | Households | Appliances | Households (appliances) | Energetic | households_appliances_final_demand_other | Others | EU | Energy demand | 0 | FEC
DK | TYNDP2026 | HEV | 2035 | TWh | 373 | Sub_sector | Households | Appliances | Households (appliances) | Energetic | households_appliances_final_demand_ammonia | Ammonia | EU | Energy demand | 0 | FEC
DK | TYNDP2026 | HEV | 2035 | TWh | 375 | Sub_sector | Buildings | Space heating | Buildings (heat) | Energetic | buildings_heat_final_demand_electricity | Electricity | EU | Energy demand | 0.53621 | FEC
DK | TYNDP2026 | HEV | 2035 | TWh | 376 | Sub_sector | Buildings | Space heating | Buildings (heat) | Energetic | buildings_heat_final_demand_hydrogen | Hydrogen | EU | Energy demand | 0 | FEC
DK | TYNDP2026 | HEV | 2035 | TWh | 377 | Sub_sector | Buildings | Space heating | Buildings (heat) | Energetic | buildings_heat_final_demand_methane | Methane | EU | Energy demand | 0.40268 | FEC
DK | TYNDP2026 | HEV | 2035 | TWh | 378 | Sub_sector | Buildings | Space heating | Buildings (heat) | Energetic | buildings_heat_final_demand_heat | Heat | EU | Energy demand | 10.5928 | FEC
DK | TYNDP2026 | HEV | 2035 | TWh | 379 | Sub_sector | Buildings | Space heating | Buildings (heat) | Energetic | buildings_heat_final_demand_biomass | Biomass | EU | Energy demand | 0.17565 | FEC
DK | TYNDP2026 | HEV | 2035 | TWh | 380 | Sub_sector | Buildings | Space heating | Buildings (heat) | Energetic | buildings_heat_final_demand_coal | Solids | EU | Energy demand | 0 | FEC
DK | TYNDP2026 | HEV | 2035 | TWh | 381 | Sub_sector | Buildings | Space heating | Buildings (heat) | Energetic | buildings_heat_final_demand_oil | Liquids | EU | Energy demand | 0.10707 | FEC
DK | TYNDP2026 | HEV | 2035 | TWh | 382 | Sub_sector | Buildings | Space heating | Buildings (heat) | Energetic | buildings_heat_final_demand_other | Others | EU | Energy demand | 0 | FEC
DK | TYNDP2026 | HEV | 2035 | TWh | 383 | Sub_sector | Buildings | Space heating | Buildings (heat) | Energetic | buildings_heat_final_demand_ammonia | Ammonia | EU | Energy demand | 0 | FEC
DK | TYNDP2026 | HEV | 2035 | TWh | 386 | Sub_sector | Buildings | Cooling | Buildings (cooling) | Energetic | buildings_cooling_final_demand_electricity | Electricity | EU | Energy demand | 0.46543 | FEC
DK | TYNDP2026 | HEV | 2035 | TWh | 387 | Sub_sector | Buildings | Cooling | Buildings (cooling) | Energetic | buildings_cooling_final_demand_hydrogen | Hydrogen | EU | Energy demand | 0 | FEC
DK | TYNDP2026 | HEV | 2035 | TWh | 388 | Sub_sector | Buildings | Cooling | Buildings (cooling) | Energetic | buildings_cooling_final_demand_methane | Methane | EU | Energy demand | 0.0019762 | FEC
DK | TYNDP2026 | HEV | 2035 | TWh | 389 | Sub_sector | Buildings | Cooling | Buildings (cooling) | Energetic | buildings_cooling_final_demand_heat | Heat | EU | Energy demand | 0 | FEC
DK | TYNDP2026 | HEV | 2035 | TWh | 390 | Sub_sector | Buildings | Cooling | Buildings (cooling) | Energetic | buildings_cooling_final_demand_biomass | Biomass | EU | Energy demand | 0 | FEC
DK | TYNDP2026 | HEV | 2035 | TWh | 391 | Sub_sector | Buildings | Cooling | Buildings (cooling) | Energetic | buildings_cooling_final_demand_coal | Solids | EU | Energy demand | 0 | FEC
DK | TYNDP2026 | HEV | 2035 | TWh | 392 | Sub_sector | Buildings | Cooling | Buildings (cooling) | Energetic | buildings_cooling_final_demand_oil | Liquids | EU | Energy demand | 0 | FEC
DK | TYNDP2026 | HEV | 2035 | TWh | 393 | Sub_sector | Buildings | Cooling | Buildings (cooling) | Energetic | buildings_cooling_final_demand_other | Others | EU | Energy demand | 0 | FEC
DK | TYNDP2026 | HEV | 2035 | TWh | 394 | Sub_sector | Buildings | Cooling | Buildings (cooling) | Energetic | buildings_cooling_final_demand_ammonia | Ammonia | EU | Energy demand | 0 | FEC
DK | TYNDP2026 | HEV | 2035 | TWh | 397 | Sub_sector | Buildings | Appliances | Buildings (appliances) | Energetic | buildings_appliances_final_demand_electricity | Electricity | EU | Energy demand | 9.1389 | FEC
DK | TYNDP2026 | HEV | 2035 | TWh | 398 | Sub_sector | Buildings | Appliances | Buildings (appliances) | Energetic | buildings_appliances_final_demand_hydrogen | Hydrogen | EU | Energy demand | 0 | FEC
DK | TYNDP2026 | HEV | 2035 | TWh | 399 | Sub_sector | Buildings | Appliances | Buildings (appliances) | Energetic | buildings_appliances_final_demand_methane | Methane | EU | Energy demand | 0.63736 | FEC
DK | TYNDP2026 | HEV | 2035 | TWh | 400 | Sub_sector | Buildings | Appliances | Buildings (appliances) | Energetic | buildings_appliances_final_demand_heat | Heat | EU | Energy demand | 0 | FEC
DK | TYNDP2026 | HEV | 2035 | TWh | 401 | Sub_sector | Buildings | Appliances | Buildings (appliances) | Energetic | buildings_appliances_final_demand_biomass | Biomass | EU | Energy demand | 0 | FEC
DK | TYNDP2026 | HEV | 2035 | TWh | 402 | Sub_sector | Buildings | Appliances | Buildings (appliances) | Energetic | buildings_appliances_final_demand_coal | Solids | EU | Energy demand | 0 | FEC
DK | TYNDP2026 | HEV | 2035 | TWh | 403 | Sub_sector | Buildings | Appliances | Buildings (appliances) | Energetic | buildings_appliances_final_demand_oil | Liquids | EU | Energy demand | 0 | FEC
DK | TYNDP2026 | HEV | 2035 | TWh | 404 | Sub_sector | Buildings | Appliances | Buildings (appliances) | Energetic | buildings_appliances_final_demand_other | Others | EU | Energy demand | 0 | FEC
DK | TYNDP2026 | HEV | 2035 | TWh | 405 | Sub_sector | Buildings | Appliances | Buildings (appliances) | Energetic | buildings_appliances_final_demand_ammonia | Ammonia | EU | Energy demand | 0 | FEC
DK | TYNDP2026 | HEV | 2035 | TWh | 407 | Sub_sector | Buildings | Datacenters | Datacenters & ICT | Energetic | datacentres_final_demand_electricity_energetic | Electricity | EU | Energy demand | 27.5653 | FEC
DK | TYNDP2026 | HEV | 2035 | TWh | 408 | Sub_sector | Buildings | Datacenters | Datacenters & ICT | Energetic | datacentres_final_demand_hydrogen_energetic | Hydrogen | EU | Energy demand | 0 | FEC
DK | TYNDP2026 | HEV | 2035 | TWh | 409 | Sub_sector | Buildings | Datacenters | Datacenters & ICT | Energetic | datacentres_final_demand_methane_energetic | Methane | EU | Energy demand | 0 | FEC
DK | TYNDP2026 | HEV | 2035 | TWh | 410 | Sub_sector | Buildings | Datacenters | Datacenters & ICT | Energetic | datacentres_final_demand_heat_energetic | Heat | EU | Energy demand | 0 | FEC
DK | TYNDP2026 | HEV | 2035 | TWh | 411 | Sub_sector | Buildings | Datacenters | Datacenters & ICT | Energetic | datacentres_final_demand_biomass_energetic | Biomass | EU | Energy demand | 0 | FEC
DK | TYNDP2026 | HEV | 2035 | TWh | 412 | Sub_sector | Buildings | Datacenters | Datacenters & ICT | Energetic | datacentres_final_demand_coal_energetic | Solids | EU | Energy demand | 0 | FEC
DK | TYNDP2026 | HEV | 2035 | TWh | 413 | Sub_sector | Buildings | Datacenters | Datacenters & ICT | Energetic | datacentres_final_demand_oil_energetic | Liquids | EU | Energy demand | 0 | FEC
DK | TYNDP2026 | HEV | 2035 | TWh | 414 | Sub_sector | Buildings | Datacenters | Datacenters & ICT | Energetic | datacentres_final_demand_other_energetic | Others | EU | Energy demand | 0 | FEC
DK | TYNDP2026 | HEV | 2035 | TWh | 415 | Sub_sector | Buildings | Datacenters | Datacenters & ICT | Energetic | datacentres_final_demand_ammonia_energetic | Ammonia | EU | Energy demand | 0 | FEC
DK | TYNDP2026 | HEV | 2035 | TWh | 417 | Sub_sector | Transport | Others_Sector | Others_Sector | Energetic | other_final_demand_electricity_energetic | Electricity | EU | Energy demand | 0 | FEC
DK | TYNDP2026 | HEV | 2035 | TWh | 418 | Sub_sector | Transport | Others_Sector | Others_Sector | Energetic | other_final_demand_hydrogen_energetic | Hydrogen | EU | Energy demand | 0 | FEC
DK | TYNDP2026 | HEV | 2035 | TWh | 419 | Sub_sector | Transport | Pipeline Transport | Others_Sector | Energetic | other_final_demand_methane_energetic | Methane | EU | Energy demand | 0.074811 | FEC
DK | TYNDP2026 | HEV | 2035 | TWh | 420 | Sub_sector | Transport | Others_Sector | Others_Sector | Energetic | other_final_demand_heat_energetic | Heat | EU | Energy demand | 0 | FEC
DK | TYNDP2026 | HEV | 2035 | TWh | 421 | Sub_sector | Transport | Others_Sector | Others_Sector | Energetic | other_final_demand_biomass_energetic | Biomass | EU | Energy demand | 0 | FEC
DK | TYNDP2026 | HEV | 2035 | TWh | 422 | Sub_sector | Transport | Others_Sector | Others_Sector | Energetic | other_final_demand_coal_energetic | Solids | EU | Energy demand | 0 | FEC
DK | TYNDP2026 | HEV | 2035 | TWh | 423 | Sub_sector | Transport | Others_Sector | Others_Sector | Energetic | other_final_demand_oil_energetic | Liquids | EU | Energy demand | 0.57001 | FEC
DK | TYNDP2026 | HEV | 2035 | TWh | 424 | Sub_sector | Others_Sector | Others_Sector | Others_Sector | Non-energetic | other_final_demand_oil_non_energetic | Liquids | EU | Energy demand | 0.6602 | not_included_in_FEC
DK | TYNDP2026 | HEV | 2035 | TWh | 425 | Sub_sector | Transport | Others_Sector | Others_Sector | Energetic | other_final_demand_other_energetic | Others | EU | Energy demand | 0 | FEC
DK | TYNDP2026 | HEV | 2035 | TWh | 426 | Sub_sector | Transport | Others_Sector | Others_Sector | Energetic | other_final_demand_ammonia_energetic | Ammonia | EU | Energy demand | 0 | FEC
DK | TYNDP2026 | HEV | 2035 | TWh | 427 | Sub_sector | Industry | Surplus_Heat_in_Industry | Surplus_Heat_in_Industry | Energetic | final_demand_of_industry_unused_local_production_steam_hot_water | Heat | EU | Energy demand | 0 | FEC
DK | TYNDP2026 | HEV | 2035 | TWh | 429 | Sub_sector | Agriculture | Total | Agriculture | Energetic | agriculture_final_demand_electricity_energetic | Electricity | EU | Energy demand | 1.8287 | FEC
DK | TYNDP2026 | HEV | 2035 | TWh | 430 | Sub_sector | Agriculture | Total | Agriculture | Energetic | agriculture_final_demand_hydrogen_energetic | Hydrogen | EU | Energy demand | 0 | FEC
DK | TYNDP2026 | HEV | 2035 | TWh | 431 | Sub_sector | Agriculture | Total | Agriculture | Energetic | agriculture_final_demand_methane_energetic | Methane | EU | Energy demand | 0.030646 | FEC
DK | TYNDP2026 | HEV | 2035 | TWh | 432 | Sub_sector | Agriculture | Total | Agriculture | Energetic | agriculture_final_demand_heat_energetic | Heat | EU | Energy demand | 0.47502 | FEC
DK | TYNDP2026 | HEV | 2035 | TWh | 433 | Sub_sector | Agriculture | Total | Agriculture | Energetic | agriculture_final_demand_biomass_energetic | Biomass | EU | Energy demand | 0.67268 | FEC
DK | TYNDP2026 | HEV | 2035 | TWh | 434 | Sub_sector | Agriculture | Total | Agriculture | Energetic | agriculture_final_demand_coal_energetic | Solids | EU | Energy demand | 0 | FEC
DK | TYNDP2026 | HEV | 2035 | TWh | 435 | Sub_sector | Agriculture | Total | Agriculture | Energetic | agriculture_final_demand_oil_energetic | Liquids | EU | Energy demand | 1.7836 | FEC
DK | TYNDP2026 | HEV | 2035 | TWh | 436 | Sub_sector | Agriculture | Total | Agriculture | Energetic | agriculture_final_demand_other_energetic | Others | EU | Energy demand | 0 | FEC
DK | TYNDP2026 | HEV | 2035 | TWh | 437 | Sub_sector | Agriculture | Total | Agriculture | Energetic | agriculture_final_demand_ammonia_energetic | Ammonia | EU | Energy demand | 0 | FEC
DK | TYNDP2026 | HEV | 2035 | TWh | 447 | Sub_sector | Buildings | Surplus Energy | Buildings | Energetic | GAP | Electricity | EU | Energy demand | 0 | FEC
DK | TYNDP2026 | HEV | 2035 | TWh | 448 | Sub_sector | Buildings | Surplus Energy | Buildings | Energetic | GAP | Hydrogen | EU | Energy demand | 0 | FEC
DK | TYNDP2026 | HEV | 2035 | TWh | 449 | Sub_sector | Buildings | Surplus Energy | Buildings | Energetic | GAP | Methane | EU | Energy demand | 0 | FEC
DK | TYNDP2026 | HEV | 2035 | TWh | 450 | Sub_sector | Buildings | Surplus Energy | Buildings | Energetic | GAP | Heat | EU | Energy demand | 0 | FEC
DK | TYNDP2026 | HEV | 2035 | TWh | 451 | Sub_sector | Buildings | Surplus Energy | Buildings | Energetic | GAP | Biomass | EU | Energy demand | 0.043701 | FEC
DK | TYNDP2026 | HEV | 2035 | TWh | 452 | Sub_sector | Buildings | Surplus Energy | Buildings | Energetic | GAP | Solids | EU | Energy demand | 0 | FEC
DK | TYNDP2026 | HEV | 2035 | TWh | 453 | Sub_sector | Buildings | Surplus Energy | Buildings | Energetic | GAP | Liquids | EU | Energy demand | 0.046912 | FEC
DK | TYNDP2026 | HEV | 2035 | TWh | 454 | Sub_sector | Buildings | Surplus Energy | Buildings | Energetic | GAP | Others | EU | Energy demand | 0 | FEC
DK | TYNDP2026 | HEV | 2035 | TWh | 455 | Sub_sector | Buildings | Surplus Energy | Buildings | Energetic | GAP | Ammonia | EU | Energy demand | 0 | FEC
DK | TYNDP2026 | HEV | 2035 | TWh | 456 | Sub_sector | Households | Surplus Energy | Households | Energetic | GAP | Electricity | EU | Energy demand | 0 | FEC
DK | TYNDP2026 | HEV | 2035 | TWh | 457 | Sub_sector | Households | Surplus Energy | Households | Energetic | GAP | Hydrogen | EU | Energy demand | 0 | FEC
DK | TYNDP2026 | HEV | 2035 | TWh | 458 | Sub_sector | Households | Surplus Energy | Households | Energetic | GAP | Methane | EU | Energy demand | 0 | FEC
DK | TYNDP2026 | HEV | 2035 | TWh | 459 | Sub_sector | Households | Surplus Energy | Households | Energetic | GAP | Heat | EU | Energy demand | 0 | FEC
DK | TYNDP2026 | HEV | 2035 | TWh | 460 | Sub_sector | Households | Surplus Energy | Households | Energetic | GAP | Biomass | EU | Energy demand | 0 | FEC
DK | TYNDP2026 | HEV | 2035 | TWh | 461 | Sub_sector | Households | Surplus Energy | Households | Energetic | GAP | Solids | EU | Energy demand | 0 | FEC
DK | TYNDP2026 | HEV | 2035 | TWh | 462 | Sub_sector | Households | Surplus Energy | Households | Energetic | GAP | Liquids | EU | Energy demand | 0 | FEC
DK | TYNDP2026 | HEV | 2035 | TWh | 463 | Sub_sector | Households | Surplus Energy | Households | Energetic | GAP | Others | EU | Energy demand | 0 | FEC
DK | TYNDP2026 | HEV | 2035 | TWh | 464 | Sub_sector | Households | Surplus Energy | Households | Energetic | GAP | Ammonia | EU | Energy demand | 0 | FEC
DK | TYNDP2026 | HEV | 2040 | TWh | 102 | Sub_sector | Industry | Aluminium | Industry (aluminium) | Energetic | industry_aluminium_demand_electricity_energetic | Electricity | EU | Energy demand | 0 | FEC
DK | TYNDP2026 | HEV | 2040 | TWh | 103 | Sub_sector | Industry | Aluminium | Industry (aluminium) | Energetic | industry_aluminium_demand_hydrogen_energetic | Hydrogen | EU | Energy demand | 0 | FEC
DK | TYNDP2026 | HEV | 2040 | TWh | 104 | Sub_sector | Industry | Aluminium | Industry (aluminium) | Energetic | industry_aluminium_demand_methane_energetic | Methane | EU | Energy demand | 0 | FEC
DK | TYNDP2026 | HEV | 2040 | TWh | 105 | Sub_sector | Industry | Aluminium | Industry (aluminium) | Energetic | industry_aluminium_demand_heat_energetic | Heat | EU | Energy demand | 0 | FEC
DK | TYNDP2026 | HEV | 2040 | TWh | 106 | Sub_sector | Industry | Aluminium | Industry (aluminium) | Energetic | industry_aluminium_demand_biomass_energetic | Biomass | EU | Energy demand | 0 | FEC
DK | TYNDP2026 | HEV | 2040 | TWh | 107 | Sub_sector | Industry | Aluminium | Industry (aluminium) | Energetic | industry_aluminium_demand_coal_energetic | Solids | EU | Energy demand | 0 | FEC
DK | TYNDP2026 | HEV | 2040 | TWh | 108 | Sub_sector | Industry | Aluminium | Industry (aluminium) | Energetic | industry_aluminium_demand_oil_energetic | Liquids | EU | Energy demand | 0 | FEC
DK | TYNDP2026 | HEV | 2040 | TWh | 109 | Sub_sector | Industry | Aluminium | Industry (aluminium) | Energetic | industry_aluminium_demand_others_energetic | Others | EU | Energy demand | 0 | FEC
DK | TYNDP2026 | HEV | 2040 | TWh | 110 | Sub_sector | Industry | Aluminium | Industry (aluminium) | Energetic | industry_ammonia_demand_others_energetic | Ammonia | EU | Energy demand | 0 | FEC
DK | TYNDP2026 | HEV | 2040 | TWh | 112 | Sub_sector | Industry | Chemicals | Industry (chemicals, energetic) | Energetic | industry_chemical_demand_electricity_energetic | Electricity | EU | Energy demand | 0 | FEC
DK | TYNDP2026 | HEV | 2040 | TWh | 113 | Sub_sector | Industry | Chemicals | Industry (chemicals, energetic) | Energetic | industry_chemical_demand_hydrogen_energetic | Hydrogen | EU | Energy demand | 0 | FEC
DK | TYNDP2026 | HEV | 2040 | TWh | 114 | Sub_sector | Industry | Chemicals | Industry (chemicals, energetic) | Energetic | industry_chemical_demand_methane_energetic | Methane | EU | Energy demand | 0 | FEC
DK | TYNDP2026 | HEV | 2040 | TWh | 115 | Sub_sector | Industry | Chemicals | Industry (chemicals, energetic) | Energetic | industry_chemical_demand_heat_energetic | Heat | EU | Energy demand | 0 | FEC
DK | TYNDP2026 | HEV | 2040 | TWh | 116 | Sub_sector | Industry | Chemicals | Industry (chemicals, energetic) | Energetic | industry_chemical_demand_biomass_energetic | Biomass | EU | Energy demand | 0 | FEC
DK | TYNDP2026 | HEV | 2040 | TWh | 117 | Sub_sector | Industry | Chemicals | Industry (chemicals, energetic) | Energetic | industry_chemical_demand_coal_energetic | Solids | EU | Energy demand | 0 | FEC
DK | TYNDP2026 | HEV | 2040 | TWh | 118 | Sub_sector | Industry | Chemicals | Industry (chemicals, energetic) | Energetic | industry_chemical_demand_oil_energetic | Liquids | EU | Energy demand | 0 | FEC
DK | TYNDP2026 | HEV | 2040 | TWh | 119 | Sub_sector | Industry | Chemicals | Industry (chemicals, energetic) | Energetic | industry_chemical_demand_others_energetic | Others | EU | Energy demand | 0 | FEC
DK | TYNDP2026 | HEV | 2040 | TWh | 120 | Sub_sector | Industry | Chemicals | Industry (chemicals, energetic) | Energetic | industry_chemical_demand_ammonia_energetic | Ammonia | EU | Energy demand | 0 | FEC
DK | TYNDP2026 | HEV | 2040 | TWh | 122 | Sub_sector | Industry | Chemicals | Industry (chemicals, non-energetic) | Non-energetic | industry_chemical_demand_electricity_non_energetic | Electricity | EU | Energy demand | 0 | not_included_in_FEC
DK | TYNDP2026 | HEV | 2040 | TWh | 123 | Sub_sector | Industry | Chemicals | Industry (chemicals, non-energetic) | Non-energetic | industry_chemical_demand_hydrogen_non_energetic | Hydrogen | EU | Energy demand | 0 | not_included_in_FEC
DK | TYNDP2026 | HEV | 2040 | TWh | 124 | Sub_sector | Industry | Chemicals | Industry (chemicals, non-energetic) | Non-energetic | industry_chemical_demand_methane_non_energetic | Methane | EU | Energy demand | 0 | not_included_in_FEC
DK | TYNDP2026 | HEV | 2040 | TWh | 125 | Sub_sector | Industry | Chemicals | Industry (chemicals, non-energetic) | Non-energetic | industry_chemical_demand_heat_non_energetic | Heat | EU | Energy demand | 0 | not_included_in_FEC
DK | TYNDP2026 | HEV | 2040 | TWh | 126 | Sub_sector | Industry | Chemicals | Industry (chemicals, non-energetic) | Non-energetic | industry_chemical_demand_biomass_non_energetic | Biomass | EU | Energy demand | 0 | not_included_in_FEC
DK | TYNDP2026 | HEV | 2040 | TWh | 127 | Sub_sector | Industry | Chemicals | Industry (chemicals, non-energetic) | Non-energetic | industry_chemical_demand_coal_non_energetic | Solids | EU | Energy demand | 0 | not_included_in_FEC
DK | TYNDP2026 | HEV | 2040 | TWh | 128 | Sub_sector | Industry | Chemicals | Industry (chemicals, non-energetic) | Non-energetic | industry_chemical_demand_oil_non_energetic | Liquids | EU | Energy demand | 0 | not_included_in_FEC
DK | TYNDP2026 | HEV | 2040 | TWh | 129 | Sub_sector | Industry | Chemicals | Industry (chemicals, non-energetic) | Non-energetic | industry_chemical_demand_others_non_energetic | Others | EU | Energy demand | 0 | not_included_in_FEC
DK | TYNDP2026 | HEV | 2040 | TWh | 130 | Sub_sector | Industry | Chemicals | Industry (chemicals, non-energetic) | Non-energetic | industry_chemical_demand_ammonia_non_energetic | Ammonia | EU | Energy demand | 0 | not_included_in_FEC
DK | TYNDP2026 | HEV | 2040 | TWh | 132 | Sub_sector | Industry | Fertilizers | Industry (fertilizers, energetic) | Energetic | industry_fertilizers_demand_electricity_energetic | Electricity | EU | Energy demand | 0 | FEC
DK | TYNDP2026 | HEV | 2040 | TWh | 133 | Sub_sector | Industry | Fertilizers | Industry (fertilizers, energetic) | Energetic | industry_fertilizers_demand_hydrogen_energetic | Hydrogen | EU | Energy demand | 0 | FEC
DK | TYNDP2026 | HEV | 2040 | TWh | 134 | Sub_sector | Industry | Fertilizers | Industry (fertilizers, energetic) | Energetic | industry_fertilizers_demand_methane_energetic | Methane | EU | Energy demand | 0 | FEC
DK | TYNDP2026 | HEV | 2040 | TWh | 135 | Sub_sector | Industry | Fertilizers | Industry (fertilizers, energetic) | Energetic | industry_fertilizers_demand_heat_energetic | Heat | EU | Energy demand | 0 | FEC
DK | TYNDP2026 | HEV | 2040 | TWh | 136 | Sub_sector | Industry | Fertilizers | Industry (fertilizers, energetic) | Energetic | industry_fertilizers_demand_biomass_energetic | Biomass | EU | Energy demand | 0 | FEC
DK | TYNDP2026 | HEV | 2040 | TWh | 137 | Sub_sector | Industry | Fertilizers | Industry (fertilizers, energetic) | Energetic | industry_fertilizers_demand_coal_energetic | Solids | EU | Energy demand | 0 | FEC
DK | TYNDP2026 | HEV | 2040 | TWh | 138 | Sub_sector | Industry | Fertilizers | Industry (fertilizers, energetic) | Energetic | industry_fertilizers_demand_oil_energetic | Liquids | EU | Energy demand | 0 | FEC
DK | TYNDP2026 | HEV | 2040 | TWh | 139 | Sub_sector | Industry | Fertilizers | Industry (fertilizers, energetic) | Energetic | industry_fertilizers_demand_others_energetic | Others | EU | Energy demand | 0 | FEC
DK | TYNDP2026 | HEV | 2040 | TWh | 140 | Sub_sector | Industry | Fertilizers | Industry (fertilizers, energetic) | Energetic | industry_fertilizers_demand_ammonia_energetic | Ammonia | EU | Energy demand | 0 | FEC
DK | TYNDP2026 | HEV | 2040 | TWh | 142 | Sub_sector | Industry | Fertilizers | Industry (fertilizers, non-energetic) | Non-energetic | industry_fertilizers_demand_electricity_non_energetic | Electricity | EU | Energy demand | 0 | not_included_in_FEC
DK | TYNDP2026 | HEV | 2040 | TWh | 143 | Sub_sector | Industry | Fertilizers | Industry (fertilizers, non-energetic) | Non-energetic | industry_fertilizers_demand_hydrogen_non_energetic | Hydrogen | EU | Energy demand | 0 | not_included_in_FEC
DK | TYNDP2026 | HEV | 2040 | TWh | 144 | Sub_sector | Industry | Fertilizers | Industry (fertilizers, non-energetic) | Non-energetic | industry_fertilizers_demand_methane_non_energetic | Methane | EU | Energy demand | 0 | not_included_in_FEC
DK | TYNDP2026 | HEV | 2040 | TWh | 145 | Sub_sector | Industry | Fertilizers | Industry (fertilizers, non-energetic) | Non-energetic | industry_fertilizers_demand_heat_non_energetic | Heat | EU | Energy demand | 0 | not_included_in_FEC
DK | TYNDP2026 | HEV | 2040 | TWh | 146 | Sub_sector | Industry | Fertilizers | Industry (fertilizers, non-energetic) | Non-energetic | industry_fertilizers_demand_biomass_non_energetic | Biomass | EU | Energy demand | 0 | not_included_in_FEC
DK | TYNDP2026 | HEV | 2040 | TWh | 147 | Sub_sector | Industry | Fertilizers | Industry (fertilizers, non-energetic) | Non-energetic | industry_fertilizers_demand_coal_non_energetic | Solids | EU | Energy demand | 0 | not_included_in_FEC
DK | TYNDP2026 | HEV | 2040 | TWh | 148 | Sub_sector | Industry | Fertilizers | Industry (fertilizers, non-energetic) | Non-energetic | industry_fertilizers_demand_oil_non_energetic | Liquids | EU | Energy demand | 0 | not_included_in_FEC
DK | TYNDP2026 | HEV | 2040 | TWh | 149 | Sub_sector | Industry | Fertilizers | Industry (fertilizers, non-energetic) | Non-energetic | industry_fertilizers_demand_others_non_energetic | Others | EU | Energy demand | 0 | not_included_in_FEC
DK | TYNDP2026 | HEV | 2040 | TWh | 150 | Sub_sector | Industry | Fertilizers | Industry (fertilizers, non-energetic) | Non-energetic | industry_fertilizers_demand_ammonia_non_energetic | Ammonia | EU | Energy demand | 0 | not_included_in_FEC
DK | TYNDP2026 | HEV | 2040 | TWh | 152 | Sub_sector | Industry | Food | Industry (food) | Energetic | industry_food_demand_electricity_energetic | Electricity | EU | Energy demand | 0 | FEC
DK | TYNDP2026 | HEV | 2040 | TWh | 153 | Sub_sector | Industry | Food | Industry (food) | Energetic | industry_food_demand_hydrogen_energetic | Hydrogen | EU | Energy demand | 0 | FEC
DK | TYNDP2026 | HEV | 2040 | TWh | 154 | Sub_sector | Industry | Food | Industry (food) | Energetic | industry_food_demand_methane_energetic | Methane | EU | Energy demand | 0 | FEC
DK | TYNDP2026 | HEV | 2040 | TWh | 155 | Sub_sector | Industry | Food | Industry (food) | Energetic | industry_food_demand_heat_energetic | Heat | EU | Energy demand | 0 | FEC
DK | TYNDP2026 | HEV | 2040 | TWh | 156 | Sub_sector | Industry | Food | Industry (food) | Energetic | industry_food_demand_biomass_energetic | Biomass | EU | Energy demand | 0 | FEC
DK | TYNDP2026 | HEV | 2040 | TWh | 157 | Sub_sector | Industry | Food | Industry (food) | Energetic | industry_food_demand_coal_energetic | Solids | EU | Energy demand | 0 | FEC
DK | TYNDP2026 | HEV | 2040 | TWh | 158 | Sub_sector | Industry | Food | Industry (food) | Energetic | industry_food_demand_oil_energetic | Liquids | EU | Energy demand | 0 | FEC
DK | TYNDP2026 | HEV | 2040 | TWh | 159 | Sub_sector | Industry | Food | Industry (food) | Energetic | industry_food_demand_others_energetic | Others | EU | Energy demand | 0 | FEC
DK | TYNDP2026 | HEV | 2040 | TWh | 160 | Sub_sector | Industry | Food | Industry (food) | Energetic | industry_food_demand_ammonia_energetic | Ammonia | EU | Energy demand | 0 | FEC
DK | TYNDP2026 | HEV | 2040 | TWh | 162 | Sub_sector | Industry | Metals | Industry (metal) | Energetic | industry_metal_demand_electricity_energetic | Electricity | EU | Energy demand | 0 | FEC
DK | TYNDP2026 | HEV | 2040 | TWh | 163 | Sub_sector | Industry | Metals | Industry (metal) | Energetic | industry_metal_demand_hydrogen_energetic | Hydrogen | EU | Energy demand | 0 | FEC
DK | TYNDP2026 | HEV | 2040 | TWh | 164 | Sub_sector | Industry | Metals | Industry (metal) | Energetic | industry_metal_demand_methane_energetic | Methane | EU | Energy demand | 0 | FEC
DK | TYNDP2026 | HEV | 2040 | TWh | 165 | Sub_sector | Industry | Metals | Industry (metal) | Energetic | industry_metal_demand_heat_energetic | Heat | EU | Energy demand | 0 | FEC
DK | TYNDP2026 | HEV | 2040 | TWh | 166 | Sub_sector | Industry | Metals | Industry (metal) | Energetic | industry_metal_demand_biomass_energetic | Biomass | EU | Energy demand | 0 | FEC
DK | TYNDP2026 | HEV | 2040 | TWh | 167 | Sub_sector | Industry | Metals | Industry (metal) | Energetic | industry_metal_demand_coal_energetic | Solids | EU | Energy demand | 0 | FEC
DK | TYNDP2026 | HEV | 2040 | TWh | 168 | Sub_sector | Industry | Metals | Industry (metal) | Energetic | industry_metal_demand_oil_energetic | Liquids | EU | Energy demand | 0 | FEC
DK | TYNDP2026 | HEV | 2040 | TWh | 169 | Sub_sector | Industry | Metals | Industry (metal) | Energetic | industry_metal_demand_others_energetic | Others | EU | Energy demand | 0 | FEC
DK | TYNDP2026 | HEV | 2040 | TWh | 170 | Sub_sector | Industry | Metals | Industry (metal) | Energetic | industry_metal_demand_ammonia_energetic | Ammonia | EU | Energy demand | 0 | FEC
DK | TYNDP2026 | HEV | 2040 | TWh | 172 | Sub_sector | Industry | Others | Industry (other, energetic) | Energetic | industry_other_demand_electricity_energetic | Electricity | EU | Energy demand | 14.2847 | FEC
DK | TYNDP2026 | HEV | 2040 | TWh | 173 | Sub_sector | Industry | Others | Industry (other, energetic) | Energetic | industry_other_demand_hydrogen_energetic | Hydrogen | EU | Energy demand | 0 | FEC
DK | TYNDP2026 | HEV | 2040 | TWh | 174 | Sub_sector | Industry | Others | Industry (other, energetic) | Energetic | industry_other_demand_methane_energetic | Methane | EU | Energy demand | 7.0292 | FEC
DK | TYNDP2026 | HEV | 2040 | TWh | 175 | Sub_sector | Industry | Others | Industry (other, energetic) | Energetic | industry_other_demand_heat_energetic | Heat | EU | Energy demand | 1.931 | FEC
DK | TYNDP2026 | HEV | 2040 | TWh | 176 | Sub_sector | Industry | Others | Industry (other, energetic) | Energetic | industry_other_demand_biomass_energetic | Biomass | EU | Energy demand | 3.0261 | FEC
DK | TYNDP2026 | HEV | 2040 | TWh | 177 | Sub_sector | Industry | Others | Industry (other, energetic) | Energetic | industry_other_demand_coal_energetic | Solids | EU | Energy demand | 0.11509 | FEC
DK | TYNDP2026 | HEV | 2040 | TWh | 178 | Sub_sector | Industry | Others | Industry (other, energetic) | Energetic | industry_other_demand_oil_energetic | Liquids | EU | Energy demand | 2.4342 | FEC
DK | TYNDP2026 | HEV | 2040 | TWh | 179 | Sub_sector | Industry | Others | Industry (other, energetic) | Energetic | industry_other_demand_others_energetic | Others | EU | Energy demand | 0 | FEC
DK | TYNDP2026 | HEV | 2040 | TWh | 180 | Sub_sector | Industry | Others | Industry (other, energetic) | Energetic | industry_other_demand_ammonia_energetic | Ammonia | EU | Energy demand | 0 | FEC
DK | TYNDP2026 | HEV | 2040 | TWh | 182 | Sub_sector | Industry | Others | Industry (other, non-energetic) | Non-energetic | industry_other_demand_electricity_non_energetic | Electricity | EU | Energy demand | 0 | not_included_in_FEC
DK | TYNDP2026 | HEV | 2040 | TWh | 183 | Sub_sector | Industry | Others | Industry (other, non-energetic) | Non-energetic | industry_other_demand_hydrogen_non_energetic | Hydrogen | EU | Energy demand | 0 | not_included_in_FEC
DK | TYNDP2026 | HEV | 2040 | TWh | 184 | Sub_sector | Industry | Others | Industry (other, non-energetic) | Non-energetic | industry_other_demand_methane_non_energetic | Methane | EU | Energy demand | 0 | not_included_in_FEC
DK | TYNDP2026 | HEV | 2040 | TWh | 185 | Sub_sector | Industry | Others | Industry (other, non-energetic) | Non-energetic | industry_other_demand_heat_non_energetic | Heat | EU | Energy demand | 0 | not_included_in_FEC
DK | TYNDP2026 | HEV | 2040 | TWh | 186 | Sub_sector | Industry | Others | Industry (other, non-energetic) | Non-energetic | industry_other_demand_biomass_non_energetic | Biomass | EU | Energy demand | 0 | not_included_in_FEC
DK | TYNDP2026 | HEV | 2040 | TWh | 187 | Sub_sector | Industry | Others | Industry (other, non-energetic) | Non-energetic | industry_other_demand_coal_non_energetic | Solids | EU | Energy demand | 0 | not_included_in_FEC
DK | TYNDP2026 | HEV | 2040 | TWh | 188 | Sub_sector | Industry | Others | Industry (other, non-energetic) | Non-energetic | industry_other_demand_oil_non_energetic | Liquids | EU | Energy demand | 0 | not_included_in_FEC
DK | TYNDP2026 | HEV | 2040 | TWh | 189 | Sub_sector | Industry | Others | Industry (other, non-energetic) | Non-energetic | industry_other_demand_others_non_energetic | Others | EU | Energy demand | 0 | not_included_in_FEC
DK | TYNDP2026 | HEV | 2040 | TWh | 190 | Sub_sector | Industry | Others | Industry (other, non-energetic) | Non-energetic | industry_other_demand_ammonia_non_energetic | Ammonia | EU | Energy demand | 0 | not_included_in_FEC
DK | TYNDP2026 | HEV | 2040 | TWh | 192 | Sub_sector | Industry | Paper | Industry (paper) | Energetic | industry_paper_demand_electricity_energetic | Electricity | EU | Energy demand | 0 | FEC
DK | TYNDP2026 | HEV | 2040 | TWh | 193 | Sub_sector | Industry | Paper | Industry (paper) | Energetic | industry_paper_demand_hydrogen_energetic | Hydrogen | EU | Energy demand | 0 | FEC
DK | TYNDP2026 | HEV | 2040 | TWh | 194 | Sub_sector | Industry | Paper | Industry (paper) | Energetic | industry_paper_demand_methane_energetic | Methane | EU | Energy demand | 0 | FEC
DK | TYNDP2026 | HEV | 2040 | TWh | 195 | Sub_sector | Industry | Paper | Industry (paper) | Energetic | industry_paper_demand_heat_energetic | Heat | EU | Energy demand | 0 | FEC
DK | TYNDP2026 | HEV | 2040 | TWh | 196 | Sub_sector | Industry | Paper | Industry (paper) | Energetic | industry_paper_demand_biomass_energetic | Biomass | EU | Energy demand | 0 | FEC
DK | TYNDP2026 | HEV | 2040 | TWh | 197 | Sub_sector | Industry | Paper | Industry (paper) | Energetic | industry_paper_demand_coal_energetic | Solids | EU | Energy demand | 0 | FEC
DK | TYNDP2026 | HEV | 2040 | TWh | 198 | Sub_sector | Industry | Paper | Industry (paper) | Energetic | industry_paper_demand_oil_energetic | Liquids | EU | Energy demand | 0 | FEC
DK | TYNDP2026 | HEV | 2040 | TWh | 199 | Sub_sector | Industry | Paper | Industry (paper) | Energetic | industry_paper_demand_others_energetic | Others | EU | Energy demand | 0 | FEC
DK | TYNDP2026 | HEV | 2040 | TWh | 200 | Sub_sector | Industry | Paper | Industry (paper) | Energetic | industry_paper_demand_ammonia_energetic | Ammonia | EU | Energy demand | 0 | FEC
DK | TYNDP2026 | HEV | 2040 | TWh | 202 | Sub_sector | Industry | Refineries | Industry (refineries, energetic) | Energetic | industry_refinery_demand_electricity_energetic | Electricity | EU | Energy demand | 0.34778 | not_included_in_FEC
DK | TYNDP2026 | HEV | 2040 | TWh | 203 | Sub_sector | Industry | Refineries | Industry (refineries, energetic) | Energetic | industry_refinery_demand_hydrogen_energetic | Hydrogen | EU | Energy demand | 0.16485 | not_included_in_FEC
DK | TYNDP2026 | HEV | 2040 | TWh | 204 | Sub_sector | Industry | Refineries | Industry (refineries, energetic) | Energetic | industry_refinery_demand_methane_energetic | Methane | EU | Energy demand | 0 | not_included_in_FEC
DK | TYNDP2026 | HEV | 2040 | TWh | 205 | Sub_sector | Industry | Refineries | Industry (refineries, energetic) | Energetic | industry_refinery_demand_heat_energetic | Heat | EU | Energy demand | 0.0020215 | not_included_in_FEC
DK | TYNDP2026 | HEV | 2040 | TWh | 206 | Sub_sector | Industry | Refineries | Industry (refineries, energetic) | Energetic | industry_refinery_demand_biomass_energetic | Biomass | EU | Energy demand | 0 | not_included_in_FEC
DK | TYNDP2026 | HEV | 2040 | TWh | 207 | Sub_sector | Industry | Refineries | Industry (refineries, energetic) | Energetic | industry_refinery_demand_coal_energetic | Solids | EU | Energy demand | 0 | not_included_in_FEC
DK | TYNDP2026 | HEV | 2040 | TWh | 208 | Sub_sector | Industry | Refineries | Industry (refineries, energetic) | Energetic | industry_refinery_demand_oil_energetic | Liquids | EU | Energy demand | 2.2544 | not_included_in_FEC
DK | TYNDP2026 | HEV | 2040 | TWh | 209 | Sub_sector | Industry | Refineries | Industry (refineries, energetic) | Energetic | industry_refinery_demand_others_energetic | Others | EU | Energy demand | 0 | not_included_in_FEC
DK | TYNDP2026 | HEV | 2040 | TWh | 210 | Sub_sector | Industry | Refineries | Industry (refineries, energetic) | Energetic | industry_refinery_demand_ammonia_energetic | Ammonia | EU | Energy demand | 0 | not_included_in_FEC
DK | TYNDP2026 | HEV | 2040 | TWh | 212 | Sub_sector | Industry | Refineries | Industry (refineries, non-energetic) | Non-energetic | industry_refinery_demand_electricity_non_energetic | Electricity | EU | Energy demand | 0 | not_included_in_FEC
DK | TYNDP2026 | HEV | 2040 | TWh | 213 | Sub_sector | Industry | Refineries | Industry (refineries, non-energetic) | Non-energetic | industry_refinery_demand_hydrogen_non_energetic | Hydrogen | EU | Energy demand | 0 | not_included_in_FEC
DK | TYNDP2026 | HEV | 2040 | TWh | 214 | Sub_sector | Industry | Refineries | Industry (refineries, non-energetic) | Non-energetic | industry_refinery_demand_methane_non_energetic | Methane | EU | Energy demand | 0 | not_included_in_FEC
DK | TYNDP2026 | HEV | 2040 | TWh | 215 | Sub_sector | Industry | Refineries | Industry (refineries, non-energetic) | Non-energetic | industry_refinery_demand_heat_non_energetic | Heat | EU | Energy demand | 0 | not_included_in_FEC
DK | TYNDP2026 | HEV | 2040 | TWh | 216 | Sub_sector | Industry | Refineries | Industry (refineries, non-energetic) | Non-energetic | industry_refinery_demand_biomass_non_energetic | Biomass | EU | Energy demand | 0 | not_included_in_FEC
DK | TYNDP2026 | HEV | 2040 | TWh | 217 | Sub_sector | Industry | Refineries | Industry (refineries, non-energetic) | Non-energetic | industry_refinery_demand_coal_non_energetic | Solids | EU | Energy demand | 0 | not_included_in_FEC
DK | TYNDP2026 | HEV | 2040 | TWh | 218 | Sub_sector | Industry | Refineries | Industry (refineries, non-energetic) | Non-energetic | industry_refinery_demand_oil_non_energetic | Liquids | EU | Energy demand | 0 | not_included_in_FEC
DK | TYNDP2026 | HEV | 2040 | TWh | 219 | Sub_sector | Industry | Refineries | Industry (refineries, non-energetic) | Non-energetic | industry_refinery_demand_others_non_energetic | Others | EU | Energy demand | 0 | not_included_in_FEC
DK | TYNDP2026 | HEV | 2040 | TWh | 220 | Sub_sector | Industry | Refineries | Industry (refineries, non-energetic) | Non-energetic | industry_refinery_demand_ammonia_non_energetic | Ammonia | EU | Energy demand | 0 | not_included_in_FEC
DK | TYNDP2026 | HEV | 2040 | TWh | 222 | Sub_sector | Industry | Steel | Industry (steel) | Energetic | industry_steel_demand_electricity_energetic | Electricity | EU | Energy demand | 0 | FEC
DK | TYNDP2026 | HEV | 2040 | TWh | 223 | Sub_sector | Industry | Steel | Industry (steel) | Energetic | industry_steel_demand_hydrogen_energetic | Hydrogen | EU | Energy demand | 0 | FEC
DK | TYNDP2026 | HEV | 2040 | TWh | 224 | Sub_sector | Industry | Steel | Industry (steel) | Energetic | industry_steel_demand_methane_energetic | Methane | EU | Energy demand | 0 | FEC
DK | TYNDP2026 | HEV | 2040 | TWh | 225 | Sub_sector | Industry | Steel | Industry (steel) | Energetic | industry_steel_demand_heat_energetic | Heat | EU | Energy demand | 0 | FEC
DK | TYNDP2026 | HEV | 2040 | TWh | 226 | Sub_sector | Industry | Steel | Industry (steel) | Energetic | industry_steel_demand_biomass_energetic | Biomass | EU | Energy demand | 0 | FEC
DK | TYNDP2026 | HEV | 2040 | TWh | 227 | Sub_sector | Industry | Steel | Industry (steel) | Energetic | industry_steel_demand_coal_energetic | Solids | EU | Energy demand | 0 | FEC
DK | TYNDP2026 | HEV | 2040 | TWh | 228 | Sub_sector | Industry | Steel | Industry (steel) | Energetic | industry_steel_demand_oil_energetic | Liquids | EU | Energy demand | 0 | FEC
DK | TYNDP2026 | HEV | 2040 | TWh | 229 | Sub_sector | Industry | Steel | Industry (steel) | Energetic | industry_steel_demand_others_energetic | Others | EU | Energy demand | 0 | FEC
DK | TYNDP2026 | HEV | 2040 | TWh | 230 | Sub_sector | Industry | Steel | Industry (steel) | Energetic | industry_steel_demand_ammonia_energetic | Ammonia | EU | Energy demand | 0 | FEC
DK | TYNDP2026 | HEV | 2040 | TWh | 232 | Sub_sector | Transport | Cars | Transport (cars) | Energetic | transport_cars_final_demand_electricity | Electricity | EU | Energy demand | 6.802 | FEC
DK | TYNDP2026 | HEV | 2040 | TWh | 233 | Sub_sector | Transport | Cars | Transport (cars) | Energetic | transport_cars_final_demand_hydrogen | Hydrogen | EU | Energy demand | 0 | FEC
DK | TYNDP2026 | HEV | 2040 | TWh | 234 | Sub_sector | Transport | Cars | Transport (cars) | Energetic | transport_cars_final_demand_methane | Methane | EU | Energy demand | 7.7e-05 | FEC
DK | TYNDP2026 | HEV | 2040 | TWh | 235 | Sub_sector | Transport | Cars | Transport (cars) | Energetic | transport_cars_final_demand_heat | Heat | EU | Energy demand | 0 | FEC
DK | TYNDP2026 | HEV | 2040 | TWh | 236 | Sub_sector | Transport | Cars | Transport (cars) | Energetic | transport_cars_final_demand_biomass | Biomass | EU | Energy demand | 0 | FEC
DK | TYNDP2026 | HEV | 2040 | TWh | 237 | Sub_sector | Transport | Cars | Transport (cars) | Energetic | transport_cars_final_demand_coal | Solids | EU | Energy demand | 0 | FEC
DK | TYNDP2026 | HEV | 2040 | TWh | 238 | Sub_sector | Transport | Cars | Transport (cars) | Energetic | transport_cars_final_demand_oil | Liquids | EU | Energy demand | 5.8543 | FEC
DK | TYNDP2026 | HEV | 2040 | TWh | 239 | Sub_sector | Transport | Cars | Transport (cars) | Energetic | transport_cars_final_demand_other | Others | EU | Energy demand | 0 | FEC
DK | TYNDP2026 | HEV | 2040 | TWh | 240 | Sub_sector | Transport | Cars | Transport (cars) | Energetic | transport_cars_final_demand_ammonia | Ammonia | EU | Energy demand | 0 | FEC
DK | TYNDP2026 | HEV | 2040 | TWh | 242 | Sub_sector | Transport | Busses | Transport (busses) | Energetic | transport_busses_final_demand_electricity | Electricity | EU | Energy demand | 1.1041 | FEC
DK | TYNDP2026 | HEV | 2040 | TWh | 243 | Sub_sector | Transport | Busses | Transport (busses) | Energetic | transport_busses_final_demand_hydrogen | Hydrogen | EU | Energy demand | 0.0070515 | FEC
DK | TYNDP2026 | HEV | 2040 | TWh | 244 | Sub_sector | Transport | Busses | Transport (busses) | Energetic | transport_busses_final_demand_methane | Methane | EU | Energy demand | 0.01175 | FEC
DK | TYNDP2026 | HEV | 2040 | TWh | 245 | Sub_sector | Transport | Busses | Transport (busses) | Energetic | transport_busses_final_demand_heat | Heat | EU | Energy demand | 0 | FEC
DK | TYNDP2026 | HEV | 2040 | TWh | 246 | Sub_sector | Transport | Busses | Transport (busses) | Energetic | transport_busses_final_demand_biomass | Biomass | EU | Energy demand | 0 | FEC
DK | TYNDP2026 | HEV | 2040 | TWh | 247 | Sub_sector | Transport | Busses | Transport (busses) | Energetic | transport_busses_final_demand_coal | Solids | EU | Energy demand | 0 | FEC
DK | TYNDP2026 | HEV | 2040 | TWh | 248 | Sub_sector | Transport | Busses | Transport (busses) | Energetic | transport_busses_final_demand_oil | Liquids | EU | Energy demand | 0.13263 | FEC
DK | TYNDP2026 | HEV | 2040 | TWh | 249 | Sub_sector | Transport | Busses | Transport (busses) | Energetic | transport_busses_final_demand_other | Others | EU | Energy demand | 0 | FEC
DK | TYNDP2026 | HEV | 2040 | TWh | 250 | Sub_sector | Transport | Busses | Transport (busses) | Energetic | transport_busses_final_demand_ammonia | Ammonia | EU | Energy demand | 0 | FEC
DK | TYNDP2026 | HEV | 2040 | TWh | 252 | Sub_sector | Transport | Trucks | Transport (trucks) | Energetic | transport_trucks_final_demand_electricity | Electricity | EU | Energy demand | 4.3466 | FEC
DK | TYNDP2026 | HEV | 2040 | TWh | 253 | Sub_sector | Transport | Trucks | Transport (trucks) | Energetic | transport_trucks_final_demand_hydrogen | Hydrogen | EU | Energy demand | 0.61531 | FEC
DK | TYNDP2026 | HEV | 2040 | TWh | 254 | Sub_sector | Transport | Trucks | Transport (trucks) | Energetic | transport_trucks_final_demand_methane | Methane | EU | Energy demand | 0.062265 | FEC
DK | TYNDP2026 | HEV | 2040 | TWh | 255 | Sub_sector | Transport | Trucks | Transport (trucks) | Energetic | transport_trucks_final_demand_heat | Heat | EU | Energy demand | 0 | FEC
DK | TYNDP2026 | HEV | 2040 | TWh | 256 | Sub_sector | Transport | Trucks | Transport (trucks) | Energetic | transport_trucks_final_demand_biomass | Biomass | EU | Energy demand | 0 | FEC
DK | TYNDP2026 | HEV | 2040 | TWh | 257 | Sub_sector | Transport | Trucks | Transport (trucks) | Energetic | transport_trucks_final_demand_coal | Solids | EU | Energy demand | 0 | FEC
DK | TYNDP2026 | HEV | 2040 | TWh | 258 | Sub_sector | Transport | Trucks | Transport (trucks) | Energetic | transport_trucks_final_demand_oil | Liquids | EU | Energy demand | 0.41828 | FEC
DK | TYNDP2026 | HEV | 2040 | TWh | 259 | Sub_sector | Transport | Trucks | Transport (trucks) | Energetic | transport_trucks_final_demand_other | Others | EU | Energy demand | 0 | FEC
DK | TYNDP2026 | HEV | 2040 | TWh | 260 | Sub_sector | Transport | Trucks | Transport (trucks) | Energetic | transport_trucks_final_demand_ammonia | Ammonia | EU | Energy demand | 0 | FEC
DK | TYNDP2026 | HEV | 2040 | TWh | 262 | Sub_sector | Transport | Vans | Transport (vans) | Energetic | transport_vans_final_demand_electricity | Electricity | EU | Energy demand | 1.6969 | FEC
DK | TYNDP2026 | HEV | 2040 | TWh | 263 | Sub_sector | Transport | Vans | Transport (vans) | Energetic | transport_vans_final_demand_hydrogen | Hydrogen | EU | Energy demand | 0.053562 | FEC
DK | TYNDP2026 | HEV | 2040 | TWh | 264 | Sub_sector | Transport | Vans | Transport (vans) | Energetic | transport_vans_final_demand_methane | Methane | EU | Energy demand | 0 | FEC
DK | TYNDP2026 | HEV | 2040 | TWh | 265 | Sub_sector | Transport | Vans | Transport (vans) | Energetic | transport_vans_final_demand_heat | Heat | EU | Energy demand | 0 | FEC
DK | TYNDP2026 | HEV | 2040 | TWh | 266 | Sub_sector | Transport | Vans | Transport (vans) | Energetic | transport_vans_final_demand_biomass | Biomass | EU | Energy demand | 0 | FEC
DK | TYNDP2026 | HEV | 2040 | TWh | 267 | Sub_sector | Transport | Vans | Transport (vans) | Energetic | transport_vans_final_demand_coal | Solids | EU | Energy demand | 0 | FEC
DK | TYNDP2026 | HEV | 2040 | TWh | 268 | Sub_sector | Transport | Vans | Transport (vans) | Energetic | transport_vans_final_demand_oil | Liquids | EU | Energy demand | 1.7301 | FEC
DK | TYNDP2026 | HEV | 2040 | TWh | 269 | Sub_sector | Transport | Vans | Transport (vans) | Energetic | transport_vans_final_demand_other | Others | EU | Energy demand | 0 | FEC
DK | TYNDP2026 | HEV | 2040 | TWh | 270 | Sub_sector | Transport | Vans | Transport (vans) | Energetic | transport_vans_final_demand_ammonia | Ammonia | EU | Energy demand | 0 | FEC
DK | TYNDP2026 | HEV | 2040 | TWh | 272 | Sub_sector | Transport | Freight trains | Transport (trains) | Energetic | transport_trains_final_demand_electricity | Electricity | EU | Energy demand | 0.84509 | FEC
DK | TYNDP2026 | HEV | 2040 | TWh | 273 | Sub_sector | Transport | Freight trains | Transport (trains) | Energetic | transport_trains_final_demand_hydrogen | Hydrogen | EU | Energy demand | 0 | FEC
DK | TYNDP2026 | HEV | 2040 | TWh | 274 | Sub_sector | Transport | Freight trains | Transport (trains) | Energetic | transport_trains_final_demand_methane | Methane | EU | Energy demand | 0 | FEC
DK | TYNDP2026 | HEV | 2040 | TWh | 275 | Sub_sector | Transport | Freight trains | Transport (trains) | Energetic | transport_trains_final_demand_heat | Heat | EU | Energy demand | 0 | FEC
DK | TYNDP2026 | HEV | 2040 | TWh | 276 | Sub_sector | Transport | Freight trains | Transport (trains) | Energetic | transport_trains_final_demand_biomass | Biomass | EU | Energy demand | 0 | FEC
DK | TYNDP2026 | HEV | 2040 | TWh | 277 | Sub_sector | Transport | Freight trains | Transport (trains) | Energetic | transport_trains_final_demand_coal | Solids | EU | Energy demand | 0 | FEC
DK | TYNDP2026 | HEV | 2040 | TWh | 278 | Sub_sector | Transport | Freight trains | Transport (trains) | Energetic | transport_trains_final_demand_oil | Liquids | EU | Energy demand | 0 | FEC
DK | TYNDP2026 | HEV | 2040 | TWh | 279 | Sub_sector | Transport | Freight trains | Transport (trains) | Energetic | transport_trains_final_demand_other | Others | EU | Energy demand | 0 | FEC
DK | TYNDP2026 | HEV | 2040 | TWh | 280 | Sub_sector | Transport | Freight trains | Transport (trains) | Energetic | transport_trains_final_demand_ammonia | Ammonia | EU | Energy demand | 0 | FEC
DK | TYNDP2026 | HEV | 2040 | TWh | 282 | Sub_sector | Transport | Ships | Transport (ships) | Energetic | transport_ships_final_demand_electricity | Electricity | EU | Energy demand | 0.33887 | FEC
DK | TYNDP2026 | HEV | 2040 | TWh | 283 | Sub_sector | Transport | Ships | Transport (ships) | Energetic | transport_ships_final_demand_hydrogen | Hydrogen | EU | Energy demand | 0 | FEC
DK | TYNDP2026 | HEV | 2040 | TWh | 284 | Sub_sector | Transport | Ships | Transport (ships) | Energetic | transport_ships_final_demand_methane | Methane | EU | Energy demand | 0 | FEC
DK | TYNDP2026 | HEV | 2040 | TWh | 285 | Sub_sector | Transport | Ships | Transport (ships) | Energetic | transport_ships_final_demand_heat | Heat | EU | Energy demand | 0 | FEC
DK | TYNDP2026 | HEV | 2040 | TWh | 286 | Sub_sector | Transport | Ships | Transport (ships) | Energetic | transport_ships_final_demand_biomass | Biomass | EU | Energy demand | 0 | FEC
DK | TYNDP2026 | HEV | 2040 | TWh | 287 | Sub_sector | Transport | Ships | Transport (ships) | Energetic | transport_ships_final_demand_coal | Solids | EU | Energy demand | 0 | FEC
DK | TYNDP2026 | HEV | 2040 | TWh | 288 | Sub_sector | Transport | Ships | Transport (ships) | Energetic | transport_ships_final_demand_oil | Liquids | EU | Energy demand | 0.78414 | FEC
DK | TYNDP2026 | HEV | 2040 | TWh | 289 | Sub_sector | Transport | Ships | Transport (ships) | Energetic | transport_ships_final_demand_other | Others | EU | Energy demand | 0 | FEC
DK | TYNDP2026 | HEV | 2040 | TWh | 290 | Sub_sector | Transport | Ships | Transport (ships) | Energetic | transport_ships_final_demand_ammonia | Ammonia | EU | Energy demand | 0 | FEC
DK | TYNDP2026 | HEV | 2040 | TWh | 292 | Sub_sector | Transport | Planes | Transport (planes) | Energetic | transport_planes_final_demand_electricity | Electricity | EU | Energy demand | 0.047936 | FEC
DK | TYNDP2026 | HEV | 2040 | TWh | 293 | Sub_sector | Transport | Planes | Transport (planes) | Energetic | transport_planes_final_demand_hydrogen | Hydrogen | EU | Energy demand | 0 | FEC
DK | TYNDP2026 | HEV | 2040 | TWh | 294 | Sub_sector | Transport | Planes | Transport (planes) | Energetic | transport_planes_final_demand_methane | Methane | EU | Energy demand | 0 | FEC
DK | TYNDP2026 | HEV | 2040 | TWh | 295 | Sub_sector | Transport | Planes | Transport (planes) | Energetic | transport_planes_final_demand_heat | Heat | EU | Energy demand | 0 | FEC
DK | TYNDP2026 | HEV | 2040 | TWh | 296 | Sub_sector | Transport | Planes | Transport (planes) | Energetic | transport_planes_final_demand_biomass | Biomass | EU | Energy demand | 0 | FEC
DK | TYNDP2026 | HEV | 2040 | TWh | 297 | Sub_sector | Transport | Planes | Transport (planes) | Energetic | transport_planes_final_demand_coal | Solids | EU | Energy demand | 0 | FEC
DK | TYNDP2026 | HEV | 2040 | TWh | 298 | Sub_sector | Transport | Planes | Transport (planes) | Energetic | transport_planes_final_demand_oil | Liquids | EU | Energy demand | 0.29197 | FEC
DK | TYNDP2026 | HEV | 2040 | TWh | 299 | Sub_sector | Transport | Planes | Transport (planes) | Energetic | transport_planes_final_demand_other | Others | EU | Energy demand | 0 | FEC
DK | TYNDP2026 | HEV | 2040 | TWh | 300 | Sub_sector | Transport | Planes | Transport (planes) | Energetic | transport_planes_final_demand_ammonia | Ammonia | EU | Energy demand | 0 | FEC
DK | TYNDP2026 | HEV | 2040 | TWh | 302 | Sub_sector | Transport | Others | Transport (others) | Energetic | transport_other_final_demand_electricity | Electricity | EU | Energy demand | 0.001199 | FEC
DK | TYNDP2026 | HEV | 2040 | TWh | 303 | Sub_sector | Transport | Others | Transport (others) | Energetic | transport_other_final_demand_hydrogen | Hydrogen | EU | Energy demand | 0 | FEC
DK | TYNDP2026 | HEV | 2040 | TWh | 304 | Sub_sector | Transport | Others | Transport (others) | Energetic | transport_other_final_demand_methane | Methane | EU | Energy demand | 0 | FEC
DK | TYNDP2026 | HEV | 2040 | TWh | 305 | Sub_sector | Transport | Others | Transport (others) | Energetic | transport_other_final_demand_heat | Heat | EU | Energy demand | 0 | FEC
DK | TYNDP2026 | HEV | 2040 | TWh | 306 | Sub_sector | Transport | Others | Transport (others) | Energetic | transport_other_final_demand_biomass | Biomass | EU | Energy demand | 0 | FEC
DK | TYNDP2026 | HEV | 2040 | TWh | 307 | Sub_sector | Transport | Others | Transport (others) | Energetic | transport_other_final_demand_coal | Solids | EU | Energy demand | 0 | FEC
DK | TYNDP2026 | HEV | 2040 | TWh | 308 | Sub_sector | Transport | Others | Transport (others) | Energetic | transport_other_final_demand_oil | Liquids | EU | Energy demand | 0.22334 | FEC
DK | TYNDP2026 | HEV | 2040 | TWh | 309 | Sub_sector | Transport | Others | Transport (others) | Energetic | transport_other_final_demand_other | Others | EU | Energy demand | 0 | FEC
DK | TYNDP2026 | HEV | 2040 | TWh | 310 | Sub_sector | Transport | Others | Transport (others) | Energetic | transport_other_final_demand_ammonia | Ammonia | EU | Energy demand | 0 | FEC
DK | TYNDP2026 | HEV | 2040 | TWh | 312 | Sub_sector | International transport | International aviation | Transport (int. aviation) | Energetic | transport_int_aviation_final_demand_electricity | Electricity | EU | Energy demand | 0 | FEC
DK | TYNDP2026 | HEV | 2040 | TWh | 313 | Sub_sector | International transport | International aviation | Transport (int. aviation) | Energetic | transport_int_aviation_final_demand_hydrogen | Hydrogen | EU | Energy demand | 0 | FEC
DK | TYNDP2026 | HEV | 2040 | TWh | 314 | Sub_sector | International transport | International aviation | Transport (int. aviation) | Energetic | transport_int_aviation_final_demand_methane | Methane | EU | Energy demand | 0 | FEC
DK | TYNDP2026 | HEV | 2040 | TWh | 315 | Sub_sector | International transport | International aviation | Transport (int. aviation) | Energetic | transport_int_aviation_final_demand_heat | Heat | EU | Energy demand | 0 | FEC
DK | TYNDP2026 | HEV | 2040 | TWh | 316 | Sub_sector | International transport | International aviation | Transport (int. aviation) | Energetic | transport_int_aviation_final_demand_biofuels | Biomass | EU | Energy demand | 0 | FEC
DK | TYNDP2026 | HEV | 2040 | TWh | 317 | Sub_sector | International transport | International aviation | Transport (int. aviation) | Energetic | transport_int_aviation_final_demand_coal | Solids | EU | Energy demand | 0 | FEC
DK | TYNDP2026 | HEV | 2040 | TWh | 318 | Sub_sector | International transport | International aviation | Transport (int. aviation) | Energetic | transport_int_aviation_final_demand_oil | Liquids | EU | Energy demand | 11.4262 | FEC
DK | TYNDP2026 | HEV | 2040 | TWh | 319 | Sub_sector | International transport | International aviation | Transport (int. aviation) | Energetic | transport_int_aviation_final_demand_other | Others | EU | Energy demand | 0 | FEC
DK | TYNDP2026 | HEV | 2040 | TWh | 320 | Sub_sector | International transport | International aviation | Transport (int. aviation) | Energetic | transport_int_aviation_final_demand_ammonia | Ammonia | EU | Energy demand | 0 | FEC
DK | TYNDP2026 | HEV | 2040 | TWh | 322 | Sub_sector | International transport | International shipping | Transport (int. shipping) | Energetic | transport_int_shipping_final_demand_electricity | Electricity | EU | Energy demand | 0 | not_included_in_FEC
DK | TYNDP2026 | HEV | 2040 | TWh | 323 | Sub_sector | International transport | International shipping | Transport (int. shipping) | Energetic | transport_int_shipping_final_demand_hydrogen | Hydrogen | EU | Energy demand | 0 | not_included_in_FEC
DK | TYNDP2026 | HEV | 2040 | TWh | 324 | Sub_sector | International transport | International shipping | Transport (int. shipping) | Energetic | transport_int_shipping_final_demand_methane | Methane | EU | Energy demand | 0 | not_included_in_FEC
DK | TYNDP2026 | HEV | 2040 | TWh | 325 | Sub_sector | International transport | International shipping | Transport (int. shipping) | Energetic | transport_int_shipping_final_demand_heat | Heat | EU | Energy demand | 0 | not_included_in_FEC
DK | TYNDP2026 | HEV | 2040 | TWh | 326 | Sub_sector | International transport | International shipping | Transport (int. shipping) | Energetic | transport_int_shipping_final_demand_biofuels | Biomass | EU | Energy demand | 0 | not_included_in_FEC
DK | TYNDP2026 | HEV | 2040 | TWh | 327 | Sub_sector | International transport | International shipping | Transport (int. shipping) | Energetic | transport_int_shipping_final_demand_coal | Solids | EU | Energy demand | 0 | not_included_in_FEC
DK | TYNDP2026 | HEV | 2040 | TWh | 328 | Sub_sector | International transport | International shipping | Transport (int. shipping) | Energetic | transport_int_shipping_final_demand_oil | Liquids | EU | Energy demand | 8.537 | not_included_in_FEC
DK | TYNDP2026 | HEV | 2040 | TWh | 329 | Sub_sector | International transport | International shipping | Transport (int. shipping) | Energetic | transport_int_shipping_final_demand_other | Others | EU | Energy demand | 0 | not_included_in_FEC
DK | TYNDP2026 | HEV | 2040 | TWh | 330 | Sub_sector | International transport | International shipping | Transport (int. shipping) | Energetic | transport_int_shipping_final_demand_ammonia | Ammonia | EU | Energy demand | 0 | not_included_in_FEC
DK | TYNDP2026 | HEV | 2040 | TWh | 332 | Sub_sector | Households | Space heating | Households (heating) | Energetic | households_heating_final_demand_electricity | Electricity | EU | Energy demand | 1.8949 | FEC
DK | TYNDP2026 | HEV | 2040 | TWh | 333 | Sub_sector | Households | Space heating | Households (heating) | Energetic | households_heating_final_demand_hydrogen | Hydrogen | EU | Energy demand | 0 | FEC
DK | TYNDP2026 | HEV | 2040 | TWh | 334 | Sub_sector | Households | Space heating | Households (heating) | Energetic | households_heating_final_demand_methane | Methane | EU | Energy demand | 0.18193 | FEC
DK | TYNDP2026 | HEV | 2040 | TWh | 335 | Sub_sector | Households | Space heating | Households (heating) | Energetic | households_heating_final_demand_heat | Heat | EU | Energy demand | 13.9004 | FEC
DK | TYNDP2026 | HEV | 2040 | TWh | 336 | Sub_sector | Households | Space heating | Households (heating) | Energetic | households_heating_final_demand_biomass | Biomass | EU | Energy demand | 2.5874 | FEC
DK | TYNDP2026 | HEV | 2040 | TWh | 337 | Sub_sector | Households | Space heating | Households (heating) | Energetic | households_heating_final_demand_coal | Solids | EU | Energy demand | 0 | FEC
DK | TYNDP2026 | HEV | 2040 | TWh | 338 | Sub_sector | Households | Space heating | Households (heating) | Energetic | households_heating_final_demand_oil | Liquids | EU | Energy demand | 0.22901 | FEC
DK | TYNDP2026 | HEV | 2040 | TWh | 339 | Sub_sector | Households | Space heating | Households (heating) | Energetic | households_heating_final_demand_other | Others | EU | Energy demand | 0 | FEC
DK | TYNDP2026 | HEV | 2040 | TWh | 340 | Sub_sector | Households | Space heating | Households (heating) | Energetic | households_heating_final_demand_ammonia | Ammonia | EU | Energy demand | 0 | FEC
DK | TYNDP2026 | HEV | 2040 | TWh | 343 | Sub_sector | Households | Cooling | Households (cooling) | Energetic | households_cooling_final_demand_electricity | Electricity | EU | Energy demand | 0 | FEC
DK | TYNDP2026 | HEV | 2040 | TWh | 344 | Sub_sector | Households | Cooling | Households (cooling) | Energetic | households_cooling_final_demand_hydrogen | Hydrogen | EU | Energy demand | 0 | FEC
DK | TYNDP2026 | HEV | 2040 | TWh | 345 | Sub_sector | Households | Cooling | Households (cooling) | Energetic | households_cooling_final_demand_methane | Methane | EU | Energy demand | 0 | FEC
DK | TYNDP2026 | HEV | 2040 | TWh | 346 | Sub_sector | Households | Cooling | Households (cooling) | Energetic | households_cooling_final_demand_heat | Heat | EU | Energy demand | 0 | FEC
DK | TYNDP2026 | HEV | 2040 | TWh | 347 | Sub_sector | Households | Cooling | Households (cooling) | Energetic | households_cooling_final_demand_biomass | Biomass | EU | Energy demand | 0 | FEC
DK | TYNDP2026 | HEV | 2040 | TWh | 348 | Sub_sector | Households | Cooling | Households (cooling) | Energetic | households_cooling_final_demand_coal | Solids | EU | Energy demand | 0 | FEC
DK | TYNDP2026 | HEV | 2040 | TWh | 349 | Sub_sector | Households | Cooling | Households (cooling) | Energetic | households_cooling_final_demand_oil | Liquids | EU | Energy demand | 0 | FEC
DK | TYNDP2026 | HEV | 2040 | TWh | 350 | Sub_sector | Households | Cooling | Households (cooling) | Energetic | households_cooling_final_demand_other | Others | EU | Energy demand | 0 | FEC
DK | TYNDP2026 | HEV | 2040 | TWh | 351 | Sub_sector | Households | Cooling | Households (cooling) | Energetic | households_cooling_final_demand_ammonia | Ammonia | EU | Energy demand | 0 | FEC
DK | TYNDP2026 | HEV | 2040 | TWh | 354 | Sub_sector | Households | Hot water | Households (hot water) | Energetic | households_hot_water_final_demand_electricity | Electricity | EU | Energy demand | 1.4394 | FEC
DK | TYNDP2026 | HEV | 2040 | TWh | 355 | Sub_sector | Households | Hot water | Households (hot water) | Energetic | households_hot_water_final_demand_hydrogen | Hydrogen | EU | Energy demand | 0 | FEC
DK | TYNDP2026 | HEV | 2040 | TWh | 356 | Sub_sector | Households | Hot water | Households (hot water) | Energetic | households_hot_water_final_demand_methane | Methane | EU | Energy demand | 0.11119 | FEC
DK | TYNDP2026 | HEV | 2040 | TWh | 357 | Sub_sector | Households | Hot water | Households (hot water) | Energetic | households_hot_water_final_demand_heat | Heat | EU | Energy demand | 7.1459 | FEC
DK | TYNDP2026 | HEV | 2040 | TWh | 358 | Sub_sector | Households | Hot water | Households (hot water) | Energetic | households_hot_water_final_demand_biomass | Biomass | EU | Energy demand | 1.3301 | FEC
DK | TYNDP2026 | HEV | 2040 | TWh | 359 | Sub_sector | Households | Hot water | Households (hot water) | Energetic | households_hot_water_final_demand_coal | Solids | EU | Energy demand | 0 | FEC
DK | TYNDP2026 | HEV | 2040 | TWh | 360 | Sub_sector | Households | Hot water | Households (hot water) | Energetic | households_hot_water_final_demand_oil | Liquids | EU | Energy demand | 0.11773 | FEC
DK | TYNDP2026 | HEV | 2040 | TWh | 361 | Sub_sector | Households | Hot water | Households (hot water) | Energetic | households_hot_water_final_demand_other | Others | EU | Energy demand | 0 | FEC
DK | TYNDP2026 | HEV | 2040 | TWh | 362 | Sub_sector | Households | Hot water | Households (hot water) | Energetic | households_hot_water_final_demand_ammonia | Ammonia | EU | Energy demand | 0 | FEC
DK | TYNDP2026 | HEV | 2040 | TWh | 365 | Sub_sector | Households | Appliances | Households (appliances) | Energetic | households_appliances_final_demand_electricity | Electricity | EU | Energy demand | 7.6747 | FEC
DK | TYNDP2026 | HEV | 2040 | TWh | 366 | Sub_sector | Households | Appliances | Households (appliances) | Energetic | households_appliances_final_demand_hydrogen | Hydrogen | EU | Energy demand | 0 | FEC
DK | TYNDP2026 | HEV | 2040 | TWh | 367 | Sub_sector | Households | Appliances | Households (appliances) | Energetic | households_appliances_final_demand_methane | Methane | EU | Energy demand | 0.026962 | FEC
DK | TYNDP2026 | HEV | 2040 | TWh | 368 | Sub_sector | Households | Appliances | Households (appliances) | Energetic | households_appliances_final_demand_heat | Heat | EU | Energy demand | 0 | FEC
DK | TYNDP2026 | HEV | 2040 | TWh | 369 | Sub_sector | Households | Appliances | Households (appliances) | Energetic | households_appliances_final_demand_biomass | Biomass | EU | Energy demand | 0 | FEC
DK | TYNDP2026 | HEV | 2040 | TWh | 370 | Sub_sector | Households | Appliances | Households (appliances) | Energetic | households_appliances_final_demand_coal | Solids | EU | Energy demand | 0 | FEC
DK | TYNDP2026 | HEV | 2040 | TWh | 371 | Sub_sector | Households | Appliances | Households (appliances) | Energetic | households_appliances_final_demand_oil | Liquids | EU | Energy demand | 0 | FEC
DK | TYNDP2026 | HEV | 2040 | TWh | 372 | Sub_sector | Households | Appliances | Households (appliances) | Energetic | households_appliances_final_demand_other | Others | EU | Energy demand | 0 | FEC
DK | TYNDP2026 | HEV | 2040 | TWh | 373 | Sub_sector | Households | Appliances | Households (appliances) | Energetic | households_appliances_final_demand_ammonia | Ammonia | EU | Energy demand | 0 | FEC
DK | TYNDP2026 | HEV | 2040 | TWh | 375 | Sub_sector | Buildings | Space heating | Buildings (heat) | Energetic | buildings_heat_final_demand_electricity | Electricity | EU | Energy demand | 0.66836 | FEC
DK | TYNDP2026 | HEV | 2040 | TWh | 376 | Sub_sector | Buildings | Space heating | Buildings (heat) | Energetic | buildings_heat_final_demand_hydrogen | Hydrogen | EU | Energy demand | 0 | FEC
DK | TYNDP2026 | HEV | 2040 | TWh | 377 | Sub_sector | Buildings | Space heating | Buildings (heat) | Energetic | buildings_heat_final_demand_methane | Methane | EU | Energy demand | 0.20656 | FEC
DK | TYNDP2026 | HEV | 2040 | TWh | 378 | Sub_sector | Buildings | Space heating | Buildings (heat) | Energetic | buildings_heat_final_demand_heat | Heat | EU | Energy demand | 11.1012 | FEC
DK | TYNDP2026 | HEV | 2040 | TWh | 379 | Sub_sector | Buildings | Space heating | Buildings (heat) | Energetic | buildings_heat_final_demand_biomass | Biomass | EU | Energy demand | 0.15192 | FEC
DK | TYNDP2026 | HEV | 2040 | TWh | 380 | Sub_sector | Buildings | Space heating | Buildings (heat) | Energetic | buildings_heat_final_demand_coal | Solids | EU | Energy demand | 0 | FEC
DK | TYNDP2026 | HEV | 2040 | TWh | 381 | Sub_sector | Buildings | Space heating | Buildings (heat) | Energetic | buildings_heat_final_demand_oil | Liquids | EU | Energy demand | 0.065041 | FEC
DK | TYNDP2026 | HEV | 2040 | TWh | 382 | Sub_sector | Buildings | Space heating | Buildings (heat) | Energetic | buildings_heat_final_demand_other | Others | EU | Energy demand | 0 | FEC
DK | TYNDP2026 | HEV | 2040 | TWh | 383 | Sub_sector | Buildings | Space heating | Buildings (heat) | Energetic | buildings_heat_final_demand_ammonia | Ammonia | EU | Energy demand | 0 | FEC
DK | TYNDP2026 | HEV | 2040 | TWh | 386 | Sub_sector | Buildings | Cooling | Buildings (cooling) | Energetic | buildings_cooling_final_demand_electricity | Electricity | EU | Energy demand | 0.46543 | FEC
DK | TYNDP2026 | HEV | 2040 | TWh | 387 | Sub_sector | Buildings | Cooling | Buildings (cooling) | Energetic | buildings_cooling_final_demand_hydrogen | Hydrogen | EU | Energy demand | 0 | FEC
DK | TYNDP2026 | HEV | 2040 | TWh | 388 | Sub_sector | Buildings | Cooling | Buildings (cooling) | Energetic | buildings_cooling_final_demand_methane | Methane | EU | Energy demand | 0.0019762 | FEC
DK | TYNDP2026 | HEV | 2040 | TWh | 389 | Sub_sector | Buildings | Cooling | Buildings (cooling) | Energetic | buildings_cooling_final_demand_heat | Heat | EU | Energy demand | 0 | FEC
DK | TYNDP2026 | HEV | 2040 | TWh | 390 | Sub_sector | Buildings | Cooling | Buildings (cooling) | Energetic | buildings_cooling_final_demand_biomass | Biomass | EU | Energy demand | 0 | FEC
DK | TYNDP2026 | HEV | 2040 | TWh | 391 | Sub_sector | Buildings | Cooling | Buildings (cooling) | Energetic | buildings_cooling_final_demand_coal | Solids | EU | Energy demand | 0 | FEC
DK | TYNDP2026 | HEV | 2040 | TWh | 392 | Sub_sector | Buildings | Cooling | Buildings (cooling) | Energetic | buildings_cooling_final_demand_oil | Liquids | EU | Energy demand | 0 | FEC
DK | TYNDP2026 | HEV | 2040 | TWh | 393 | Sub_sector | Buildings | Cooling | Buildings (cooling) | Energetic | buildings_cooling_final_demand_other | Others | EU | Energy demand | 0 | FEC
DK | TYNDP2026 | HEV | 2040 | TWh | 394 | Sub_sector | Buildings | Cooling | Buildings (cooling) | Energetic | buildings_cooling_final_demand_ammonia | Ammonia | EU | Energy demand | 0 | FEC
DK | TYNDP2026 | HEV | 2040 | TWh | 397 | Sub_sector | Buildings | Appliances | Buildings (appliances) | Energetic | buildings_appliances_final_demand_electricity | Electricity | EU | Energy demand | 9.5485 | FEC
DK | TYNDP2026 | HEV | 2040 | TWh | 398 | Sub_sector | Buildings | Appliances | Buildings (appliances) | Energetic | buildings_appliances_final_demand_hydrogen | Hydrogen | EU | Energy demand | 0 | FEC
DK | TYNDP2026 | HEV | 2040 | TWh | 399 | Sub_sector | Buildings | Appliances | Buildings (appliances) | Energetic | buildings_appliances_final_demand_methane | Methane | EU | Energy demand | 0.66592 | FEC
DK | TYNDP2026 | HEV | 2040 | TWh | 400 | Sub_sector | Buildings | Appliances | Buildings (appliances) | Energetic | buildings_appliances_final_demand_heat | Heat | EU | Energy demand | 0 | FEC
DK | TYNDP2026 | HEV | 2040 | TWh | 401 | Sub_sector | Buildings | Appliances | Buildings (appliances) | Energetic | buildings_appliances_final_demand_biomass | Biomass | EU | Energy demand | 0 | FEC
DK | TYNDP2026 | HEV | 2040 | TWh | 402 | Sub_sector | Buildings | Appliances | Buildings (appliances) | Energetic | buildings_appliances_final_demand_coal | Solids | EU | Energy demand | 0 | FEC
DK | TYNDP2026 | HEV | 2040 | TWh | 403 | Sub_sector | Buildings | Appliances | Buildings (appliances) | Energetic | buildings_appliances_final_demand_oil | Liquids | EU | Energy demand | 0 | FEC
DK | TYNDP2026 | HEV | 2040 | TWh | 404 | Sub_sector | Buildings | Appliances | Buildings (appliances) | Energetic | buildings_appliances_final_demand_other | Others | EU | Energy demand | 0 | FEC
DK | TYNDP2026 | HEV | 2040 | TWh | 405 | Sub_sector | Buildings | Appliances | Buildings (appliances) | Energetic | buildings_appliances_final_demand_ammonia | Ammonia | EU | Energy demand | 0 | FEC
DK | TYNDP2026 | HEV | 2040 | TWh | 407 | Sub_sector | Buildings | Datacenters | Datacenters & ICT | Energetic | datacentres_final_demand_electricity_energetic | Electricity | EU | Energy demand | 31.1428 | FEC
DK | TYNDP2026 | HEV | 2040 | TWh | 408 | Sub_sector | Buildings | Datacenters | Datacenters & ICT | Energetic | datacentres_final_demand_hydrogen_energetic | Hydrogen | EU | Energy demand | 0 | FEC
DK | TYNDP2026 | HEV | 2040 | TWh | 409 | Sub_sector | Buildings | Datacenters | Datacenters & ICT | Energetic | datacentres_final_demand_methane_energetic | Methane | EU | Energy demand | 0 | FEC
DK | TYNDP2026 | HEV | 2040 | TWh | 410 | Sub_sector | Buildings | Datacenters | Datacenters & ICT | Energetic | datacentres_final_demand_heat_energetic | Heat | EU | Energy demand | 0 | FEC
DK | TYNDP2026 | HEV | 2040 | TWh | 411 | Sub_sector | Buildings | Datacenters | Datacenters & ICT | Energetic | datacentres_final_demand_biomass_energetic | Biomass | EU | Energy demand | 0 | FEC
DK | TYNDP2026 | HEV | 2040 | TWh | 412 | Sub_sector | Buildings | Datacenters | Datacenters & ICT | Energetic | datacentres_final_demand_coal_energetic | Solids | EU | Energy demand | 0 | FEC
DK | TYNDP2026 | HEV | 2040 | TWh | 413 | Sub_sector | Buildings | Datacenters | Datacenters & ICT | Energetic | datacentres_final_demand_oil_energetic | Liquids | EU | Energy demand | 0 | FEC
DK | TYNDP2026 | HEV | 2040 | TWh | 414 | Sub_sector | Buildings | Datacenters | Datacenters & ICT | Energetic | datacentres_final_demand_other_energetic | Others | EU | Energy demand | 0 | FEC
DK | TYNDP2026 | HEV | 2040 | TWh | 415 | Sub_sector | Buildings | Datacenters | Datacenters & ICT | Energetic | datacentres_final_demand_ammonia_energetic | Ammonia | EU | Energy demand | 0 | FEC
DK | TYNDP2026 | HEV | 2040 | TWh | 417 | Sub_sector | Transport | Others_Sector | Others_Sector | Energetic | other_final_demand_electricity_energetic | Electricity | EU | Energy demand | 0 | FEC
DK | TYNDP2026 | HEV | 2040 | TWh | 418 | Sub_sector | Transport | Others_Sector | Others_Sector | Energetic | other_final_demand_hydrogen_energetic | Hydrogen | EU | Energy demand | 0 | FEC
DK | TYNDP2026 | HEV | 2040 | TWh | 419 | Sub_sector | Transport | Pipeline Transport | Others_Sector | Energetic | other_final_demand_methane_energetic | Methane | EU | Energy demand | 0.074499 | FEC
DK | TYNDP2026 | HEV | 2040 | TWh | 420 | Sub_sector | Transport | Others_Sector | Others_Sector | Energetic | other_final_demand_heat_energetic | Heat | EU | Energy demand | 0 | FEC
DK | TYNDP2026 | HEV | 2040 | TWh | 421 | Sub_sector | Transport | Others_Sector | Others_Sector | Energetic | other_final_demand_biomass_energetic | Biomass | EU | Energy demand | 0 | FEC
DK | TYNDP2026 | HEV | 2040 | TWh | 422 | Sub_sector | Transport | Others_Sector | Others_Sector | Energetic | other_final_demand_coal_energetic | Solids | EU | Energy demand | 0 | FEC
DK | TYNDP2026 | HEV | 2040 | TWh | 423 | Sub_sector | Transport | Others_Sector | Others_Sector | Energetic | other_final_demand_oil_energetic | Liquids | EU | Energy demand | 0.56763 | FEC
DK | TYNDP2026 | HEV | 2040 | TWh | 424 | Sub_sector | Others_Sector | Others_Sector | Others_Sector | Non-energetic | other_final_demand_oil_non_energetic | Liquids | EU | Energy demand | 0.65744 | not_included_in_FEC
DK | TYNDP2026 | HEV | 2040 | TWh | 425 | Sub_sector | Transport | Others_Sector | Others_Sector | Energetic | other_final_demand_other_energetic | Others | EU | Energy demand | 0 | FEC
DK | TYNDP2026 | HEV | 2040 | TWh | 426 | Sub_sector | Transport | Others_Sector | Others_Sector | Energetic | other_final_demand_ammonia_energetic | Ammonia | EU | Energy demand | 0 | FEC
DK | TYNDP2026 | HEV | 2040 | TWh | 427 | Sub_sector | Industry | Surplus_Heat_in_Industry | Surplus_Heat_in_Industry | Energetic | final_demand_of_industry_unused_local_production_steam_hot_water | Heat | EU | Energy demand | 0 | FEC
DK | TYNDP2026 | HEV | 2040 | TWh | 429 | Sub_sector | Agriculture | Total | Agriculture | Energetic | agriculture_final_demand_electricity_energetic | Electricity | EU | Energy demand | 1.8209 | FEC
DK | TYNDP2026 | HEV | 2040 | TWh | 430 | Sub_sector | Agriculture | Total | Agriculture | Energetic | agriculture_final_demand_hydrogen_energetic | Hydrogen | EU | Energy demand | 0 | FEC
DK | TYNDP2026 | HEV | 2040 | TWh | 431 | Sub_sector | Agriculture | Total | Agriculture | Energetic | agriculture_final_demand_methane_energetic | Methane | EU | Energy demand | 0.012836 | FEC
DK | TYNDP2026 | HEV | 2040 | TWh | 432 | Sub_sector | Agriculture | Total | Agriculture | Energetic | agriculture_final_demand_heat_energetic | Heat | EU | Energy demand | 0.50543 | FEC
DK | TYNDP2026 | HEV | 2040 | TWh | 433 | Sub_sector | Agriculture | Total | Agriculture | Energetic | agriculture_final_demand_biomass_energetic | Biomass | EU | Energy demand | 0.66052 | FEC
DK | TYNDP2026 | HEV | 2040 | TWh | 434 | Sub_sector | Agriculture | Total | Agriculture | Energetic | agriculture_final_demand_coal_energetic | Solids | EU | Energy demand | 0 | FEC
DK | TYNDP2026 | HEV | 2040 | TWh | 435 | Sub_sector | Agriculture | Total | Agriculture | Energetic | agriculture_final_demand_oil_energetic | Liquids | EU | Energy demand | 1.5601 | FEC
DK | TYNDP2026 | HEV | 2040 | TWh | 436 | Sub_sector | Agriculture | Total | Agriculture | Energetic | agriculture_final_demand_other_energetic | Others | EU | Energy demand | 0 | FEC
DK | TYNDP2026 | HEV | 2040 | TWh | 437 | Sub_sector | Agriculture | Total | Agriculture | Energetic | agriculture_final_demand_ammonia_energetic | Ammonia | EU | Energy demand | 0 | FEC
DK | TYNDP2026 | HEV | 2040 | TWh | 447 | Sub_sector | Buildings | Surplus Energy | Buildings | Energetic | GAP | Electricity | EU | Energy demand | 0 | FEC
DK | TYNDP2026 | HEV | 2040 | TWh | 448 | Sub_sector | Buildings | Surplus Energy | Buildings | Energetic | GAP | Hydrogen | EU | Energy demand | 0 | FEC
DK | TYNDP2026 | HEV | 2040 | TWh | 449 | Sub_sector | Buildings | Surplus Energy | Buildings | Energetic | GAP | Methane | EU | Energy demand | 0 | FEC
DK | TYNDP2026 | HEV | 2040 | TWh | 450 | Sub_sector | Buildings | Surplus Energy | Buildings | Energetic | GAP | Heat | EU | Energy demand | 0 | FEC
DK | TYNDP2026 | HEV | 2040 | TWh | 451 | Sub_sector | Buildings | Surplus Energy | Buildings | Energetic | GAP | Biomass | EU | Energy demand | 0.045659 | FEC
DK | TYNDP2026 | HEV | 2040 | TWh | 452 | Sub_sector | Buildings | Surplus Energy | Buildings | Energetic | GAP | Solids | EU | Energy demand | 0 | FEC
DK | TYNDP2026 | HEV | 2040 | TWh | 453 | Sub_sector | Buildings | Surplus Energy | Buildings | Energetic | GAP | Liquids | EU | Energy demand | 0.049014 | FEC
DK | TYNDP2026 | HEV | 2040 | TWh | 454 | Sub_sector | Buildings | Surplus Energy | Buildings | Energetic | GAP | Others | EU | Energy demand | 0 | FEC
DK | TYNDP2026 | HEV | 2040 | TWh | 455 | Sub_sector | Buildings | Surplus Energy | Buildings | Energetic | GAP | Ammonia | EU | Energy demand | 0 | FEC
DK | TYNDP2026 | HEV | 2040 | TWh | 456 | Sub_sector | Households | Surplus Energy | Households | Energetic | GAP | Electricity | EU | Energy demand | 0 | FEC
DK | TYNDP2026 | HEV | 2040 | TWh | 457 | Sub_sector | Households | Surplus Energy | Households | Energetic | GAP | Hydrogen | EU | Energy demand | 0 | FEC
DK | TYNDP2026 | HEV | 2040 | TWh | 458 | Sub_sector | Households | Surplus Energy | Households | Energetic | GAP | Methane | EU | Energy demand | 0 | FEC
DK | TYNDP2026 | HEV | 2040 | TWh | 459 | Sub_sector | Households | Surplus Energy | Households | Energetic | GAP | Heat | EU | Energy demand | 0 | FEC
DK | TYNDP2026 | HEV | 2040 | TWh | 460 | Sub_sector | Households | Surplus Energy | Households | Energetic | GAP | Biomass | EU | Energy demand | 0 | FEC
DK | TYNDP2026 | HEV | 2040 | TWh | 461 | Sub_sector | Households | Surplus Energy | Households | Energetic | GAP | Solids | EU | Energy demand | 0 | FEC
DK | TYNDP2026 | HEV | 2040 | TWh | 462 | Sub_sector | Households | Surplus Energy | Households | Energetic | GAP | Liquids | EU | Energy demand | 0 | FEC
DK | TYNDP2026 | HEV | 2040 | TWh | 463 | Sub_sector | Households | Surplus Energy | Households | Energetic | GAP | Others | EU | Energy demand | 0 | FEC
DK | TYNDP2026 | HEV | 2040 | TWh | 464 | Sub_sector | Households | Surplus Energy | Households | Energetic | GAP | Ammonia | EU | Energy demand | 0 | FEC
DK | TYNDP2026 | LEV | 2035 | TWh | 102 | Sub_sector | Industry | Aluminium | Industry (aluminium) | Energetic | industry_aluminium_demand_electricity_energetic | Electricity | EU | Energy demand | 0 | FEC
DK | TYNDP2026 | LEV | 2035 | TWh | 103 | Sub_sector | Industry | Aluminium | Industry (aluminium) | Energetic | industry_aluminium_demand_hydrogen_energetic | Hydrogen | EU | Energy demand | 0 | FEC
DK | TYNDP2026 | LEV | 2035 | TWh | 104 | Sub_sector | Industry | Aluminium | Industry (aluminium) | Energetic | industry_aluminium_demand_methane_energetic | Methane | EU | Energy demand | 0 | FEC
DK | TYNDP2026 | LEV | 2035 | TWh | 105 | Sub_sector | Industry | Aluminium | Industry (aluminium) | Energetic | industry_aluminium_demand_heat_energetic | Heat | EU | Energy demand | 0 | FEC
DK | TYNDP2026 | LEV | 2035 | TWh | 106 | Sub_sector | Industry | Aluminium | Industry (aluminium) | Energetic | industry_aluminium_demand_biomass_energetic | Biomass | EU | Energy demand | 0 | FEC
DK | TYNDP2026 | LEV | 2035 | TWh | 107 | Sub_sector | Industry | Aluminium | Industry (aluminium) | Energetic | industry_aluminium_demand_coal_energetic | Solids | EU | Energy demand | 0 | FEC
DK | TYNDP2026 | LEV | 2035 | TWh | 108 | Sub_sector | Industry | Aluminium | Industry (aluminium) | Energetic | industry_aluminium_demand_oil_energetic | Liquids | EU | Energy demand | 0 | FEC
DK | TYNDP2026 | LEV | 2035 | TWh | 109 | Sub_sector | Industry | Aluminium | Industry (aluminium) | Energetic | industry_aluminium_demand_others_energetic | Others | EU | Energy demand | 0 | FEC
DK | TYNDP2026 | LEV | 2035 | TWh | 110 | Sub_sector | Industry | Aluminium | Industry (aluminium) | Energetic | industry_ammonia_demand_others_energetic | Ammonia | EU | Energy demand | 0 | FEC
DK | TYNDP2026 | LEV | 2035 | TWh | 112 | Sub_sector | Industry | Chemicals | Industry (chemicals, energetic) | Energetic | industry_chemical_demand_electricity_energetic | Electricity | EU | Energy demand | 0 | FEC
DK | TYNDP2026 | LEV | 2035 | TWh | 113 | Sub_sector | Industry | Chemicals | Industry (chemicals, energetic) | Energetic | industry_chemical_demand_hydrogen_energetic | Hydrogen | EU | Energy demand | 0 | FEC
DK | TYNDP2026 | LEV | 2035 | TWh | 114 | Sub_sector | Industry | Chemicals | Industry (chemicals, energetic) | Energetic | industry_chemical_demand_methane_energetic | Methane | EU | Energy demand | 0 | FEC
DK | TYNDP2026 | LEV | 2035 | TWh | 115 | Sub_sector | Industry | Chemicals | Industry (chemicals, energetic) | Energetic | industry_chemical_demand_heat_energetic | Heat | EU | Energy demand | 0 | FEC
DK | TYNDP2026 | LEV | 2035 | TWh | 116 | Sub_sector | Industry | Chemicals | Industry (chemicals, energetic) | Energetic | industry_chemical_demand_biomass_energetic | Biomass | EU | Energy demand | 0 | FEC
DK | TYNDP2026 | LEV | 2035 | TWh | 117 | Sub_sector | Industry | Chemicals | Industry (chemicals, energetic) | Energetic | industry_chemical_demand_coal_energetic | Solids | EU | Energy demand | 0 | FEC
DK | TYNDP2026 | LEV | 2035 | TWh | 118 | Sub_sector | Industry | Chemicals | Industry (chemicals, energetic) | Energetic | industry_chemical_demand_oil_energetic | Liquids | EU | Energy demand | 0 | FEC
DK | TYNDP2026 | LEV | 2035 | TWh | 119 | Sub_sector | Industry | Chemicals | Industry (chemicals, energetic) | Energetic | industry_chemical_demand_others_energetic | Others | EU | Energy demand | 0 | FEC
DK | TYNDP2026 | LEV | 2035 | TWh | 120 | Sub_sector | Industry | Chemicals | Industry (chemicals, energetic) | Energetic | industry_chemical_demand_ammonia_energetic | Ammonia | EU | Energy demand | 0 | FEC
DK | TYNDP2026 | LEV | 2035 | TWh | 122 | Sub_sector | Industry | Chemicals | Industry (chemicals, non-energetic) | Non-energetic | industry_chemical_demand_electricity_non_energetic | Electricity | EU | Energy demand | 0 | not_included_in_FEC
DK | TYNDP2026 | LEV | 2035 | TWh | 123 | Sub_sector | Industry | Chemicals | Industry (chemicals, non-energetic) | Non-energetic | industry_chemical_demand_hydrogen_non_energetic | Hydrogen | EU | Energy demand | 0 | not_included_in_FEC
DK | TYNDP2026 | LEV | 2035 | TWh | 124 | Sub_sector | Industry | Chemicals | Industry (chemicals, non-energetic) | Non-energetic | industry_chemical_demand_methane_non_energetic | Methane | EU | Energy demand | 0 | not_included_in_FEC
DK | TYNDP2026 | LEV | 2035 | TWh | 125 | Sub_sector | Industry | Chemicals | Industry (chemicals, non-energetic) | Non-energetic | industry_chemical_demand_heat_non_energetic | Heat | EU | Energy demand | 0 | not_included_in_FEC
DK | TYNDP2026 | LEV | 2035 | TWh | 126 | Sub_sector | Industry | Chemicals | Industry (chemicals, non-energetic) | Non-energetic | industry_chemical_demand_biomass_non_energetic | Biomass | EU | Energy demand | 0 | not_included_in_FEC
DK | TYNDP2026 | LEV | 2035 | TWh | 127 | Sub_sector | Industry | Chemicals | Industry (chemicals, non-energetic) | Non-energetic | industry_chemical_demand_coal_non_energetic | Solids | EU | Energy demand | 0 | not_included_in_FEC
DK | TYNDP2026 | LEV | 2035 | TWh | 128 | Sub_sector | Industry | Chemicals | Industry (chemicals, non-energetic) | Non-energetic | industry_chemical_demand_oil_non_energetic | Liquids | EU | Energy demand | 0 | not_included_in_FEC
DK | TYNDP2026 | LEV | 2035 | TWh | 129 | Sub_sector | Industry | Chemicals | Industry (chemicals, non-energetic) | Non-energetic | industry_chemical_demand_others_non_energetic | Others | EU | Energy demand | 0 | not_included_in_FEC
DK | TYNDP2026 | LEV | 2035 | TWh | 130 | Sub_sector | Industry | Chemicals | Industry (chemicals, non-energetic) | Non-energetic | industry_chemical_demand_ammonia_non_energetic | Ammonia | EU | Energy demand | 0 | not_included_in_FEC
DK | TYNDP2026 | LEV | 2035 | TWh | 132 | Sub_sector | Industry | Fertilizers | Industry (fertilizers, energetic) | Energetic | industry_fertilizers_demand_electricity_energetic | Electricity | EU | Energy demand | 0 | FEC
DK | TYNDP2026 | LEV | 2035 | TWh | 133 | Sub_sector | Industry | Fertilizers | Industry (fertilizers, energetic) | Energetic | industry_fertilizers_demand_hydrogen_energetic | Hydrogen | EU | Energy demand | 0 | FEC
DK | TYNDP2026 | LEV | 2035 | TWh | 134 | Sub_sector | Industry | Fertilizers | Industry (fertilizers, energetic) | Energetic | industry_fertilizers_demand_methane_energetic | Methane | EU | Energy demand | 0 | FEC
DK | TYNDP2026 | LEV | 2035 | TWh | 135 | Sub_sector | Industry | Fertilizers | Industry (fertilizers, energetic) | Energetic | industry_fertilizers_demand_heat_energetic | Heat | EU | Energy demand | 0 | FEC
DK | TYNDP2026 | LEV | 2035 | TWh | 136 | Sub_sector | Industry | Fertilizers | Industry (fertilizers, energetic) | Energetic | industry_fertilizers_demand_biomass_energetic | Biomass | EU | Energy demand | 0 | FEC
DK | TYNDP2026 | LEV | 2035 | TWh | 137 | Sub_sector | Industry | Fertilizers | Industry (fertilizers, energetic) | Energetic | industry_fertilizers_demand_coal_energetic | Solids | EU | Energy demand | 0 | FEC
DK | TYNDP2026 | LEV | 2035 | TWh | 138 | Sub_sector | Industry | Fertilizers | Industry (fertilizers, energetic) | Energetic | industry_fertilizers_demand_oil_energetic | Liquids | EU | Energy demand | 0 | FEC
DK | TYNDP2026 | LEV | 2035 | TWh | 139 | Sub_sector | Industry | Fertilizers | Industry (fertilizers, energetic) | Energetic | industry_fertilizers_demand_others_energetic | Others | EU | Energy demand | 0 | FEC
DK | TYNDP2026 | LEV | 2035 | TWh | 140 | Sub_sector | Industry | Fertilizers | Industry (fertilizers, energetic) | Energetic | industry_fertilizers_demand_ammonia_energetic | Ammonia | EU | Energy demand | 0 | FEC
DK | TYNDP2026 | LEV | 2035 | TWh | 142 | Sub_sector | Industry | Fertilizers | Industry (fertilizers, non-energetic) | Non-energetic | industry_fertilizers_demand_electricity_non_energetic | Electricity | EU | Energy demand | 0 | not_included_in_FEC
DK | TYNDP2026 | LEV | 2035 | TWh | 143 | Sub_sector | Industry | Fertilizers | Industry (fertilizers, non-energetic) | Non-energetic | industry_fertilizers_demand_hydrogen_non_energetic | Hydrogen | EU | Energy demand | 0 | not_included_in_FEC
DK | TYNDP2026 | LEV | 2035 | TWh | 144 | Sub_sector | Industry | Fertilizers | Industry (fertilizers, non-energetic) | Non-energetic | industry_fertilizers_demand_methane_non_energetic | Methane | EU | Energy demand | 0 | not_included_in_FEC
DK | TYNDP2026 | LEV | 2035 | TWh | 145 | Sub_sector | Industry | Fertilizers | Industry (fertilizers, non-energetic) | Non-energetic | industry_fertilizers_demand_heat_non_energetic | Heat | EU | Energy demand | 0 | not_included_in_FEC
DK | TYNDP2026 | LEV | 2035 | TWh | 146 | Sub_sector | Industry | Fertilizers | Industry (fertilizers, non-energetic) | Non-energetic | industry_fertilizers_demand_biomass_non_energetic | Biomass | EU | Energy demand | 0 | not_included_in_FEC
DK | TYNDP2026 | LEV | 2035 | TWh | 147 | Sub_sector | Industry | Fertilizers | Industry (fertilizers, non-energetic) | Non-energetic | industry_fertilizers_demand_coal_non_energetic | Solids | EU | Energy demand | 0 | not_included_in_FEC
DK | TYNDP2026 | LEV | 2035 | TWh | 148 | Sub_sector | Industry | Fertilizers | Industry (fertilizers, non-energetic) | Non-energetic | industry_fertilizers_demand_oil_non_energetic | Liquids | EU | Energy demand | 0 | not_included_in_FEC
DK | TYNDP2026 | LEV | 2035 | TWh | 149 | Sub_sector | Industry | Fertilizers | Industry (fertilizers, non-energetic) | Non-energetic | industry_fertilizers_demand_others_non_energetic | Others | EU | Energy demand | 0 | not_included_in_FEC
DK | TYNDP2026 | LEV | 2035 | TWh | 150 | Sub_sector | Industry | Fertilizers | Industry (fertilizers, non-energetic) | Non-energetic | industry_fertilizers_demand_ammonia_non_energetic | Ammonia | EU | Energy demand | 0 | not_included_in_FEC
DK | TYNDP2026 | LEV | 2035 | TWh | 152 | Sub_sector | Industry | Food | Industry (food) | Energetic | industry_food_demand_electricity_energetic | Electricity | EU | Energy demand | 0 | FEC
DK | TYNDP2026 | LEV | 2035 | TWh | 153 | Sub_sector | Industry | Food | Industry (food) | Energetic | industry_food_demand_hydrogen_energetic | Hydrogen | EU | Energy demand | 0 | FEC
DK | TYNDP2026 | LEV | 2035 | TWh | 154 | Sub_sector | Industry | Food | Industry (food) | Energetic | industry_food_demand_methane_energetic | Methane | EU | Energy demand | 0 | FEC
DK | TYNDP2026 | LEV | 2035 | TWh | 155 | Sub_sector | Industry | Food | Industry (food) | Energetic | industry_food_demand_heat_energetic | Heat | EU | Energy demand | 0 | FEC
DK | TYNDP2026 | LEV | 2035 | TWh | 156 | Sub_sector | Industry | Food | Industry (food) | Energetic | industry_food_demand_biomass_energetic | Biomass | EU | Energy demand | 0 | FEC
DK | TYNDP2026 | LEV | 2035 | TWh | 157 | Sub_sector | Industry | Food | Industry (food) | Energetic | industry_food_demand_coal_energetic | Solids | EU | Energy demand | 0 | FEC
DK | TYNDP2026 | LEV | 2035 | TWh | 158 | Sub_sector | Industry | Food | Industry (food) | Energetic | industry_food_demand_oil_energetic | Liquids | EU | Energy demand | 0 | FEC
DK | TYNDP2026 | LEV | 2035 | TWh | 159 | Sub_sector | Industry | Food | Industry (food) | Energetic | industry_food_demand_others_energetic | Others | EU | Energy demand | 0 | FEC
DK | TYNDP2026 | LEV | 2035 | TWh | 160 | Sub_sector | Industry | Food | Industry (food) | Energetic | industry_food_demand_ammonia_energetic | Ammonia | EU | Energy demand | 0 | FEC
DK | TYNDP2026 | LEV | 2035 | TWh | 162 | Sub_sector | Industry | Metals | Industry (metal) | Energetic | industry_metal_demand_electricity_energetic | Electricity | EU | Energy demand | 0 | FEC
DK | TYNDP2026 | LEV | 2035 | TWh | 163 | Sub_sector | Industry | Metals | Industry (metal) | Energetic | industry_metal_demand_hydrogen_energetic | Hydrogen | EU | Energy demand | 0 | FEC
DK | TYNDP2026 | LEV | 2035 | TWh | 164 | Sub_sector | Industry | Metals | Industry (metal) | Energetic | industry_metal_demand_methane_energetic | Methane | EU | Energy demand | 0 | FEC
DK | TYNDP2026 | LEV | 2035 | TWh | 165 | Sub_sector | Industry | Metals | Industry (metal) | Energetic | industry_metal_demand_heat_energetic | Heat | EU | Energy demand | 0 | FEC
DK | TYNDP2026 | LEV | 2035 | TWh | 166 | Sub_sector | Industry | Metals | Industry (metal) | Energetic | industry_metal_demand_biomass_energetic | Biomass | EU | Energy demand | 0 | FEC
DK | TYNDP2026 | LEV | 2035 | TWh | 167 | Sub_sector | Industry | Metals | Industry (metal) | Energetic | industry_metal_demand_coal_energetic | Solids | EU | Energy demand | 0 | FEC
DK | TYNDP2026 | LEV | 2035 | TWh | 168 | Sub_sector | Industry | Metals | Industry (metal) | Energetic | industry_metal_demand_oil_energetic | Liquids | EU | Energy demand | 0 | FEC
DK | TYNDP2026 | LEV | 2035 | TWh | 169 | Sub_sector | Industry | Metals | Industry (metal) | Energetic | industry_metal_demand_others_energetic | Others | EU | Energy demand | 0 | FEC
DK | TYNDP2026 | LEV | 2035 | TWh | 170 | Sub_sector | Industry | Metals | Industry (metal) | Energetic | industry_metal_demand_ammonia_energetic | Ammonia | EU | Energy demand | 0 | FEC
DK | TYNDP2026 | LEV | 2035 | TWh | 172 | Sub_sector | Industry | Others | Industry (other, energetic) | Energetic | industry_other_demand_electricity_energetic | Electricity | EU | Energy demand | 8.352 | FEC
DK | TYNDP2026 | LEV | 2035 | TWh | 173 | Sub_sector | Industry | Others | Industry (other, energetic) | Energetic | industry_other_demand_hydrogen_energetic | Hydrogen | EU | Energy demand | 0 | FEC
DK | TYNDP2026 | LEV | 2035 | TWh | 174 | Sub_sector | Industry | Others | Industry (other, energetic) | Energetic | industry_other_demand_methane_energetic | Methane | EU | Energy demand | 7.9461 | FEC
DK | TYNDP2026 | LEV | 2035 | TWh | 175 | Sub_sector | Industry | Others | Industry (other, energetic) | Energetic | industry_other_demand_heat_energetic | Heat | EU | Energy demand | 1.5375 | FEC
DK | TYNDP2026 | LEV | 2035 | TWh | 176 | Sub_sector | Industry | Others | Industry (other, energetic) | Energetic | industry_other_demand_biomass_energetic | Biomass | EU | Energy demand | 2.5224 | FEC
DK | TYNDP2026 | LEV | 2035 | TWh | 177 | Sub_sector | Industry | Others | Industry (other, energetic) | Energetic | industry_other_demand_coal_energetic | Solids | EU | Energy demand | 0.21673 | FEC
DK | TYNDP2026 | LEV | 2035 | TWh | 178 | Sub_sector | Industry | Others | Industry (other, energetic) | Energetic | industry_other_demand_oil_energetic | Liquids | EU | Energy demand | 3.4486 | FEC
DK | TYNDP2026 | LEV | 2035 | TWh | 179 | Sub_sector | Industry | Others | Industry (other, energetic) | Energetic | industry_other_demand_others_energetic | Others | EU | Energy demand | 0 | FEC
DK | TYNDP2026 | LEV | 2035 | TWh | 180 | Sub_sector | Industry | Others | Industry (other, energetic) | Energetic | industry_other_demand_ammonia_energetic | Ammonia | EU | Energy demand | 0 | FEC
DK | TYNDP2026 | LEV | 2035 | TWh | 182 | Sub_sector | Industry | Others | Industry (other, non-energetic) | Non-energetic | industry_other_demand_electricity_non_energetic | Electricity | EU | Energy demand | 0 | not_included_in_FEC
DK | TYNDP2026 | LEV | 2035 | TWh | 183 | Sub_sector | Industry | Others | Industry (other, non-energetic) | Non-energetic | industry_other_demand_hydrogen_non_energetic | Hydrogen | EU | Energy demand | 0 | not_included_in_FEC
DK | TYNDP2026 | LEV | 2035 | TWh | 184 | Sub_sector | Industry | Others | Industry (other, non-energetic) | Non-energetic | industry_other_demand_methane_non_energetic | Methane | EU | Energy demand | 0 | not_included_in_FEC
DK | TYNDP2026 | LEV | 2035 | TWh | 185 | Sub_sector | Industry | Others | Industry (other, non-energetic) | Non-energetic | industry_other_demand_heat_non_energetic | Heat | EU | Energy demand | 0 | not_included_in_FEC
DK | TYNDP2026 | LEV | 2035 | TWh | 186 | Sub_sector | Industry | Others | Industry (other, non-energetic) | Non-energetic | industry_other_demand_biomass_non_energetic | Biomass | EU | Energy demand | 0 | not_included_in_FEC
DK | TYNDP2026 | LEV | 2035 | TWh | 187 | Sub_sector | Industry | Others | Industry (other, non-energetic) | Non-energetic | industry_other_demand_coal_non_energetic | Solids | EU | Energy demand | 0 | not_included_in_FEC
DK | TYNDP2026 | LEV | 2035 | TWh | 188 | Sub_sector | Industry | Others | Industry (other, non-energetic) | Non-energetic | industry_other_demand_oil_non_energetic | Liquids | EU | Energy demand | 0 | not_included_in_FEC
DK | TYNDP2026 | LEV | 2035 | TWh | 189 | Sub_sector | Industry | Others | Industry (other, non-energetic) | Non-energetic | industry_other_demand_others_non_energetic | Others | EU | Energy demand | 0 | not_included_in_FEC
DK | TYNDP2026 | LEV | 2035 | TWh | 190 | Sub_sector | Industry | Others | Industry (other, non-energetic) | Non-energetic | industry_other_demand_ammonia_non_energetic | Ammonia | EU | Energy demand | 0 | not_included_in_FEC
DK | TYNDP2026 | LEV | 2035 | TWh | 192 | Sub_sector | Industry | Paper | Industry (paper) | Energetic | industry_paper_demand_electricity_energetic | Electricity | EU | Energy demand | 0 | FEC
DK | TYNDP2026 | LEV | 2035 | TWh | 193 | Sub_sector | Industry | Paper | Industry (paper) | Energetic | industry_paper_demand_hydrogen_energetic | Hydrogen | EU | Energy demand | 0 | FEC
DK | TYNDP2026 | LEV | 2035 | TWh | 194 | Sub_sector | Industry | Paper | Industry (paper) | Energetic | industry_paper_demand_methane_energetic | Methane | EU | Energy demand | 0 | FEC
DK | TYNDP2026 | LEV | 2035 | TWh | 195 | Sub_sector | Industry | Paper | Industry (paper) | Energetic | industry_paper_demand_heat_energetic | Heat | EU | Energy demand | 0 | FEC
DK | TYNDP2026 | LEV | 2035 | TWh | 196 | Sub_sector | Industry | Paper | Industry (paper) | Energetic | industry_paper_demand_biomass_energetic | Biomass | EU | Energy demand | 0 | FEC
DK | TYNDP2026 | LEV | 2035 | TWh | 197 | Sub_sector | Industry | Paper | Industry (paper) | Energetic | industry_paper_demand_coal_energetic | Solids | EU | Energy demand | 0 | FEC
DK | TYNDP2026 | LEV | 2035 | TWh | 198 | Sub_sector | Industry | Paper | Industry (paper) | Energetic | industry_paper_demand_oil_energetic | Liquids | EU | Energy demand | 0 | FEC
DK | TYNDP2026 | LEV | 2035 | TWh | 199 | Sub_sector | Industry | Paper | Industry (paper) | Energetic | industry_paper_demand_others_energetic | Others | EU | Energy demand | 0 | FEC
DK | TYNDP2026 | LEV | 2035 | TWh | 200 | Sub_sector | Industry | Paper | Industry (paper) | Energetic | industry_paper_demand_ammonia_energetic | Ammonia | EU | Energy demand | 0 | FEC
DK | TYNDP2026 | LEV | 2035 | TWh | 202 | Sub_sector | Industry | Refineries | Industry (refineries, energetic) | Energetic | industry_refinery_demand_electricity_energetic | Electricity | EU | Energy demand | 0.40418 | not_included_in_FEC
DK | TYNDP2026 | LEV | 2035 | TWh | 203 | Sub_sector | Industry | Refineries | Industry (refineries, energetic) | Energetic | industry_refinery_demand_hydrogen_energetic | Hydrogen | EU | Energy demand | 0.18431 | not_included_in_FEC
DK | TYNDP2026 | LEV | 2035 | TWh | 204 | Sub_sector | Industry | Refineries | Industry (refineries, energetic) | Energetic | industry_refinery_demand_methane_energetic | Methane | EU | Energy demand | 0 | not_included_in_FEC
DK | TYNDP2026 | LEV | 2035 | TWh | 205 | Sub_sector | Industry | Refineries | Industry (refineries, energetic) | Energetic | industry_refinery_demand_heat_energetic | Heat | EU | Energy demand | 0.0023493 | not_included_in_FEC
DK | TYNDP2026 | LEV | 2035 | TWh | 206 | Sub_sector | Industry | Refineries | Industry (refineries, energetic) | Energetic | industry_refinery_demand_biomass_energetic | Biomass | EU | Energy demand | 0 | not_included_in_FEC
DK | TYNDP2026 | LEV | 2035 | TWh | 207 | Sub_sector | Industry | Refineries | Industry (refineries, energetic) | Energetic | industry_refinery_demand_coal_energetic | Solids | EU | Energy demand | 0 | not_included_in_FEC
DK | TYNDP2026 | LEV | 2035 | TWh | 208 | Sub_sector | Industry | Refineries | Industry (refineries, energetic) | Energetic | industry_refinery_demand_oil_energetic | Liquids | EU | Energy demand | 2.6278 | not_included_in_FEC
DK | TYNDP2026 | LEV | 2035 | TWh | 209 | Sub_sector | Industry | Refineries | Industry (refineries, energetic) | Energetic | industry_refinery_demand_others_energetic | Others | EU | Energy demand | 0 | not_included_in_FEC
DK | TYNDP2026 | LEV | 2035 | TWh | 210 | Sub_sector | Industry | Refineries | Industry (refineries, energetic) | Energetic | industry_refinery_demand_ammonia_energetic | Ammonia | EU | Energy demand | 0 | not_included_in_FEC
DK | TYNDP2026 | LEV | 2035 | TWh | 212 | Sub_sector | Industry | Refineries | Industry (refineries, non-energetic) | Non-energetic | industry_refinery_demand_electricity_non_energetic | Electricity | EU | Energy demand | 0 | not_included_in_FEC
DK | TYNDP2026 | LEV | 2035 | TWh | 213 | Sub_sector | Industry | Refineries | Industry (refineries, non-energetic) | Non-energetic | industry_refinery_demand_hydrogen_non_energetic | Hydrogen | EU | Energy demand | 0 | not_included_in_FEC
DK | TYNDP2026 | LEV | 2035 | TWh | 214 | Sub_sector | Industry | Refineries | Industry (refineries, non-energetic) | Non-energetic | industry_refinery_demand_methane_non_energetic | Methane | EU | Energy demand | 0 | not_included_in_FEC
DK | TYNDP2026 | LEV | 2035 | TWh | 215 | Sub_sector | Industry | Refineries | Industry (refineries, non-energetic) | Non-energetic | industry_refinery_demand_heat_non_energetic | Heat | EU | Energy demand | 0 | not_included_in_FEC
DK | TYNDP2026 | LEV | 2035 | TWh | 216 | Sub_sector | Industry | Refineries | Industry (refineries, non-energetic) | Non-energetic | industry_refinery_demand_biomass_non_energetic | Biomass | EU | Energy demand | 0 | not_included_in_FEC
DK | TYNDP2026 | LEV | 2035 | TWh | 217 | Sub_sector | Industry | Refineries | Industry (refineries, non-energetic) | Non-energetic | industry_refinery_demand_coal_non_energetic | Solids | EU | Energy demand | 0 | not_included_in_FEC
DK | TYNDP2026 | LEV | 2035 | TWh | 218 | Sub_sector | Industry | Refineries | Industry (refineries, non-energetic) | Non-energetic | industry_refinery_demand_oil_non_energetic | Liquids | EU | Energy demand | 0 | not_included_in_FEC
DK | TYNDP2026 | LEV | 2035 | TWh | 219 | Sub_sector | Industry | Refineries | Industry (refineries, non-energetic) | Non-energetic | industry_refinery_demand_others_non_energetic | Others | EU | Energy demand | 0 | not_included_in_FEC
DK | TYNDP2026 | LEV | 2035 | TWh | 220 | Sub_sector | Industry | Refineries | Industry (refineries, non-energetic) | Non-energetic | industry_refinery_demand_ammonia_non_energetic | Ammonia | EU | Energy demand | 0 | not_included_in_FEC
DK | TYNDP2026 | LEV | 2035 | TWh | 222 | Sub_sector | Industry | Steel | Industry (steel) | Energetic | industry_steel_demand_electricity_energetic | Electricity | EU | Energy demand | 0 | FEC
DK | TYNDP2026 | LEV | 2035 | TWh | 223 | Sub_sector | Industry | Steel | Industry (steel) | Energetic | industry_steel_demand_hydrogen_energetic | Hydrogen | EU | Energy demand | 0 | FEC
DK | TYNDP2026 | LEV | 2035 | TWh | 224 | Sub_sector | Industry | Steel | Industry (steel) | Energetic | industry_steel_demand_methane_energetic | Methane | EU | Energy demand | 0 | FEC
DK | TYNDP2026 | LEV | 2035 | TWh | 225 | Sub_sector | Industry | Steel | Industry (steel) | Energetic | industry_steel_demand_heat_energetic | Heat | EU | Energy demand | 0 | FEC
DK | TYNDP2026 | LEV | 2035 | TWh | 226 | Sub_sector | Industry | Steel | Industry (steel) | Energetic | industry_steel_demand_biomass_energetic | Biomass | EU | Energy demand | 0 | FEC
DK | TYNDP2026 | LEV | 2035 | TWh | 227 | Sub_sector | Industry | Steel | Industry (steel) | Energetic | industry_steel_demand_coal_energetic | Solids | EU | Energy demand | 0 | FEC
DK | TYNDP2026 | LEV | 2035 | TWh | 228 | Sub_sector | Industry | Steel | Industry (steel) | Energetic | industry_steel_demand_oil_energetic | Liquids | EU | Energy demand | 0 | FEC
DK | TYNDP2026 | LEV | 2035 | TWh | 229 | Sub_sector | Industry | Steel | Industry (steel) | Energetic | industry_steel_demand_others_energetic | Others | EU | Energy demand | 0 | FEC
DK | TYNDP2026 | LEV | 2035 | TWh | 230 | Sub_sector | Industry | Steel | Industry (steel) | Energetic | industry_steel_demand_ammonia_energetic | Ammonia | EU | Energy demand | 0 | FEC
DK | TYNDP2026 | LEV | 2035 | TWh | 232 | Sub_sector | Transport | Cars | Transport (cars) | Energetic | transport_cars_final_demand_electricity | Electricity | EU | Energy demand | 3.5356 | FEC
DK | TYNDP2026 | LEV | 2035 | TWh | 233 | Sub_sector | Transport | Cars | Transport (cars) | Energetic | transport_cars_final_demand_hydrogen | Hydrogen | EU | Energy demand | 0 | FEC
DK | TYNDP2026 | LEV | 2035 | TWh | 234 | Sub_sector | Transport | Cars | Transport (cars) | Energetic | transport_cars_final_demand_methane | Methane | EU | Energy demand | 0 | FEC
DK | TYNDP2026 | LEV | 2035 | TWh | 235 | Sub_sector | Transport | Cars | Transport (cars) | Energetic | transport_cars_final_demand_heat | Heat | EU | Energy demand | 0 | FEC
DK | TYNDP2026 | LEV | 2035 | TWh | 236 | Sub_sector | Transport | Cars | Transport (cars) | Energetic | transport_cars_final_demand_biomass | Biomass | EU | Energy demand | 0 | FEC
DK | TYNDP2026 | LEV | 2035 | TWh | 237 | Sub_sector | Transport | Cars | Transport (cars) | Energetic | transport_cars_final_demand_coal | Solids | EU | Energy demand | 0 | FEC
DK | TYNDP2026 | LEV | 2035 | TWh | 238 | Sub_sector | Transport | Cars | Transport (cars) | Energetic | transport_cars_final_demand_oil | Liquids | EU | Energy demand | 17.5674 | FEC
DK | TYNDP2026 | LEV | 2035 | TWh | 239 | Sub_sector | Transport | Cars | Transport (cars) | Energetic | transport_cars_final_demand_other | Others | EU | Energy demand | 0 | FEC
DK | TYNDP2026 | LEV | 2035 | TWh | 240 | Sub_sector | Transport | Cars | Transport (cars) | Energetic | transport_cars_final_demand_ammonia | Ammonia | EU | Energy demand | 0 | FEC
DK | TYNDP2026 | LEV | 2035 | TWh | 242 | Sub_sector | Transport | Busses | Transport (busses) | Energetic | transport_busses_final_demand_electricity | Electricity | EU | Energy demand | 0.95672 | FEC
DK | TYNDP2026 | LEV | 2035 | TWh | 243 | Sub_sector | Transport | Busses | Transport (busses) | Energetic | transport_busses_final_demand_hydrogen | Hydrogen | EU | Energy demand | 0.0036874 | FEC
DK | TYNDP2026 | LEV | 2035 | TWh | 244 | Sub_sector | Transport | Busses | Transport (busses) | Energetic | transport_busses_final_demand_methane | Methane | EU | Energy demand | 0.025071 | FEC
DK | TYNDP2026 | LEV | 2035 | TWh | 245 | Sub_sector | Transport | Busses | Transport (busses) | Energetic | transport_busses_final_demand_heat | Heat | EU | Energy demand | 0 | FEC
DK | TYNDP2026 | LEV | 2035 | TWh | 246 | Sub_sector | Transport | Busses | Transport (busses) | Energetic | transport_busses_final_demand_biomass | Biomass | EU | Energy demand | 0 | FEC
DK | TYNDP2026 | LEV | 2035 | TWh | 247 | Sub_sector | Transport | Busses | Transport (busses) | Energetic | transport_busses_final_demand_coal | Solids | EU | Energy demand | 0 | FEC
DK | TYNDP2026 | LEV | 2035 | TWh | 248 | Sub_sector | Transport | Busses | Transport (busses) | Energetic | transport_busses_final_demand_oil | Liquids | EU | Energy demand | 0.58051 | FEC
DK | TYNDP2026 | LEV | 2035 | TWh | 249 | Sub_sector | Transport | Busses | Transport (busses) | Energetic | transport_busses_final_demand_other | Others | EU | Energy demand | 0 | FEC
DK | TYNDP2026 | LEV | 2035 | TWh | 250 | Sub_sector | Transport | Busses | Transport (busses) | Energetic | transport_busses_final_demand_ammonia | Ammonia | EU | Energy demand | 0 | FEC
DK | TYNDP2026 | LEV | 2035 | TWh | 252 | Sub_sector | Transport | Trucks | Transport (trucks) | Energetic | transport_trucks_final_demand_electricity | Electricity | EU | Energy demand | 2.6135 | FEC
DK | TYNDP2026 | LEV | 2035 | TWh | 253 | Sub_sector | Transport | Trucks | Transport (trucks) | Energetic | transport_trucks_final_demand_hydrogen | Hydrogen | EU | Energy demand | 0.29116 | FEC
DK | TYNDP2026 | LEV | 2035 | TWh | 254 | Sub_sector | Transport | Trucks | Transport (trucks) | Energetic | transport_trucks_final_demand_methane | Methane | EU | Energy demand | 0.10496 | FEC
DK | TYNDP2026 | LEV | 2035 | TWh | 255 | Sub_sector | Transport | Trucks | Transport (trucks) | Energetic | transport_trucks_final_demand_heat | Heat | EU | Energy demand | 0 | FEC
DK | TYNDP2026 | LEV | 2035 | TWh | 256 | Sub_sector | Transport | Trucks | Transport (trucks) | Energetic | transport_trucks_final_demand_biomass | Biomass | EU | Energy demand | 0 | FEC
DK | TYNDP2026 | LEV | 2035 | TWh | 257 | Sub_sector | Transport | Trucks | Transport (trucks) | Energetic | transport_trucks_final_demand_coal | Solids | EU | Energy demand | 0 | FEC
DK | TYNDP2026 | LEV | 2035 | TWh | 258 | Sub_sector | Transport | Trucks | Transport (trucks) | Energetic | transport_trucks_final_demand_oil | Liquids | EU | Energy demand | 2.8648 | FEC
DK | TYNDP2026 | LEV | 2035 | TWh | 259 | Sub_sector | Transport | Trucks | Transport (trucks) | Energetic | transport_trucks_final_demand_other | Others | EU | Energy demand | 0 | FEC
DK | TYNDP2026 | LEV | 2035 | TWh | 260 | Sub_sector | Transport | Trucks | Transport (trucks) | Energetic | transport_trucks_final_demand_ammonia | Ammonia | EU | Energy demand | 0 | FEC
DK | TYNDP2026 | LEV | 2035 | TWh | 262 | Sub_sector | Transport | Vans | Transport (vans) | Energetic | transport_vans_final_demand_electricity | Electricity | EU | Energy demand | 1.0273 | FEC
DK | TYNDP2026 | LEV | 2035 | TWh | 263 | Sub_sector | Transport | Vans | Transport (vans) | Energetic | transport_vans_final_demand_hydrogen | Hydrogen | EU | Energy demand | 0.034485 | FEC
DK | TYNDP2026 | LEV | 2035 | TWh | 264 | Sub_sector | Transport | Vans | Transport (vans) | Energetic | transport_vans_final_demand_methane | Methane | EU | Energy demand | 0 | FEC
DK | TYNDP2026 | LEV | 2035 | TWh | 265 | Sub_sector | Transport | Vans | Transport (vans) | Energetic | transport_vans_final_demand_heat | Heat | EU | Energy demand | 0 | FEC
DK | TYNDP2026 | LEV | 2035 | TWh | 266 | Sub_sector | Transport | Vans | Transport (vans) | Energetic | transport_vans_final_demand_biomass | Biomass | EU | Energy demand | 0 | FEC
DK | TYNDP2026 | LEV | 2035 | TWh | 267 | Sub_sector | Transport | Vans | Transport (vans) | Energetic | transport_vans_final_demand_coal | Solids | EU | Energy demand | 0 | FEC
DK | TYNDP2026 | LEV | 2035 | TWh | 268 | Sub_sector | Transport | Vans | Transport (vans) | Energetic | transport_vans_final_demand_oil | Liquids | EU | Energy demand | 3.8849 | FEC
DK | TYNDP2026 | LEV | 2035 | TWh | 269 | Sub_sector | Transport | Vans | Transport (vans) | Energetic | transport_vans_final_demand_other | Others | EU | Energy demand | 0 | FEC
DK | TYNDP2026 | LEV | 2035 | TWh | 270 | Sub_sector | Transport | Vans | Transport (vans) | Energetic | transport_vans_final_demand_ammonia | Ammonia | EU | Energy demand | 0 | FEC
DK | TYNDP2026 | LEV | 2035 | TWh | 272 | Sub_sector | Transport | Freight trains | Transport (trains) | Energetic | transport_trains_final_demand_electricity | Electricity | EU | Energy demand | 0.84019 | FEC
DK | TYNDP2026 | LEV | 2035 | TWh | 273 | Sub_sector | Transport | Freight trains | Transport (trains) | Energetic | transport_trains_final_demand_hydrogen | Hydrogen | EU | Energy demand | 0 | FEC
DK | TYNDP2026 | LEV | 2035 | TWh | 274 | Sub_sector | Transport | Freight trains | Transport (trains) | Energetic | transport_trains_final_demand_methane | Methane | EU | Energy demand | 0 | FEC
DK | TYNDP2026 | LEV | 2035 | TWh | 275 | Sub_sector | Transport | Freight trains | Transport (trains) | Energetic | transport_trains_final_demand_heat | Heat | EU | Energy demand | 0 | FEC
DK | TYNDP2026 | LEV | 2035 | TWh | 276 | Sub_sector | Transport | Freight trains | Transport (trains) | Energetic | transport_trains_final_demand_biomass | Biomass | EU | Energy demand | 0 | FEC
DK | TYNDP2026 | LEV | 2035 | TWh | 277 | Sub_sector | Transport | Freight trains | Transport (trains) | Energetic | transport_trains_final_demand_coal | Solids | EU | Energy demand | 0 | FEC
DK | TYNDP2026 | LEV | 2035 | TWh | 278 | Sub_sector | Transport | Freight trains | Transport (trains) | Energetic | transport_trains_final_demand_oil | Liquids | EU | Energy demand | 0.064793 | FEC
DK | TYNDP2026 | LEV | 2035 | TWh | 279 | Sub_sector | Transport | Freight trains | Transport (trains) | Energetic | transport_trains_final_demand_other | Others | EU | Energy demand | 0 | FEC
DK | TYNDP2026 | LEV | 2035 | TWh | 280 | Sub_sector | Transport | Freight trains | Transport (trains) | Energetic | transport_trains_final_demand_ammonia | Ammonia | EU | Energy demand | 0 | FEC
DK | TYNDP2026 | LEV | 2035 | TWh | 282 | Sub_sector | Transport | Ships | Transport (ships) | Energetic | transport_ships_final_demand_electricity | Electricity | EU | Energy demand | 0.2379 | FEC
DK | TYNDP2026 | LEV | 2035 | TWh | 283 | Sub_sector | Transport | Ships | Transport (ships) | Energetic | transport_ships_final_demand_hydrogen | Hydrogen | EU | Energy demand | 0 | FEC
DK | TYNDP2026 | LEV | 2035 | TWh | 284 | Sub_sector | Transport | Ships | Transport (ships) | Energetic | transport_ships_final_demand_methane | Methane | EU | Energy demand | 0 | FEC
DK | TYNDP2026 | LEV | 2035 | TWh | 285 | Sub_sector | Transport | Ships | Transport (ships) | Energetic | transport_ships_final_demand_heat | Heat | EU | Energy demand | 0 | FEC
DK | TYNDP2026 | LEV | 2035 | TWh | 286 | Sub_sector | Transport | Ships | Transport (ships) | Energetic | transport_ships_final_demand_biomass | Biomass | EU | Energy demand | 0 | FEC
DK | TYNDP2026 | LEV | 2035 | TWh | 287 | Sub_sector | Transport | Ships | Transport (ships) | Energetic | transport_ships_final_demand_coal | Solids | EU | Energy demand | 0 | FEC
DK | TYNDP2026 | LEV | 2035 | TWh | 288 | Sub_sector | Transport | Ships | Transport (ships) | Energetic | transport_ships_final_demand_oil | Liquids | EU | Energy demand | 0.91016 | FEC
DK | TYNDP2026 | LEV | 2035 | TWh | 289 | Sub_sector | Transport | Ships | Transport (ships) | Energetic | transport_ships_final_demand_other | Others | EU | Energy demand | 0 | FEC
DK | TYNDP2026 | LEV | 2035 | TWh | 290 | Sub_sector | Transport | Ships | Transport (ships) | Energetic | transport_ships_final_demand_ammonia | Ammonia | EU | Energy demand | 0 | FEC
DK | TYNDP2026 | LEV | 2035 | TWh | 292 | Sub_sector | Transport | Planes | Transport (planes) | Energetic | transport_planes_final_demand_electricity | Electricity | EU | Energy demand | 0.028788 | FEC
DK | TYNDP2026 | LEV | 2035 | TWh | 293 | Sub_sector | Transport | Planes | Transport (planes) | Energetic | transport_planes_final_demand_hydrogen | Hydrogen | EU | Energy demand | 0 | FEC
DK | TYNDP2026 | LEV | 2035 | TWh | 294 | Sub_sector | Transport | Planes | Transport (planes) | Energetic | transport_planes_final_demand_methane | Methane | EU | Energy demand | 0 | FEC
DK | TYNDP2026 | LEV | 2035 | TWh | 295 | Sub_sector | Transport | Planes | Transport (planes) | Energetic | transport_planes_final_demand_heat | Heat | EU | Energy demand | 0 | FEC
DK | TYNDP2026 | LEV | 2035 | TWh | 296 | Sub_sector | Transport | Planes | Transport (planes) | Energetic | transport_planes_final_demand_biomass | Biomass | EU | Energy demand | 0 | FEC
DK | TYNDP2026 | LEV | 2035 | TWh | 297 | Sub_sector | Transport | Planes | Transport (planes) | Energetic | transport_planes_final_demand_coal | Solids | EU | Energy demand | 0 | FEC
DK | TYNDP2026 | LEV | 2035 | TWh | 298 | Sub_sector | Transport | Planes | Transport (planes) | Energetic | transport_planes_final_demand_oil | Liquids | EU | Energy demand | 0.35904 | FEC
DK | TYNDP2026 | LEV | 2035 | TWh | 299 | Sub_sector | Transport | Planes | Transport (planes) | Energetic | transport_planes_final_demand_other | Others | EU | Energy demand | 0 | FEC
DK | TYNDP2026 | LEV | 2035 | TWh | 300 | Sub_sector | Transport | Planes | Transport (planes) | Energetic | transport_planes_final_demand_ammonia | Ammonia | EU | Energy demand | 0 | FEC
DK | TYNDP2026 | LEV | 2035 | TWh | 302 | Sub_sector | Transport | Others | Transport (others) | Energetic | transport_other_final_demand_electricity | Electricity | EU | Energy demand | 0.00044113 | FEC
DK | TYNDP2026 | LEV | 2035 | TWh | 303 | Sub_sector | Transport | Others | Transport (others) | Energetic | transport_other_final_demand_hydrogen | Hydrogen | EU | Energy demand | 0 | FEC
DK | TYNDP2026 | LEV | 2035 | TWh | 304 | Sub_sector | Transport | Others | Transport (others) | Energetic | transport_other_final_demand_methane | Methane | EU | Energy demand | 0 | FEC
DK | TYNDP2026 | LEV | 2035 | TWh | 305 | Sub_sector | Transport | Others | Transport (others) | Energetic | transport_other_final_demand_heat | Heat | EU | Energy demand | 0 | FEC
DK | TYNDP2026 | LEV | 2035 | TWh | 306 | Sub_sector | Transport | Others | Transport (others) | Energetic | transport_other_final_demand_biomass | Biomass | EU | Energy demand | 0 | FEC
DK | TYNDP2026 | LEV | 2035 | TWh | 307 | Sub_sector | Transport | Others | Transport (others) | Energetic | transport_other_final_demand_coal | Solids | EU | Energy demand | 0 | FEC
DK | TYNDP2026 | LEV | 2035 | TWh | 308 | Sub_sector | Transport | Others | Transport (others) | Energetic | transport_other_final_demand_oil | Liquids | EU | Energy demand | 0.21746 | FEC
DK | TYNDP2026 | LEV | 2035 | TWh | 309 | Sub_sector | Transport | Others | Transport (others) | Energetic | transport_other_final_demand_other | Others | EU | Energy demand | 0 | FEC
DK | TYNDP2026 | LEV | 2035 | TWh | 310 | Sub_sector | Transport | Others | Transport (others) | Energetic | transport_other_final_demand_ammonia | Ammonia | EU | Energy demand | 0 | FEC
DK | TYNDP2026 | LEV | 2035 | TWh | 312 | Sub_sector | International transport | International aviation | Transport (int. aviation) | Energetic | transport_int_aviation_final_demand_electricity | Electricity | EU | Energy demand | 0 | FEC
DK | TYNDP2026 | LEV | 2035 | TWh | 313 | Sub_sector | International transport | International aviation | Transport (int. aviation) | Energetic | transport_int_aviation_final_demand_hydrogen | Hydrogen | EU | Energy demand | 0 | FEC
DK | TYNDP2026 | LEV | 2035 | TWh | 314 | Sub_sector | International transport | International aviation | Transport (int. aviation) | Energetic | transport_int_aviation_final_demand_methane | Methane | EU | Energy demand | 0 | FEC
DK | TYNDP2026 | LEV | 2035 | TWh | 315 | Sub_sector | International transport | International aviation | Transport (int. aviation) | Energetic | transport_int_aviation_final_demand_heat | Heat | EU | Energy demand | 0 | FEC
DK | TYNDP2026 | LEV | 2035 | TWh | 316 | Sub_sector | International transport | International aviation | Transport (int. aviation) | Energetic | transport_int_aviation_final_demand_biofuels | Biomass | EU | Energy demand | 0 | FEC
DK | TYNDP2026 | LEV | 2035 | TWh | 317 | Sub_sector | International transport | International aviation | Transport (int. aviation) | Energetic | transport_int_aviation_final_demand_coal | Solids | EU | Energy demand | 0 | FEC
DK | TYNDP2026 | LEV | 2035 | TWh | 318 | Sub_sector | International transport | International aviation | Transport (int. aviation) | Energetic | transport_int_aviation_final_demand_oil | Liquids | EU | Energy demand | 11.3449 | FEC
DK | TYNDP2026 | LEV | 2035 | TWh | 319 | Sub_sector | International transport | International aviation | Transport (int. aviation) | Energetic | transport_int_aviation_final_demand_other | Others | EU | Energy demand | 0 | FEC
DK | TYNDP2026 | LEV | 2035 | TWh | 320 | Sub_sector | International transport | International aviation | Transport (int. aviation) | Energetic | transport_int_aviation_final_demand_ammonia | Ammonia | EU | Energy demand | 0 | FEC
DK | TYNDP2026 | LEV | 2035 | TWh | 322 | Sub_sector | International transport | International shipping | Transport (int. shipping) | Energetic | transport_int_shipping_final_demand_electricity | Electricity | EU | Energy demand | 0 | not_included_in_FEC
DK | TYNDP2026 | LEV | 2035 | TWh | 323 | Sub_sector | International transport | International shipping | Transport (int. shipping) | Energetic | transport_int_shipping_final_demand_hydrogen | Hydrogen | EU | Energy demand | 0 | not_included_in_FEC
DK | TYNDP2026 | LEV | 2035 | TWh | 324 | Sub_sector | International transport | International shipping | Transport (int. shipping) | Energetic | transport_int_shipping_final_demand_methane | Methane | EU | Energy demand | 0.24708 | not_included_in_FEC
DK | TYNDP2026 | LEV | 2035 | TWh | 325 | Sub_sector | International transport | International shipping | Transport (int. shipping) | Energetic | transport_int_shipping_final_demand_heat | Heat | EU | Energy demand | 0 | not_included_in_FEC
DK | TYNDP2026 | LEV | 2035 | TWh | 326 | Sub_sector | International transport | International shipping | Transport (int. shipping) | Energetic | transport_int_shipping_final_demand_biofuels | Biomass | EU | Energy demand | 0 | not_included_in_FEC
DK | TYNDP2026 | LEV | 2035 | TWh | 327 | Sub_sector | International transport | International shipping | Transport (int. shipping) | Energetic | transport_int_shipping_final_demand_coal | Solids | EU | Energy demand | 0 | not_included_in_FEC
DK | TYNDP2026 | LEV | 2035 | TWh | 328 | Sub_sector | International transport | International shipping | Transport (int. shipping) | Energetic | transport_int_shipping_final_demand_oil | Liquids | EU | Energy demand | 8.0231 | not_included_in_FEC
DK | TYNDP2026 | LEV | 2035 | TWh | 329 | Sub_sector | International transport | International shipping | Transport (int. shipping) | Energetic | transport_int_shipping_final_demand_other | Others | EU | Energy demand | 0 | not_included_in_FEC
DK | TYNDP2026 | LEV | 2035 | TWh | 330 | Sub_sector | International transport | International shipping | Transport (int. shipping) | Energetic | transport_int_shipping_final_demand_ammonia | Ammonia | EU | Energy demand | 0 | not_included_in_FEC
DK | TYNDP2026 | LEV | 2035 | TWh | 332 | Sub_sector | Households | Space heating | Households (heating) | Energetic | households_heating_final_demand_electricity | Electricity | EU | Energy demand | 1.6284 | FEC
DK | TYNDP2026 | LEV | 2035 | TWh | 333 | Sub_sector | Households | Space heating | Households (heating) | Energetic | households_heating_final_demand_hydrogen | Hydrogen | EU | Energy demand | 0 | FEC
DK | TYNDP2026 | LEV | 2035 | TWh | 334 | Sub_sector | Households | Space heating | Households (heating) | Energetic | households_heating_final_demand_methane | Methane | EU | Energy demand | 0.49281 | FEC
DK | TYNDP2026 | LEV | 2035 | TWh | 335 | Sub_sector | Households | Space heating | Households (heating) | Energetic | households_heating_final_demand_heat | Heat | EU | Energy demand | 14.0082 | FEC
DK | TYNDP2026 | LEV | 2035 | TWh | 336 | Sub_sector | Households | Space heating | Households (heating) | Energetic | households_heating_final_demand_biomass | Biomass | EU | Energy demand | 3.5144 | FEC
DK | TYNDP2026 | LEV | 2035 | TWh | 337 | Sub_sector | Households | Space heating | Households (heating) | Energetic | households_heating_final_demand_coal | Solids | EU | Energy demand | 0 | FEC
DK | TYNDP2026 | LEV | 2035 | TWh | 338 | Sub_sector | Households | Space heating | Households (heating) | Energetic | households_heating_final_demand_oil | Liquids | EU | Energy demand | 0.32455 | FEC
DK | TYNDP2026 | LEV | 2035 | TWh | 339 | Sub_sector | Households | Space heating | Households (heating) | Energetic | households_heating_final_demand_other | Others | EU | Energy demand | 0 | FEC
DK | TYNDP2026 | LEV | 2035 | TWh | 340 | Sub_sector | Households | Space heating | Households (heating) | Energetic | households_heating_final_demand_ammonia | Ammonia | EU | Energy demand | 0 | FEC
DK | TYNDP2026 | LEV | 2035 | TWh | 343 | Sub_sector | Households | Cooling | Households (cooling) | Energetic | households_cooling_final_demand_electricity | Electricity | EU | Energy demand | 0 | FEC
DK | TYNDP2026 | LEV | 2035 | TWh | 344 | Sub_sector | Households | Cooling | Households (cooling) | Energetic | households_cooling_final_demand_hydrogen | Hydrogen | EU | Energy demand | 0 | FEC
DK | TYNDP2026 | LEV | 2035 | TWh | 345 | Sub_sector | Households | Cooling | Households (cooling) | Energetic | households_cooling_final_demand_methane | Methane | EU | Energy demand | 0 | FEC
DK | TYNDP2026 | LEV | 2035 | TWh | 346 | Sub_sector | Households | Cooling | Households (cooling) | Energetic | households_cooling_final_demand_heat | Heat | EU | Energy demand | 0 | FEC
DK | TYNDP2026 | LEV | 2035 | TWh | 347 | Sub_sector | Households | Cooling | Households (cooling) | Energetic | households_cooling_final_demand_biomass | Biomass | EU | Energy demand | 0 | FEC
DK | TYNDP2026 | LEV | 2035 | TWh | 348 | Sub_sector | Households | Cooling | Households (cooling) | Energetic | households_cooling_final_demand_coal | Solids | EU | Energy demand | 0 | FEC
DK | TYNDP2026 | LEV | 2035 | TWh | 349 | Sub_sector | Households | Cooling | Households (cooling) | Energetic | households_cooling_final_demand_oil | Liquids | EU | Energy demand | 0 | FEC
DK | TYNDP2026 | LEV | 2035 | TWh | 350 | Sub_sector | Households | Cooling | Households (cooling) | Energetic | households_cooling_final_demand_other | Others | EU | Energy demand | 0 | FEC
DK | TYNDP2026 | LEV | 2035 | TWh | 351 | Sub_sector | Households | Cooling | Households (cooling) | Energetic | households_cooling_final_demand_ammonia | Ammonia | EU | Energy demand | 0 | FEC
DK | TYNDP2026 | LEV | 2035 | TWh | 354 | Sub_sector | Households | Hot water | Households (hot water) | Energetic | households_hot_water_final_demand_electricity | Electricity | EU | Energy demand | 1.2365 | FEC
DK | TYNDP2026 | LEV | 2035 | TWh | 355 | Sub_sector | Households | Hot water | Households (hot water) | Energetic | households_hot_water_final_demand_hydrogen | Hydrogen | EU | Energy demand | 0 | FEC
DK | TYNDP2026 | LEV | 2035 | TWh | 356 | Sub_sector | Households | Hot water | Households (hot water) | Energetic | households_hot_water_final_demand_methane | Methane | EU | Energy demand | 0.28839 | FEC
DK | TYNDP2026 | LEV | 2035 | TWh | 357 | Sub_sector | Households | Hot water | Households (hot water) | Energetic | households_hot_water_final_demand_heat | Heat | EU | Energy demand | 6.895 | FEC
DK | TYNDP2026 | LEV | 2035 | TWh | 358 | Sub_sector | Households | Hot water | Households (hot water) | Energetic | households_hot_water_final_demand_biomass | Biomass | EU | Energy demand | 1.7298 | FEC
DK | TYNDP2026 | LEV | 2035 | TWh | 359 | Sub_sector | Households | Hot water | Households (hot water) | Energetic | households_hot_water_final_demand_coal | Solids | EU | Energy demand | 0 | FEC
DK | TYNDP2026 | LEV | 2035 | TWh | 360 | Sub_sector | Households | Hot water | Households (hot water) | Energetic | households_hot_water_final_demand_oil | Liquids | EU | Energy demand | 0.15975 | FEC
DK | TYNDP2026 | LEV | 2035 | TWh | 361 | Sub_sector | Households | Hot water | Households (hot water) | Energetic | households_hot_water_final_demand_other | Others | EU | Energy demand | 0 | FEC
DK | TYNDP2026 | LEV | 2035 | TWh | 362 | Sub_sector | Households | Hot water | Households (hot water) | Energetic | households_hot_water_final_demand_ammonia | Ammonia | EU | Energy demand | 0 | FEC
DK | TYNDP2026 | LEV | 2035 | TWh | 365 | Sub_sector | Households | Appliances | Households (appliances) | Energetic | households_appliances_final_demand_electricity | Electricity | EU | Energy demand | 8.1261 | FEC
DK | TYNDP2026 | LEV | 2035 | TWh | 366 | Sub_sector | Households | Appliances | Households (appliances) | Energetic | households_appliances_final_demand_hydrogen | Hydrogen | EU | Energy demand | 0 | FEC
DK | TYNDP2026 | LEV | 2035 | TWh | 367 | Sub_sector | Households | Appliances | Households (appliances) | Energetic | households_appliances_final_demand_methane | Methane | EU | Energy demand | 0.21742 | FEC
DK | TYNDP2026 | LEV | 2035 | TWh | 368 | Sub_sector | Households | Appliances | Households (appliances) | Energetic | households_appliances_final_demand_heat | Heat | EU | Energy demand | 0 | FEC
DK | TYNDP2026 | LEV | 2035 | TWh | 369 | Sub_sector | Households | Appliances | Households (appliances) | Energetic | households_appliances_final_demand_biomass | Biomass | EU | Energy demand | 0 | FEC
DK | TYNDP2026 | LEV | 2035 | TWh | 370 | Sub_sector | Households | Appliances | Households (appliances) | Energetic | households_appliances_final_demand_coal | Solids | EU | Energy demand | 0 | FEC
DK | TYNDP2026 | LEV | 2035 | TWh | 371 | Sub_sector | Households | Appliances | Households (appliances) | Energetic | households_appliances_final_demand_oil | Liquids | EU | Energy demand | 0 | FEC
DK | TYNDP2026 | LEV | 2035 | TWh | 372 | Sub_sector | Households | Appliances | Households (appliances) | Energetic | households_appliances_final_demand_other | Others | EU | Energy demand | 0 | FEC
DK | TYNDP2026 | LEV | 2035 | TWh | 373 | Sub_sector | Households | Appliances | Households (appliances) | Energetic | households_appliances_final_demand_ammonia | Ammonia | EU | Energy demand | 0 | FEC
DK | TYNDP2026 | LEV | 2035 | TWh | 375 | Sub_sector | Buildings | Space heating | Buildings (heat) | Energetic | buildings_heat_final_demand_electricity | Electricity | EU | Energy demand | 0.50624 | FEC
DK | TYNDP2026 | LEV | 2035 | TWh | 376 | Sub_sector | Buildings | Space heating | Buildings (heat) | Energetic | buildings_heat_final_demand_hydrogen | Hydrogen | EU | Energy demand | 0 | FEC
DK | TYNDP2026 | LEV | 2035 | TWh | 377 | Sub_sector | Buildings | Space heating | Buildings (heat) | Energetic | buildings_heat_final_demand_methane | Methane | EU | Energy demand | 0.50541 | FEC
DK | TYNDP2026 | LEV | 2035 | TWh | 378 | Sub_sector | Buildings | Space heating | Buildings (heat) | Energetic | buildings_heat_final_demand_heat | Heat | EU | Energy demand | 10.5928 | FEC
DK | TYNDP2026 | LEV | 2035 | TWh | 379 | Sub_sector | Buildings | Space heating | Buildings (heat) | Energetic | buildings_heat_final_demand_biomass | Biomass | EU | Energy demand | 0.17565 | FEC
DK | TYNDP2026 | LEV | 2035 | TWh | 380 | Sub_sector | Buildings | Space heating | Buildings (heat) | Energetic | buildings_heat_final_demand_coal | Solids | EU | Energy demand | 0 | FEC
DK | TYNDP2026 | LEV | 2035 | TWh | 381 | Sub_sector | Buildings | Space heating | Buildings (heat) | Energetic | buildings_heat_final_demand_oil | Liquids | EU | Energy demand | 0.10859 | FEC
DK | TYNDP2026 | LEV | 2035 | TWh | 382 | Sub_sector | Buildings | Space heating | Buildings (heat) | Energetic | buildings_heat_final_demand_other | Others | EU | Energy demand | 0 | FEC
DK | TYNDP2026 | LEV | 2035 | TWh | 383 | Sub_sector | Buildings | Space heating | Buildings (heat) | Energetic | buildings_heat_final_demand_ammonia | Ammonia | EU | Energy demand | 0 | FEC
DK | TYNDP2026 | LEV | 2035 | TWh | 386 | Sub_sector | Buildings | Cooling | Buildings (cooling) | Energetic | buildings_cooling_final_demand_electricity | Electricity | EU | Energy demand | 0.46543 | FEC
DK | TYNDP2026 | LEV | 2035 | TWh | 387 | Sub_sector | Buildings | Cooling | Buildings (cooling) | Energetic | buildings_cooling_final_demand_hydrogen | Hydrogen | EU | Energy demand | 0 | FEC
DK | TYNDP2026 | LEV | 2035 | TWh | 388 | Sub_sector | Buildings | Cooling | Buildings (cooling) | Energetic | buildings_cooling_final_demand_methane | Methane | EU | Energy demand | 0.0019762 | FEC
DK | TYNDP2026 | LEV | 2035 | TWh | 389 | Sub_sector | Buildings | Cooling | Buildings (cooling) | Energetic | buildings_cooling_final_demand_heat | Heat | EU | Energy demand | 0 | FEC
DK | TYNDP2026 | LEV | 2035 | TWh | 390 | Sub_sector | Buildings | Cooling | Buildings (cooling) | Energetic | buildings_cooling_final_demand_biomass | Biomass | EU | Energy demand | 0 | FEC
DK | TYNDP2026 | LEV | 2035 | TWh | 391 | Sub_sector | Buildings | Cooling | Buildings (cooling) | Energetic | buildings_cooling_final_demand_coal | Solids | EU | Energy demand | 0 | FEC
DK | TYNDP2026 | LEV | 2035 | TWh | 392 | Sub_sector | Buildings | Cooling | Buildings (cooling) | Energetic | buildings_cooling_final_demand_oil | Liquids | EU | Energy demand | 0 | FEC
DK | TYNDP2026 | LEV | 2035 | TWh | 393 | Sub_sector | Buildings | Cooling | Buildings (cooling) | Energetic | buildings_cooling_final_demand_other | Others | EU | Energy demand | 0 | FEC
DK | TYNDP2026 | LEV | 2035 | TWh | 394 | Sub_sector | Buildings | Cooling | Buildings (cooling) | Energetic | buildings_cooling_final_demand_ammonia | Ammonia | EU | Energy demand | 0 | FEC
DK | TYNDP2026 | LEV | 2035 | TWh | 397 | Sub_sector | Buildings | Appliances | Buildings (appliances) | Energetic | buildings_appliances_final_demand_electricity | Electricity | EU | Energy demand | 9.1389 | FEC
DK | TYNDP2026 | LEV | 2035 | TWh | 398 | Sub_sector | Buildings | Appliances | Buildings (appliances) | Energetic | buildings_appliances_final_demand_hydrogen | Hydrogen | EU | Energy demand | 0 | FEC
DK | TYNDP2026 | LEV | 2035 | TWh | 399 | Sub_sector | Buildings | Appliances | Buildings (appliances) | Energetic | buildings_appliances_final_demand_methane | Methane | EU | Energy demand | 0.63736 | FEC
DK | TYNDP2026 | LEV | 2035 | TWh | 400 | Sub_sector | Buildings | Appliances | Buildings (appliances) | Energetic | buildings_appliances_final_demand_heat | Heat | EU | Energy demand | 0 | FEC
DK | TYNDP2026 | LEV | 2035 | TWh | 401 | Sub_sector | Buildings | Appliances | Buildings (appliances) | Energetic | buildings_appliances_final_demand_biomass | Biomass | EU | Energy demand | 0 | FEC
DK | TYNDP2026 | LEV | 2035 | TWh | 402 | Sub_sector | Buildings | Appliances | Buildings (appliances) | Energetic | buildings_appliances_final_demand_coal | Solids | EU | Energy demand | 0 | FEC
DK | TYNDP2026 | LEV | 2035 | TWh | 403 | Sub_sector | Buildings | Appliances | Buildings (appliances) | Energetic | buildings_appliances_final_demand_oil | Liquids | EU | Energy demand | 0 | FEC
DK | TYNDP2026 | LEV | 2035 | TWh | 404 | Sub_sector | Buildings | Appliances | Buildings (appliances) | Energetic | buildings_appliances_final_demand_other | Others | EU | Energy demand | 0 | FEC
DK | TYNDP2026 | LEV | 2035 | TWh | 405 | Sub_sector | Buildings | Appliances | Buildings (appliances) | Energetic | buildings_appliances_final_demand_ammonia | Ammonia | EU | Energy demand | 0 | FEC
DK | TYNDP2026 | LEV | 2035 | TWh | 407 | Sub_sector | Buildings | Datacenters | Datacenters & ICT | Energetic | datacentres_final_demand_electricity_energetic | Electricity | EU | Energy demand | 23.7189 | FEC
DK | TYNDP2026 | LEV | 2035 | TWh | 408 | Sub_sector | Buildings | Datacenters | Datacenters & ICT | Energetic | datacentres_final_demand_hydrogen_energetic | Hydrogen | EU | Energy demand | 0 | FEC
DK | TYNDP2026 | LEV | 2035 | TWh | 409 | Sub_sector | Buildings | Datacenters | Datacenters & ICT | Energetic | datacentres_final_demand_methane_energetic | Methane | EU | Energy demand | 0 | FEC
DK | TYNDP2026 | LEV | 2035 | TWh | 410 | Sub_sector | Buildings | Datacenters | Datacenters & ICT | Energetic | datacentres_final_demand_heat_energetic | Heat | EU | Energy demand | 0 | FEC
DK | TYNDP2026 | LEV | 2035 | TWh | 411 | Sub_sector | Buildings | Datacenters | Datacenters & ICT | Energetic | datacentres_final_demand_biomass_energetic | Biomass | EU | Energy demand | 0 | FEC
DK | TYNDP2026 | LEV | 2035 | TWh | 412 | Sub_sector | Buildings | Datacenters | Datacenters & ICT | Energetic | datacentres_final_demand_coal_energetic | Solids | EU | Energy demand | 0 | FEC
DK | TYNDP2026 | LEV | 2035 | TWh | 413 | Sub_sector | Buildings | Datacenters | Datacenters & ICT | Energetic | datacentres_final_demand_oil_energetic | Liquids | EU | Energy demand | 0 | FEC
DK | TYNDP2026 | LEV | 2035 | TWh | 414 | Sub_sector | Buildings | Datacenters | Datacenters & ICT | Energetic | datacentres_final_demand_other_energetic | Others | EU | Energy demand | 0 | FEC
DK | TYNDP2026 | LEV | 2035 | TWh | 415 | Sub_sector | Buildings | Datacenters | Datacenters & ICT | Energetic | datacentres_final_demand_ammonia_energetic | Ammonia | EU | Energy demand | 0 | FEC
DK | TYNDP2026 | LEV | 2035 | TWh | 417 | Sub_sector | Transport | Others_Sector | Others_Sector | Energetic | other_final_demand_electricity_energetic | Electricity | EU | Energy demand | 0 | FEC
DK | TYNDP2026 | LEV | 2035 | TWh | 418 | Sub_sector | Transport | Others_Sector | Others_Sector | Energetic | other_final_demand_hydrogen_energetic | Hydrogen | EU | Energy demand | 0 | FEC
DK | TYNDP2026 | LEV | 2035 | TWh | 419 | Sub_sector | Transport | Pipeline Transport | Others_Sector | Energetic | other_final_demand_methane_energetic | Methane | EU | Energy demand | 0.074811 | FEC
DK | TYNDP2026 | LEV | 2035 | TWh | 420 | Sub_sector | Transport | Others_Sector | Others_Sector | Energetic | other_final_demand_heat_energetic | Heat | EU | Energy demand | 0 | FEC
DK | TYNDP2026 | LEV | 2035 | TWh | 421 | Sub_sector | Transport | Others_Sector | Others_Sector | Energetic | other_final_demand_biomass_energetic | Biomass | EU | Energy demand | 0 | FEC
DK | TYNDP2026 | LEV | 2035 | TWh | 422 | Sub_sector | Transport | Others_Sector | Others_Sector | Energetic | other_final_demand_coal_energetic | Solids | EU | Energy demand | 0 | FEC
DK | TYNDP2026 | LEV | 2035 | TWh | 423 | Sub_sector | Transport | Others_Sector | Others_Sector | Energetic | other_final_demand_oil_energetic | Liquids | EU | Energy demand | 0.57001 | FEC
DK | TYNDP2026 | LEV | 2035 | TWh | 424 | Sub_sector | Others_Sector | Others_Sector | Others_Sector | Non-energetic | other_final_demand_oil_non_energetic | Liquids | EU | Energy demand | 0.6602 | not_included_in_FEC
DK | TYNDP2026 | LEV | 2035 | TWh | 425 | Sub_sector | Transport | Others_Sector | Others_Sector | Energetic | other_final_demand_other_energetic | Others | EU | Energy demand | 0 | FEC
DK | TYNDP2026 | LEV | 2035 | TWh | 426 | Sub_sector | Transport | Others_Sector | Others_Sector | Energetic | other_final_demand_ammonia_energetic | Ammonia | EU | Energy demand | 0 | FEC
DK | TYNDP2026 | LEV | 2035 | TWh | 427 | Sub_sector | Industry | Surplus_Heat_in_Industry | Surplus_Heat_in_Industry | Energetic | final_demand_of_industry_unused_local_production_steam_hot_water | Heat | EU | Energy demand | 0 | FEC
DK | TYNDP2026 | LEV | 2035 | TWh | 429 | Sub_sector | Agriculture | Total | Agriculture | Energetic | agriculture_final_demand_electricity_energetic | Electricity | EU | Energy demand | 1.8287 | FEC
DK | TYNDP2026 | LEV | 2035 | TWh | 430 | Sub_sector | Agriculture | Total | Agriculture | Energetic | agriculture_final_demand_hydrogen_energetic | Hydrogen | EU | Energy demand | 0 | FEC
DK | TYNDP2026 | LEV | 2035 | TWh | 431 | Sub_sector | Agriculture | Total | Agriculture | Energetic | agriculture_final_demand_methane_energetic | Methane | EU | Energy demand | 0.030646 | FEC
DK | TYNDP2026 | LEV | 2035 | TWh | 432 | Sub_sector | Agriculture | Total | Agriculture | Energetic | agriculture_final_demand_heat_energetic | Heat | EU | Energy demand | 0.47502 | FEC
DK | TYNDP2026 | LEV | 2035 | TWh | 433 | Sub_sector | Agriculture | Total | Agriculture | Energetic | agriculture_final_demand_biomass_energetic | Biomass | EU | Energy demand | 0.67268 | FEC
DK | TYNDP2026 | LEV | 2035 | TWh | 434 | Sub_sector | Agriculture | Total | Agriculture | Energetic | agriculture_final_demand_coal_energetic | Solids | EU | Energy demand | 0 | FEC
DK | TYNDP2026 | LEV | 2035 | TWh | 435 | Sub_sector | Agriculture | Total | Agriculture | Energetic | agriculture_final_demand_oil_energetic | Liquids | EU | Energy demand | 1.7836 | FEC
DK | TYNDP2026 | LEV | 2035 | TWh | 436 | Sub_sector | Agriculture | Total | Agriculture | Energetic | agriculture_final_demand_other_energetic | Others | EU | Energy demand | 0 | FEC
DK | TYNDP2026 | LEV | 2035 | TWh | 437 | Sub_sector | Agriculture | Total | Agriculture | Energetic | agriculture_final_demand_ammonia_energetic | Ammonia | EU | Energy demand | 0 | FEC
DK | TYNDP2026 | LEV | 2035 | TWh | 447 | Sub_sector | Buildings | Surplus Energy | Buildings | Energetic | GAP | Electricity | EU | Energy demand | 0 | FEC
DK | TYNDP2026 | LEV | 2035 | TWh | 448 | Sub_sector | Buildings | Surplus Energy | Buildings | Energetic | GAP | Hydrogen | EU | Energy demand | 0 | FEC
DK | TYNDP2026 | LEV | 2035 | TWh | 449 | Sub_sector | Buildings | Surplus Energy | Buildings | Energetic | GAP | Methane | EU | Energy demand | 0 | FEC
DK | TYNDP2026 | LEV | 2035 | TWh | 450 | Sub_sector | Buildings | Surplus Energy | Buildings | Energetic | GAP | Heat | EU | Energy demand | 0 | FEC
DK | TYNDP2026 | LEV | 2035 | TWh | 451 | Sub_sector | Buildings | Surplus Energy | Buildings | Energetic | GAP | Biomass | EU | Energy demand | 0.043701 | FEC
DK | TYNDP2026 | LEV | 2035 | TWh | 452 | Sub_sector | Buildings | Surplus Energy | Buildings | Energetic | GAP | Solids | EU | Energy demand | 0 | FEC
DK | TYNDP2026 | LEV | 2035 | TWh | 453 | Sub_sector | Buildings | Surplus Energy | Buildings | Energetic | GAP | Liquids | EU | Energy demand | 0.046912 | FEC
DK | TYNDP2026 | LEV | 2035 | TWh | 454 | Sub_sector | Buildings | Surplus Energy | Buildings | Energetic | GAP | Others | EU | Energy demand | 0 | FEC
DK | TYNDP2026 | LEV | 2035 | TWh | 455 | Sub_sector | Buildings | Surplus Energy | Buildings | Energetic | GAP | Ammonia | EU | Energy demand | 0 | FEC
DK | TYNDP2026 | LEV | 2035 | TWh | 456 | Sub_sector | Households | Surplus Energy | Households | Energetic | GAP | Electricity | EU | Energy demand | 0 | FEC
DK | TYNDP2026 | LEV | 2035 | TWh | 457 | Sub_sector | Households | Surplus Energy | Households | Energetic | GAP | Hydrogen | EU | Energy demand | 0 | FEC
DK | TYNDP2026 | LEV | 2035 | TWh | 458 | Sub_sector | Households | Surplus Energy | Households | Energetic | GAP | Methane | EU | Energy demand | 0 | FEC
DK | TYNDP2026 | LEV | 2035 | TWh | 459 | Sub_sector | Households | Surplus Energy | Households | Energetic | GAP | Heat | EU | Energy demand | 0 | FEC
DK | TYNDP2026 | LEV | 2035 | TWh | 460 | Sub_sector | Households | Surplus Energy | Households | Energetic | GAP | Biomass | EU | Energy demand | 0 | FEC
DK | TYNDP2026 | LEV | 2035 | TWh | 461 | Sub_sector | Households | Surplus Energy | Households | Energetic | GAP | Solids | EU | Energy demand | 0 | FEC
DK | TYNDP2026 | LEV | 2035 | TWh | 462 | Sub_sector | Households | Surplus Energy | Households | Energetic | GAP | Liquids | EU | Energy demand | 0 | FEC
DK | TYNDP2026 | LEV | 2035 | TWh | 463 | Sub_sector | Households | Surplus Energy | Households | Energetic | GAP | Others | EU | Energy demand | 0 | FEC
DK | TYNDP2026 | LEV | 2035 | TWh | 464 | Sub_sector | Households | Surplus Energy | Households | Energetic | GAP | Ammonia | EU | Energy demand | 0 | FEC
DK | TYNDP2026 | LEV | 2040 | TWh | 102 | Sub_sector | Industry | Aluminium | Industry (aluminium) | Energetic | industry_aluminium_demand_electricity_energetic | Electricity | EU | Energy demand | 0 | FEC
DK | TYNDP2026 | LEV | 2040 | TWh | 103 | Sub_sector | Industry | Aluminium | Industry (aluminium) | Energetic | industry_aluminium_demand_hydrogen_energetic | Hydrogen | EU | Energy demand | 0 | FEC
DK | TYNDP2026 | LEV | 2040 | TWh | 104 | Sub_sector | Industry | Aluminium | Industry (aluminium) | Energetic | industry_aluminium_demand_methane_energetic | Methane | EU | Energy demand | 0 | FEC
DK | TYNDP2026 | LEV | 2040 | TWh | 105 | Sub_sector | Industry | Aluminium | Industry (aluminium) | Energetic | industry_aluminium_demand_heat_energetic | Heat | EU | Energy demand | 0 | FEC
DK | TYNDP2026 | LEV | 2040 | TWh | 106 | Sub_sector | Industry | Aluminium | Industry (aluminium) | Energetic | industry_aluminium_demand_biomass_energetic | Biomass | EU | Energy demand | 0 | FEC
DK | TYNDP2026 | LEV | 2040 | TWh | 107 | Sub_sector | Industry | Aluminium | Industry (aluminium) | Energetic | industry_aluminium_demand_coal_energetic | Solids | EU | Energy demand | 0 | FEC
DK | TYNDP2026 | LEV | 2040 | TWh | 108 | Sub_sector | Industry | Aluminium | Industry (aluminium) | Energetic | industry_aluminium_demand_oil_energetic | Liquids | EU | Energy demand | 0 | FEC
DK | TYNDP2026 | LEV | 2040 | TWh | 109 | Sub_sector | Industry | Aluminium | Industry (aluminium) | Energetic | industry_aluminium_demand_others_energetic | Others | EU | Energy demand | 0 | FEC
DK | TYNDP2026 | LEV | 2040 | TWh | 110 | Sub_sector | Industry | Aluminium | Industry (aluminium) | Energetic | industry_ammonia_demand_others_energetic | Ammonia | EU | Energy demand | 0 | FEC
DK | TYNDP2026 | LEV | 2040 | TWh | 112 | Sub_sector | Industry | Chemicals | Industry (chemicals, energetic) | Energetic | industry_chemical_demand_electricity_energetic | Electricity | EU | Energy demand | 0 | FEC
DK | TYNDP2026 | LEV | 2040 | TWh | 113 | Sub_sector | Industry | Chemicals | Industry (chemicals, energetic) | Energetic | industry_chemical_demand_hydrogen_energetic | Hydrogen | EU | Energy demand | 0 | FEC
DK | TYNDP2026 | LEV | 2040 | TWh | 114 | Sub_sector | Industry | Chemicals | Industry (chemicals, energetic) | Energetic | industry_chemical_demand_methane_energetic | Methane | EU | Energy demand | 0 | FEC
DK | TYNDP2026 | LEV | 2040 | TWh | 115 | Sub_sector | Industry | Chemicals | Industry (chemicals, energetic) | Energetic | industry_chemical_demand_heat_energetic | Heat | EU | Energy demand | 0 | FEC
DK | TYNDP2026 | LEV | 2040 | TWh | 116 | Sub_sector | Industry | Chemicals | Industry (chemicals, energetic) | Energetic | industry_chemical_demand_biomass_energetic | Biomass | EU | Energy demand | 0 | FEC
DK | TYNDP2026 | LEV | 2040 | TWh | 117 | Sub_sector | Industry | Chemicals | Industry (chemicals, energetic) | Energetic | industry_chemical_demand_coal_energetic | Solids | EU | Energy demand | 0 | FEC
DK | TYNDP2026 | LEV | 2040 | TWh | 118 | Sub_sector | Industry | Chemicals | Industry (chemicals, energetic) | Energetic | industry_chemical_demand_oil_energetic | Liquids | EU | Energy demand | 0 | FEC
DK | TYNDP2026 | LEV | 2040 | TWh | 119 | Sub_sector | Industry | Chemicals | Industry (chemicals, energetic) | Energetic | industry_chemical_demand_others_energetic | Others | EU | Energy demand | 0 | FEC
DK | TYNDP2026 | LEV | 2040 | TWh | 120 | Sub_sector | Industry | Chemicals | Industry (chemicals, energetic) | Energetic | industry_chemical_demand_ammonia_energetic | Ammonia | EU | Energy demand | 0 | FEC
DK | TYNDP2026 | LEV | 2040 | TWh | 122 | Sub_sector | Industry | Chemicals | Industry (chemicals, non-energetic) | Non-energetic | industry_chemical_demand_electricity_non_energetic | Electricity | EU | Energy demand | 0 | not_included_in_FEC
DK | TYNDP2026 | LEV | 2040 | TWh | 123 | Sub_sector | Industry | Chemicals | Industry (chemicals, non-energetic) | Non-energetic | industry_chemical_demand_hydrogen_non_energetic | Hydrogen | EU | Energy demand | 0 | not_included_in_FEC
DK | TYNDP2026 | LEV | 2040 | TWh | 124 | Sub_sector | Industry | Chemicals | Industry (chemicals, non-energetic) | Non-energetic | industry_chemical_demand_methane_non_energetic | Methane | EU | Energy demand | 0 | not_included_in_FEC
DK | TYNDP2026 | LEV | 2040 | TWh | 125 | Sub_sector | Industry | Chemicals | Industry (chemicals, non-energetic) | Non-energetic | industry_chemical_demand_heat_non_energetic | Heat | EU | Energy demand | 0 | not_included_in_FEC
DK | TYNDP2026 | LEV | 2040 | TWh | 126 | Sub_sector | Industry | Chemicals | Industry (chemicals, non-energetic) | Non-energetic | industry_chemical_demand_biomass_non_energetic | Biomass | EU | Energy demand | 0 | not_included_in_FEC
DK | TYNDP2026 | LEV | 2040 | TWh | 127 | Sub_sector | Industry | Chemicals | Industry (chemicals, non-energetic) | Non-energetic | industry_chemical_demand_coal_non_energetic | Solids | EU | Energy demand | 0 | not_included_in_FEC
DK | TYNDP2026 | LEV | 2040 | TWh | 128 | Sub_sector | Industry | Chemicals | Industry (chemicals, non-energetic) | Non-energetic | industry_chemical_demand_oil_non_energetic | Liquids | EU | Energy demand | 0 | not_included_in_FEC
DK | TYNDP2026 | LEV | 2040 | TWh | 129 | Sub_sector | Industry | Chemicals | Industry (chemicals, non-energetic) | Non-energetic | industry_chemical_demand_others_non_energetic | Others | EU | Energy demand | 0 | not_included_in_FEC
DK | TYNDP2026 | LEV | 2040 | TWh | 130 | Sub_sector | Industry | Chemicals | Industry (chemicals, non-energetic) | Non-energetic | industry_chemical_demand_ammonia_non_energetic | Ammonia | EU | Energy demand | 0 | not_included_in_FEC
DK | TYNDP2026 | LEV | 2040 | TWh | 132 | Sub_sector | Industry | Fertilizers | Industry (fertilizers, energetic) | Energetic | industry_fertilizers_demand_electricity_energetic | Electricity | EU | Energy demand | 0 | FEC
DK | TYNDP2026 | LEV | 2040 | TWh | 133 | Sub_sector | Industry | Fertilizers | Industry (fertilizers, energetic) | Energetic | industry_fertilizers_demand_hydrogen_energetic | Hydrogen | EU | Energy demand | 0 | FEC
DK | TYNDP2026 | LEV | 2040 | TWh | 134 | Sub_sector | Industry | Fertilizers | Industry (fertilizers, energetic) | Energetic | industry_fertilizers_demand_methane_energetic | Methane | EU | Energy demand | 0 | FEC
DK | TYNDP2026 | LEV | 2040 | TWh | 135 | Sub_sector | Industry | Fertilizers | Industry (fertilizers, energetic) | Energetic | industry_fertilizers_demand_heat_energetic | Heat | EU | Energy demand | 0 | FEC
DK | TYNDP2026 | LEV | 2040 | TWh | 136 | Sub_sector | Industry | Fertilizers | Industry (fertilizers, energetic) | Energetic | industry_fertilizers_demand_biomass_energetic | Biomass | EU | Energy demand | 0 | FEC
DK | TYNDP2026 | LEV | 2040 | TWh | 137 | Sub_sector | Industry | Fertilizers | Industry (fertilizers, energetic) | Energetic | industry_fertilizers_demand_coal_energetic | Solids | EU | Energy demand | 0 | FEC
DK | TYNDP2026 | LEV | 2040 | TWh | 138 | Sub_sector | Industry | Fertilizers | Industry (fertilizers, energetic) | Energetic | industry_fertilizers_demand_oil_energetic | Liquids | EU | Energy demand | 0 | FEC
DK | TYNDP2026 | LEV | 2040 | TWh | 139 | Sub_sector | Industry | Fertilizers | Industry (fertilizers, energetic) | Energetic | industry_fertilizers_demand_others_energetic | Others | EU | Energy demand | 0 | FEC
DK | TYNDP2026 | LEV | 2040 | TWh | 140 | Sub_sector | Industry | Fertilizers | Industry (fertilizers, energetic) | Energetic | industry_fertilizers_demand_ammonia_energetic | Ammonia | EU | Energy demand | 0 | FEC
DK | TYNDP2026 | LEV | 2040 | TWh | 142 | Sub_sector | Industry | Fertilizers | Industry (fertilizers, non-energetic) | Non-energetic | industry_fertilizers_demand_electricity_non_energetic | Electricity | EU | Energy demand | 0 | not_included_in_FEC
DK | TYNDP2026 | LEV | 2040 | TWh | 143 | Sub_sector | Industry | Fertilizers | Industry (fertilizers, non-energetic) | Non-energetic | industry_fertilizers_demand_hydrogen_non_energetic | Hydrogen | EU | Energy demand | 0 | not_included_in_FEC
DK | TYNDP2026 | LEV | 2040 | TWh | 144 | Sub_sector | Industry | Fertilizers | Industry (fertilizers, non-energetic) | Non-energetic | industry_fertilizers_demand_methane_non_energetic | Methane | EU | Energy demand | 0 | not_included_in_FEC
DK | TYNDP2026 | LEV | 2040 | TWh | 145 | Sub_sector | Industry | Fertilizers | Industry (fertilizers, non-energetic) | Non-energetic | industry_fertilizers_demand_heat_non_energetic | Heat | EU | Energy demand | 0 | not_included_in_FEC
DK | TYNDP2026 | LEV | 2040 | TWh | 146 | Sub_sector | Industry | Fertilizers | Industry (fertilizers, non-energetic) | Non-energetic | industry_fertilizers_demand_biomass_non_energetic | Biomass | EU | Energy demand | 0 | not_included_in_FEC
DK | TYNDP2026 | LEV | 2040 | TWh | 147 | Sub_sector | Industry | Fertilizers | Industry (fertilizers, non-energetic) | Non-energetic | industry_fertilizers_demand_coal_non_energetic | Solids | EU | Energy demand | 0 | not_included_in_FEC
DK | TYNDP2026 | LEV | 2040 | TWh | 148 | Sub_sector | Industry | Fertilizers | Industry (fertilizers, non-energetic) | Non-energetic | industry_fertilizers_demand_oil_non_energetic | Liquids | EU | Energy demand | 0 | not_included_in_FEC
DK | TYNDP2026 | LEV | 2040 | TWh | 149 | Sub_sector | Industry | Fertilizers | Industry (fertilizers, non-energetic) | Non-energetic | industry_fertilizers_demand_others_non_energetic | Others | EU | Energy demand | 0 | not_included_in_FEC
DK | TYNDP2026 | LEV | 2040 | TWh | 150 | Sub_sector | Industry | Fertilizers | Industry (fertilizers, non-energetic) | Non-energetic | industry_fertilizers_demand_ammonia_non_energetic | Ammonia | EU | Energy demand | 0 | not_included_in_FEC
DK | TYNDP2026 | LEV | 2040 | TWh | 152 | Sub_sector | Industry | Food | Industry (food) | Energetic | industry_food_demand_electricity_energetic | Electricity | EU | Energy demand | 0 | FEC
DK | TYNDP2026 | LEV | 2040 | TWh | 153 | Sub_sector | Industry | Food | Industry (food) | Energetic | industry_food_demand_hydrogen_energetic | Hydrogen | EU | Energy demand | 0 | FEC
DK | TYNDP2026 | LEV | 2040 | TWh | 154 | Sub_sector | Industry | Food | Industry (food) | Energetic | industry_food_demand_methane_energetic | Methane | EU | Energy demand | 0 | FEC
DK | TYNDP2026 | LEV | 2040 | TWh | 155 | Sub_sector | Industry | Food | Industry (food) | Energetic | industry_food_demand_heat_energetic | Heat | EU | Energy demand | 0 | FEC
DK | TYNDP2026 | LEV | 2040 | TWh | 156 | Sub_sector | Industry | Food | Industry (food) | Energetic | industry_food_demand_biomass_energetic | Biomass | EU | Energy demand | 0 | FEC
DK | TYNDP2026 | LEV | 2040 | TWh | 157 | Sub_sector | Industry | Food | Industry (food) | Energetic | industry_food_demand_coal_energetic | Solids | EU | Energy demand | 0 | FEC
DK | TYNDP2026 | LEV | 2040 | TWh | 158 | Sub_sector | Industry | Food | Industry (food) | Energetic | industry_food_demand_oil_energetic | Liquids | EU | Energy demand | 0 | FEC
DK | TYNDP2026 | LEV | 2040 | TWh | 159 | Sub_sector | Industry | Food | Industry (food) | Energetic | industry_food_demand_others_energetic | Others | EU | Energy demand | 0 | FEC
DK | TYNDP2026 | LEV | 2040 | TWh | 160 | Sub_sector | Industry | Food | Industry (food) | Energetic | industry_food_demand_ammonia_energetic | Ammonia | EU | Energy demand | 0 | FEC
DK | TYNDP2026 | LEV | 2040 | TWh | 162 | Sub_sector | Industry | Metals | Industry (metal) | Energetic | industry_metal_demand_electricity_energetic | Electricity | EU | Energy demand | 0 | FEC
DK | TYNDP2026 | LEV | 2040 | TWh | 163 | Sub_sector | Industry | Metals | Industry (metal) | Energetic | industry_metal_demand_hydrogen_energetic | Hydrogen | EU | Energy demand | 0 | FEC
DK | TYNDP2026 | LEV | 2040 | TWh | 164 | Sub_sector | Industry | Metals | Industry (metal) | Energetic | industry_metal_demand_methane_energetic | Methane | EU | Energy demand | 0 | FEC
DK | TYNDP2026 | LEV | 2040 | TWh | 165 | Sub_sector | Industry | Metals | Industry (metal) | Energetic | industry_metal_demand_heat_energetic | Heat | EU | Energy demand | 0 | FEC
DK | TYNDP2026 | LEV | 2040 | TWh | 166 | Sub_sector | Industry | Metals | Industry (metal) | Energetic | industry_metal_demand_biomass_energetic | Biomass | EU | Energy demand | 0 | FEC
DK | TYNDP2026 | LEV | 2040 | TWh | 167 | Sub_sector | Industry | Metals | Industry (metal) | Energetic | industry_metal_demand_coal_energetic | Solids | EU | Energy demand | 0 | FEC
DK | TYNDP2026 | LEV | 2040 | TWh | 168 | Sub_sector | Industry | Metals | Industry (metal) | Energetic | industry_metal_demand_oil_energetic | Liquids | EU | Energy demand | 0 | FEC
DK | TYNDP2026 | LEV | 2040 | TWh | 169 | Sub_sector | Industry | Metals | Industry (metal) | Energetic | industry_metal_demand_others_energetic | Others | EU | Energy demand | 0 | FEC
DK | TYNDP2026 | LEV | 2040 | TWh | 170 | Sub_sector | Industry | Metals | Industry (metal) | Energetic | industry_metal_demand_ammonia_energetic | Ammonia | EU | Energy demand | 0 | FEC
DK | TYNDP2026 | LEV | 2040 | TWh | 172 | Sub_sector | Industry | Others | Industry (other, energetic) | Energetic | industry_other_demand_electricity_energetic | Electricity | EU | Energy demand | 9.0851 | FEC
DK | TYNDP2026 | LEV | 2040 | TWh | 173 | Sub_sector | Industry | Others | Industry (other, energetic) | Energetic | industry_other_demand_hydrogen_energetic | Hydrogen | EU | Energy demand | 0 | FEC
DK | TYNDP2026 | LEV | 2040 | TWh | 174 | Sub_sector | Industry | Others | Industry (other, energetic) | Energetic | industry_other_demand_methane_energetic | Methane | EU | Energy demand | 8.4342 | FEC
DK | TYNDP2026 | LEV | 2040 | TWh | 175 | Sub_sector | Industry | Others | Industry (other, energetic) | Energetic | industry_other_demand_heat_energetic | Heat | EU | Energy demand | 1.6615 | FEC
DK | TYNDP2026 | LEV | 2040 | TWh | 176 | Sub_sector | Industry | Others | Industry (other, energetic) | Energetic | industry_other_demand_biomass_energetic | Biomass | EU | Energy demand | 2.6039 | FEC
DK | TYNDP2026 | LEV | 2040 | TWh | 177 | Sub_sector | Industry | Others | Industry (other, energetic) | Energetic | industry_other_demand_coal_energetic | Solids | EU | Energy demand | 0.099358 | FEC
DK | TYNDP2026 | LEV | 2040 | TWh | 178 | Sub_sector | Industry | Others | Industry (other, energetic) | Energetic | industry_other_demand_oil_energetic | Liquids | EU | Energy demand | 2.9148 | FEC
DK | TYNDP2026 | LEV | 2040 | TWh | 179 | Sub_sector | Industry | Others | Industry (other, energetic) | Energetic | industry_other_demand_others_energetic | Others | EU | Energy demand | 0 | FEC
DK | TYNDP2026 | LEV | 2040 | TWh | 180 | Sub_sector | Industry | Others | Industry (other, energetic) | Energetic | industry_other_demand_ammonia_energetic | Ammonia | EU | Energy demand | 0 | FEC
DK | TYNDP2026 | LEV | 2040 | TWh | 182 | Sub_sector | Industry | Others | Industry (other, non-energetic) | Non-energetic | industry_other_demand_electricity_non_energetic | Electricity | EU | Energy demand | 0 | not_included_in_FEC
DK | TYNDP2026 | LEV | 2040 | TWh | 183 | Sub_sector | Industry | Others | Industry (other, non-energetic) | Non-energetic | industry_other_demand_hydrogen_non_energetic | Hydrogen | EU | Energy demand | 0 | not_included_in_FEC
DK | TYNDP2026 | LEV | 2040 | TWh | 184 | Sub_sector | Industry | Others | Industry (other, non-energetic) | Non-energetic | industry_other_demand_methane_non_energetic | Methane | EU | Energy demand | 0 | not_included_in_FEC
DK | TYNDP2026 | LEV | 2040 | TWh | 185 | Sub_sector | Industry | Others | Industry (other, non-energetic) | Non-energetic | industry_other_demand_heat_non_energetic | Heat | EU | Energy demand | 0 | not_included_in_FEC
DK | TYNDP2026 | LEV | 2040 | TWh | 186 | Sub_sector | Industry | Others | Industry (other, non-energetic) | Non-energetic | industry_other_demand_biomass_non_energetic | Biomass | EU | Energy demand | 0 | not_included_in_FEC
DK | TYNDP2026 | LEV | 2040 | TWh | 187 | Sub_sector | Industry | Others | Industry (other, non-energetic) | Non-energetic | industry_other_demand_coal_non_energetic | Solids | EU | Energy demand | 0 | not_included_in_FEC
DK | TYNDP2026 | LEV | 2040 | TWh | 188 | Sub_sector | Industry | Others | Industry (other, non-energetic) | Non-energetic | industry_other_demand_oil_non_energetic | Liquids | EU | Energy demand | 0 | not_included_in_FEC
DK | TYNDP2026 | LEV | 2040 | TWh | 189 | Sub_sector | Industry | Others | Industry (other, non-energetic) | Non-energetic | industry_other_demand_others_non_energetic | Others | EU | Energy demand | 0 | not_included_in_FEC
DK | TYNDP2026 | LEV | 2040 | TWh | 190 | Sub_sector | Industry | Others | Industry (other, non-energetic) | Non-energetic | industry_other_demand_ammonia_non_energetic | Ammonia | EU | Energy demand | 0 | not_included_in_FEC
DK | TYNDP2026 | LEV | 2040 | TWh | 192 | Sub_sector | Industry | Paper | Industry (paper) | Energetic | industry_paper_demand_electricity_energetic | Electricity | EU | Energy demand | 0 | FEC
DK | TYNDP2026 | LEV | 2040 | TWh | 193 | Sub_sector | Industry | Paper | Industry (paper) | Energetic | industry_paper_demand_hydrogen_energetic | Hydrogen | EU | Energy demand | 0 | FEC
DK | TYNDP2026 | LEV | 2040 | TWh | 194 | Sub_sector | Industry | Paper | Industry (paper) | Energetic | industry_paper_demand_methane_energetic | Methane | EU | Energy demand | 0 | FEC
DK | TYNDP2026 | LEV | 2040 | TWh | 195 | Sub_sector | Industry | Paper | Industry (paper) | Energetic | industry_paper_demand_heat_energetic | Heat | EU | Energy demand | 0 | FEC
DK | TYNDP2026 | LEV | 2040 | TWh | 196 | Sub_sector | Industry | Paper | Industry (paper) | Energetic | industry_paper_demand_biomass_energetic | Biomass | EU | Energy demand | 0 | FEC
DK | TYNDP2026 | LEV | 2040 | TWh | 197 | Sub_sector | Industry | Paper | Industry (paper) | Energetic | industry_paper_demand_coal_energetic | Solids | EU | Energy demand | 0 | FEC
DK | TYNDP2026 | LEV | 2040 | TWh | 198 | Sub_sector | Industry | Paper | Industry (paper) | Energetic | industry_paper_demand_oil_energetic | Liquids | EU | Energy demand | 0 | FEC
DK | TYNDP2026 | LEV | 2040 | TWh | 199 | Sub_sector | Industry | Paper | Industry (paper) | Energetic | industry_paper_demand_others_energetic | Others | EU | Energy demand | 0 | FEC
DK | TYNDP2026 | LEV | 2040 | TWh | 200 | Sub_sector | Industry | Paper | Industry (paper) | Energetic | industry_paper_demand_ammonia_energetic | Ammonia | EU | Energy demand | 0 | FEC
DK | TYNDP2026 | LEV | 2040 | TWh | 202 | Sub_sector | Industry | Refineries | Industry (refineries, energetic) | Energetic | industry_refinery_demand_electricity_energetic | Electricity | EU | Energy demand | 0.40418 | not_included_in_FEC
DK | TYNDP2026 | LEV | 2040 | TWh | 203 | Sub_sector | Industry | Refineries | Industry (refineries, energetic) | Energetic | industry_refinery_demand_hydrogen_energetic | Hydrogen | EU | Energy demand | 0.18431 | not_included_in_FEC
DK | TYNDP2026 | LEV | 2040 | TWh | 204 | Sub_sector | Industry | Refineries | Industry (refineries, energetic) | Energetic | industry_refinery_demand_methane_energetic | Methane | EU | Energy demand | 0 | not_included_in_FEC
DK | TYNDP2026 | LEV | 2040 | TWh | 205 | Sub_sector | Industry | Refineries | Industry (refineries, energetic) | Energetic | industry_refinery_demand_heat_energetic | Heat | EU | Energy demand | 0.0023493 | not_included_in_FEC
DK | TYNDP2026 | LEV | 2040 | TWh | 206 | Sub_sector | Industry | Refineries | Industry (refineries, energetic) | Energetic | industry_refinery_demand_biomass_energetic | Biomass | EU | Energy demand | 0 | not_included_in_FEC
DK | TYNDP2026 | LEV | 2040 | TWh | 207 | Sub_sector | Industry | Refineries | Industry (refineries, energetic) | Energetic | industry_refinery_demand_coal_energetic | Solids | EU | Energy demand | 0 | not_included_in_FEC
DK | TYNDP2026 | LEV | 2040 | TWh | 208 | Sub_sector | Industry | Refineries | Industry (refineries, energetic) | Energetic | industry_refinery_demand_oil_energetic | Liquids | EU | Energy demand | 2.6278 | not_included_in_FEC
DK | TYNDP2026 | LEV | 2040 | TWh | 209 | Sub_sector | Industry | Refineries | Industry (refineries, energetic) | Energetic | industry_refinery_demand_others_energetic | Others | EU | Energy demand | 0 | not_included_in_FEC
DK | TYNDP2026 | LEV | 2040 | TWh | 210 | Sub_sector | Industry | Refineries | Industry (refineries, energetic) | Energetic | industry_refinery_demand_ammonia_energetic | Ammonia | EU | Energy demand | 0 | not_included_in_FEC
DK | TYNDP2026 | LEV | 2040 | TWh | 212 | Sub_sector | Industry | Refineries | Industry (refineries, non-energetic) | Non-energetic | industry_refinery_demand_electricity_non_energetic | Electricity | EU | Energy demand | 0 | not_included_in_FEC
DK | TYNDP2026 | LEV | 2040 | TWh | 213 | Sub_sector | Industry | Refineries | Industry (refineries, non-energetic) | Non-energetic | industry_refinery_demand_hydrogen_non_energetic | Hydrogen | EU | Energy demand | 0 | not_included_in_FEC
DK | TYNDP2026 | LEV | 2040 | TWh | 214 | Sub_sector | Industry | Refineries | Industry (refineries, non-energetic) | Non-energetic | industry_refinery_demand_methane_non_energetic | Methane | EU | Energy demand | 0 | not_included_in_FEC
DK | TYNDP2026 | LEV | 2040 | TWh | 215 | Sub_sector | Industry | Refineries | Industry (refineries, non-energetic) | Non-energetic | industry_refinery_demand_heat_non_energetic | Heat | EU | Energy demand | 0 | not_included_in_FEC
DK | TYNDP2026 | LEV | 2040 | TWh | 216 | Sub_sector | Industry | Refineries | Industry (refineries, non-energetic) | Non-energetic | industry_refinery_demand_biomass_non_energetic | Biomass | EU | Energy demand | 0 | not_included_in_FEC
DK | TYNDP2026 | LEV | 2040 | TWh | 217 | Sub_sector | Industry | Refineries | Industry (refineries, non-energetic) | Non-energetic | industry_refinery_demand_coal_non_energetic | Solids | EU | Energy demand | 0 | not_included_in_FEC
DK | TYNDP2026 | LEV | 2040 | TWh | 218 | Sub_sector | Industry | Refineries | Industry (refineries, non-energetic) | Non-energetic | industry_refinery_demand_oil_non_energetic | Liquids | EU | Energy demand | 0 | not_included_in_FEC
DK | TYNDP2026 | LEV | 2040 | TWh | 219 | Sub_sector | Industry | Refineries | Industry (refineries, non-energetic) | Non-energetic | industry_refinery_demand_others_non_energetic | Others | EU | Energy demand | 0 | not_included_in_FEC
DK | TYNDP2026 | LEV | 2040 | TWh | 220 | Sub_sector | Industry | Refineries | Industry (refineries, non-energetic) | Non-energetic | industry_refinery_demand_ammonia_non_energetic | Ammonia | EU | Energy demand | 0 | not_included_in_FEC
DK | TYNDP2026 | LEV | 2040 | TWh | 222 | Sub_sector | Industry | Steel | Industry (steel) | Energetic | industry_steel_demand_electricity_energetic | Electricity | EU | Energy demand | 0 | FEC
DK | TYNDP2026 | LEV | 2040 | TWh | 223 | Sub_sector | Industry | Steel | Industry (steel) | Energetic | industry_steel_demand_hydrogen_energetic | Hydrogen | EU | Energy demand | 0 | FEC
DK | TYNDP2026 | LEV | 2040 | TWh | 224 | Sub_sector | Industry | Steel | Industry (steel) | Energetic | industry_steel_demand_methane_energetic | Methane | EU | Energy demand | 0 | FEC
DK | TYNDP2026 | LEV | 2040 | TWh | 225 | Sub_sector | Industry | Steel | Industry (steel) | Energetic | industry_steel_demand_heat_energetic | Heat | EU | Energy demand | 0 | FEC
DK | TYNDP2026 | LEV | 2040 | TWh | 226 | Sub_sector | Industry | Steel | Industry (steel) | Energetic | industry_steel_demand_biomass_energetic | Biomass | EU | Energy demand | 0 | FEC
DK | TYNDP2026 | LEV | 2040 | TWh | 227 | Sub_sector | Industry | Steel | Industry (steel) | Energetic | industry_steel_demand_coal_energetic | Solids | EU | Energy demand | 0 | FEC
DK | TYNDP2026 | LEV | 2040 | TWh | 228 | Sub_sector | Industry | Steel | Industry (steel) | Energetic | industry_steel_demand_oil_energetic | Liquids | EU | Energy demand | 0 | FEC
DK | TYNDP2026 | LEV | 2040 | TWh | 229 | Sub_sector | Industry | Steel | Industry (steel) | Energetic | industry_steel_demand_others_energetic | Others | EU | Energy demand | 0 | FEC
DK | TYNDP2026 | LEV | 2040 | TWh | 230 | Sub_sector | Industry | Steel | Industry (steel) | Energetic | industry_steel_demand_ammonia_energetic | Ammonia | EU | Energy demand | 0 | FEC
DK | TYNDP2026 | LEV | 2040 | TWh | 232 | Sub_sector | Transport | Cars | Transport (cars) | Energetic | transport_cars_final_demand_electricity | Electricity | EU | Energy demand | 5.1255 | FEC
DK | TYNDP2026 | LEV | 2040 | TWh | 233 | Sub_sector | Transport | Cars | Transport (cars) | Energetic | transport_cars_final_demand_hydrogen | Hydrogen | EU | Energy demand | 0 | FEC
DK | TYNDP2026 | LEV | 2040 | TWh | 234 | Sub_sector | Transport | Cars | Transport (cars) | Energetic | transport_cars_final_demand_methane | Methane | EU | Energy demand | 7.86e-05 | FEC
DK | TYNDP2026 | LEV | 2040 | TWh | 235 | Sub_sector | Transport | Cars | Transport (cars) | Energetic | transport_cars_final_demand_heat | Heat | EU | Energy demand | 0 | FEC
DK | TYNDP2026 | LEV | 2040 | TWh | 236 | Sub_sector | Transport | Cars | Transport (cars) | Energetic | transport_cars_final_demand_biomass | Biomass | EU | Energy demand | 0 | FEC
DK | TYNDP2026 | LEV | 2040 | TWh | 237 | Sub_sector | Transport | Cars | Transport (cars) | Energetic | transport_cars_final_demand_coal | Solids | EU | Energy demand | 0 | FEC
DK | TYNDP2026 | LEV | 2040 | TWh | 238 | Sub_sector | Transport | Cars | Transport (cars) | Energetic | transport_cars_final_demand_oil | Liquids | EU | Energy demand | 11.4228 | FEC
DK | TYNDP2026 | LEV | 2040 | TWh | 239 | Sub_sector | Transport | Cars | Transport (cars) | Energetic | transport_cars_final_demand_other | Others | EU | Energy demand | 0 | FEC
DK | TYNDP2026 | LEV | 2040 | TWh | 240 | Sub_sector | Transport | Cars | Transport (cars) | Energetic | transport_cars_final_demand_ammonia | Ammonia | EU | Energy demand | 0 | FEC
DK | TYNDP2026 | LEV | 2040 | TWh | 242 | Sub_sector | Transport | Busses | Transport (busses) | Energetic | transport_busses_final_demand_electricity | Electricity | EU | Energy demand | 1.0634 | FEC
DK | TYNDP2026 | LEV | 2040 | TWh | 243 | Sub_sector | Transport | Busses | Transport (busses) | Energetic | transport_busses_final_demand_hydrogen | Hydrogen | EU | Energy demand | 0.007149 | FEC
DK | TYNDP2026 | LEV | 2040 | TWh | 244 | Sub_sector | Transport | Busses | Transport (busses) | Energetic | transport_busses_final_demand_methane | Methane | EU | Energy demand | 0.012031 | FEC
DK | TYNDP2026 | LEV | 2040 | TWh | 245 | Sub_sector | Transport | Busses | Transport (busses) | Energetic | transport_busses_final_demand_heat | Heat | EU | Energy demand | 0 | FEC
DK | TYNDP2026 | LEV | 2040 | TWh | 246 | Sub_sector | Transport | Busses | Transport (busses) | Energetic | transport_busses_final_demand_biomass | Biomass | EU | Energy demand | 0 | FEC
DK | TYNDP2026 | LEV | 2040 | TWh | 247 | Sub_sector | Transport | Busses | Transport (busses) | Energetic | transport_busses_final_demand_coal | Solids | EU | Energy demand | 0 | FEC
DK | TYNDP2026 | LEV | 2040 | TWh | 248 | Sub_sector | Transport | Busses | Transport (busses) | Energetic | transport_busses_final_demand_oil | Liquids | EU | Energy demand | 0.26473 | FEC
DK | TYNDP2026 | LEV | 2040 | TWh | 249 | Sub_sector | Transport | Busses | Transport (busses) | Energetic | transport_busses_final_demand_other | Others | EU | Energy demand | 0 | FEC
DK | TYNDP2026 | LEV | 2040 | TWh | 250 | Sub_sector | Transport | Busses | Transport (busses) | Energetic | transport_busses_final_demand_ammonia | Ammonia | EU | Energy demand | 0 | FEC
DK | TYNDP2026 | LEV | 2040 | TWh | 252 | Sub_sector | Transport | Trucks | Transport (trucks) | Energetic | transport_trucks_final_demand_electricity | Electricity | EU | Energy demand | 3.2906 | FEC
DK | TYNDP2026 | LEV | 2040 | TWh | 253 | Sub_sector | Transport | Trucks | Transport (trucks) | Energetic | transport_trucks_final_demand_hydrogen | Hydrogen | EU | Energy demand | 0.57855 | FEC
DK | TYNDP2026 | LEV | 2040 | TWh | 254 | Sub_sector | Transport | Trucks | Transport (trucks) | Energetic | transport_trucks_final_demand_methane | Methane | EU | Energy demand | 0.063436 | FEC
DK | TYNDP2026 | LEV | 2040 | TWh | 255 | Sub_sector | Transport | Trucks | Transport (trucks) | Energetic | transport_trucks_final_demand_heat | Heat | EU | Energy demand | 0 | FEC
DK | TYNDP2026 | LEV | 2040 | TWh | 256 | Sub_sector | Transport | Trucks | Transport (trucks) | Energetic | transport_trucks_final_demand_biomass | Biomass | EU | Energy demand | 0 | FEC
DK | TYNDP2026 | LEV | 2040 | TWh | 257 | Sub_sector | Transport | Trucks | Transport (trucks) | Energetic | transport_trucks_final_demand_coal | Solids | EU | Energy demand | 0 | FEC
DK | TYNDP2026 | LEV | 2040 | TWh | 258 | Sub_sector | Transport | Trucks | Transport (trucks) | Energetic | transport_trucks_final_demand_oil | Liquids | EU | Energy demand | 2.3292 | FEC
DK | TYNDP2026 | LEV | 2040 | TWh | 259 | Sub_sector | Transport | Trucks | Transport (trucks) | Energetic | transport_trucks_final_demand_other | Others | EU | Energy demand | 0 | FEC
DK | TYNDP2026 | LEV | 2040 | TWh | 260 | Sub_sector | Transport | Trucks | Transport (trucks) | Energetic | transport_trucks_final_demand_ammonia | Ammonia | EU | Energy demand | 0 | FEC
DK | TYNDP2026 | LEV | 2040 | TWh | 262 | Sub_sector | Transport | Vans | Transport (vans) | Energetic | transport_vans_final_demand_electricity | Electricity | EU | Energy demand | 1.6969 | FEC
DK | TYNDP2026 | LEV | 2040 | TWh | 263 | Sub_sector | Transport | Vans | Transport (vans) | Energetic | transport_vans_final_demand_hydrogen | Hydrogen | EU | Energy demand | 0.053562 | FEC
DK | TYNDP2026 | LEV | 2040 | TWh | 264 | Sub_sector | Transport | Vans | Transport (vans) | Energetic | transport_vans_final_demand_methane | Methane | EU | Energy demand | 0 | FEC
DK | TYNDP2026 | LEV | 2040 | TWh | 265 | Sub_sector | Transport | Vans | Transport (vans) | Energetic | transport_vans_final_demand_heat | Heat | EU | Energy demand | 0 | FEC
DK | TYNDP2026 | LEV | 2040 | TWh | 266 | Sub_sector | Transport | Vans | Transport (vans) | Energetic | transport_vans_final_demand_biomass | Biomass | EU | Energy demand | 0 | FEC
DK | TYNDP2026 | LEV | 2040 | TWh | 267 | Sub_sector | Transport | Vans | Transport (vans) | Energetic | transport_vans_final_demand_coal | Solids | EU | Energy demand | 0 | FEC
DK | TYNDP2026 | LEV | 2040 | TWh | 268 | Sub_sector | Transport | Vans | Transport (vans) | Energetic | transport_vans_final_demand_oil | Liquids | EU | Energy demand | 1.7301 | FEC
DK | TYNDP2026 | LEV | 2040 | TWh | 269 | Sub_sector | Transport | Vans | Transport (vans) | Energetic | transport_vans_final_demand_other | Others | EU | Energy demand | 0 | FEC
DK | TYNDP2026 | LEV | 2040 | TWh | 270 | Sub_sector | Transport | Vans | Transport (vans) | Energetic | transport_vans_final_demand_ammonia | Ammonia | EU | Energy demand | 0 | FEC
DK | TYNDP2026 | LEV | 2040 | TWh | 272 | Sub_sector | Transport | Freight trains | Transport (trains) | Energetic | transport_trains_final_demand_electricity | Electricity | EU | Energy demand | 0.85719 | FEC
DK | TYNDP2026 | LEV | 2040 | TWh | 273 | Sub_sector | Transport | Freight trains | Transport (trains) | Energetic | transport_trains_final_demand_hydrogen | Hydrogen | EU | Energy demand | 0 | FEC
DK | TYNDP2026 | LEV | 2040 | TWh | 274 | Sub_sector | Transport | Freight trains | Transport (trains) | Energetic | transport_trains_final_demand_methane | Methane | EU | Energy demand | 0 | FEC
DK | TYNDP2026 | LEV | 2040 | TWh | 275 | Sub_sector | Transport | Freight trains | Transport (trains) | Energetic | transport_trains_final_demand_heat | Heat | EU | Energy demand | 0 | FEC
DK | TYNDP2026 | LEV | 2040 | TWh | 276 | Sub_sector | Transport | Freight trains | Transport (trains) | Energetic | transport_trains_final_demand_biomass | Biomass | EU | Energy demand | 0 | FEC
DK | TYNDP2026 | LEV | 2040 | TWh | 277 | Sub_sector | Transport | Freight trains | Transport (trains) | Energetic | transport_trains_final_demand_coal | Solids | EU | Energy demand | 0 | FEC
DK | TYNDP2026 | LEV | 2040 | TWh | 278 | Sub_sector | Transport | Freight trains | Transport (trains) | Energetic | transport_trains_final_demand_oil | Liquids | EU | Energy demand | 0 | FEC
DK | TYNDP2026 | LEV | 2040 | TWh | 279 | Sub_sector | Transport | Freight trains | Transport (trains) | Energetic | transport_trains_final_demand_other | Others | EU | Energy demand | 0 | FEC
DK | TYNDP2026 | LEV | 2040 | TWh | 280 | Sub_sector | Transport | Freight trains | Transport (trains) | Energetic | transport_trains_final_demand_ammonia | Ammonia | EU | Energy demand | 0 | FEC
DK | TYNDP2026 | LEV | 2040 | TWh | 282 | Sub_sector | Transport | Ships | Transport (ships) | Energetic | transport_ships_final_demand_electricity | Electricity | EU | Energy demand | 0.25049 | FEC
DK | TYNDP2026 | LEV | 2040 | TWh | 283 | Sub_sector | Transport | Ships | Transport (ships) | Energetic | transport_ships_final_demand_hydrogen | Hydrogen | EU | Energy demand | 0 | FEC
DK | TYNDP2026 | LEV | 2040 | TWh | 284 | Sub_sector | Transport | Ships | Transport (ships) | Energetic | transport_ships_final_demand_methane | Methane | EU | Energy demand | 0 | FEC
DK | TYNDP2026 | LEV | 2040 | TWh | 285 | Sub_sector | Transport | Ships | Transport (ships) | Energetic | transport_ships_final_demand_heat | Heat | EU | Energy demand | 0 | FEC
DK | TYNDP2026 | LEV | 2040 | TWh | 286 | Sub_sector | Transport | Ships | Transport (ships) | Energetic | transport_ships_final_demand_biomass | Biomass | EU | Energy demand | 0 | FEC
DK | TYNDP2026 | LEV | 2040 | TWh | 287 | Sub_sector | Transport | Ships | Transport (ships) | Energetic | transport_ships_final_demand_coal | Solids | EU | Energy demand | 0 | FEC
DK | TYNDP2026 | LEV | 2040 | TWh | 288 | Sub_sector | Transport | Ships | Transport (ships) | Energetic | transport_ships_final_demand_oil | Liquids | EU | Energy demand | 0.95832 | FEC
DK | TYNDP2026 | LEV | 2040 | TWh | 289 | Sub_sector | Transport | Ships | Transport (ships) | Energetic | transport_ships_final_demand_other | Others | EU | Energy demand | 0 | FEC
DK | TYNDP2026 | LEV | 2040 | TWh | 290 | Sub_sector | Transport | Ships | Transport (ships) | Energetic | transport_ships_final_demand_ammonia | Ammonia | EU | Energy demand | 0 | FEC
DK | TYNDP2026 | LEV | 2040 | TWh | 292 | Sub_sector | Transport | Planes | Transport (planes) | Energetic | transport_planes_final_demand_electricity | Electricity | EU | Energy demand | 0.048701 | FEC
DK | TYNDP2026 | LEV | 2040 | TWh | 293 | Sub_sector | Transport | Planes | Transport (planes) | Energetic | transport_planes_final_demand_hydrogen | Hydrogen | EU | Energy demand | 0 | FEC
DK | TYNDP2026 | LEV | 2040 | TWh | 294 | Sub_sector | Transport | Planes | Transport (planes) | Energetic | transport_planes_final_demand_methane | Methane | EU | Energy demand | 0 | FEC
DK | TYNDP2026 | LEV | 2040 | TWh | 295 | Sub_sector | Transport | Planes | Transport (planes) | Energetic | transport_planes_final_demand_heat | Heat | EU | Energy demand | 0 | FEC
DK | TYNDP2026 | LEV | 2040 | TWh | 296 | Sub_sector | Transport | Planes | Transport (planes) | Energetic | transport_planes_final_demand_biomass | Biomass | EU | Energy demand | 0 | FEC
DK | TYNDP2026 | LEV | 2040 | TWh | 297 | Sub_sector | Transport | Planes | Transport (planes) | Energetic | transport_planes_final_demand_coal | Solids | EU | Energy demand | 0 | FEC
DK | TYNDP2026 | LEV | 2040 | TWh | 298 | Sub_sector | Transport | Planes | Transport (planes) | Energetic | transport_planes_final_demand_oil | Liquids | EU | Energy demand | 0.29663 | FEC
DK | TYNDP2026 | LEV | 2040 | TWh | 299 | Sub_sector | Transport | Planes | Transport (planes) | Energetic | transport_planes_final_demand_other | Others | EU | Energy demand | 0 | FEC
DK | TYNDP2026 | LEV | 2040 | TWh | 300 | Sub_sector | Transport | Planes | Transport (planes) | Energetic | transport_planes_final_demand_ammonia | Ammonia | EU | Energy demand | 0 | FEC
DK | TYNDP2026 | LEV | 2040 | TWh | 302 | Sub_sector | Transport | Others | Transport (others) | Energetic | transport_other_final_demand_electricity | Electricity | EU | Energy demand | 0.0012181 | FEC
DK | TYNDP2026 | LEV | 2040 | TWh | 303 | Sub_sector | Transport | Others | Transport (others) | Energetic | transport_other_final_demand_hydrogen | Hydrogen | EU | Energy demand | 0 | FEC
DK | TYNDP2026 | LEV | 2040 | TWh | 304 | Sub_sector | Transport | Others | Transport (others) | Energetic | transport_other_final_demand_methane | Methane | EU | Energy demand | 0 | FEC
DK | TYNDP2026 | LEV | 2040 | TWh | 305 | Sub_sector | Transport | Others | Transport (others) | Energetic | transport_other_final_demand_heat | Heat | EU | Energy demand | 0 | FEC
DK | TYNDP2026 | LEV | 2040 | TWh | 306 | Sub_sector | Transport | Others | Transport (others) | Energetic | transport_other_final_demand_biomass | Biomass | EU | Energy demand | 0 | FEC
DK | TYNDP2026 | LEV | 2040 | TWh | 307 | Sub_sector | Transport | Others | Transport (others) | Energetic | transport_other_final_demand_coal | Solids | EU | Energy demand | 0 | FEC
DK | TYNDP2026 | LEV | 2040 | TWh | 308 | Sub_sector | Transport | Others | Transport (others) | Energetic | transport_other_final_demand_oil | Liquids | EU | Energy demand | 0.2269 | FEC
DK | TYNDP2026 | LEV | 2040 | TWh | 309 | Sub_sector | Transport | Others | Transport (others) | Energetic | transport_other_final_demand_other | Others | EU | Energy demand | 0 | FEC
DK | TYNDP2026 | LEV | 2040 | TWh | 310 | Sub_sector | Transport | Others | Transport (others) | Energetic | transport_other_final_demand_ammonia | Ammonia | EU | Energy demand | 0 | FEC
DK | TYNDP2026 | LEV | 2040 | TWh | 312 | Sub_sector | International transport | International aviation | Transport (int. aviation) | Energetic | transport_int_aviation_final_demand_electricity | Electricity | EU | Energy demand | 0 | FEC
DK | TYNDP2026 | LEV | 2040 | TWh | 313 | Sub_sector | International transport | International aviation | Transport (int. aviation) | Energetic | transport_int_aviation_final_demand_hydrogen | Hydrogen | EU | Energy demand | 0 | FEC
DK | TYNDP2026 | LEV | 2040 | TWh | 314 | Sub_sector | International transport | International aviation | Transport (int. aviation) | Energetic | transport_int_aviation_final_demand_methane | Methane | EU | Energy demand | 0 | FEC
DK | TYNDP2026 | LEV | 2040 | TWh | 315 | Sub_sector | International transport | International aviation | Transport (int. aviation) | Energetic | transport_int_aviation_final_demand_heat | Heat | EU | Energy demand | 0 | FEC
DK | TYNDP2026 | LEV | 2040 | TWh | 316 | Sub_sector | International transport | International aviation | Transport (int. aviation) | Energetic | transport_int_aviation_final_demand_biofuels | Biomass | EU | Energy demand | 0 | FEC
DK | TYNDP2026 | LEV | 2040 | TWh | 317 | Sub_sector | International transport | International aviation | Transport (int. aviation) | Energetic | transport_int_aviation_final_demand_coal | Solids | EU | Energy demand | 0 | FEC
DK | TYNDP2026 | LEV | 2040 | TWh | 318 | Sub_sector | International transport | International aviation | Transport (int. aviation) | Energetic | transport_int_aviation_final_demand_oil | Liquids | EU | Energy demand | 11.319 | FEC
DK | TYNDP2026 | LEV | 2040 | TWh | 319 | Sub_sector | International transport | International aviation | Transport (int. aviation) | Energetic | transport_int_aviation_final_demand_other | Others | EU | Energy demand | 0 | FEC
DK | TYNDP2026 | LEV | 2040 | TWh | 320 | Sub_sector | International transport | International aviation | Transport (int. aviation) | Energetic | transport_int_aviation_final_demand_ammonia | Ammonia | EU | Energy demand | 0 | FEC
DK | TYNDP2026 | LEV | 2040 | TWh | 322 | Sub_sector | International transport | International shipping | Transport (int. shipping) | Energetic | transport_int_shipping_final_demand_electricity | Electricity | EU | Energy demand | 0 | not_included_in_FEC
DK | TYNDP2026 | LEV | 2040 | TWh | 323 | Sub_sector | International transport | International shipping | Transport (int. shipping) | Energetic | transport_int_shipping_final_demand_hydrogen | Hydrogen | EU | Energy demand | 0 | not_included_in_FEC
DK | TYNDP2026 | LEV | 2040 | TWh | 324 | Sub_sector | International transport | International shipping | Transport (int. shipping) | Energetic | transport_int_shipping_final_demand_methane | Methane | EU | Energy demand | 0 | not_included_in_FEC
DK | TYNDP2026 | LEV | 2040 | TWh | 325 | Sub_sector | International transport | International shipping | Transport (int. shipping) | Energetic | transport_int_shipping_final_demand_heat | Heat | EU | Energy demand | 0 | not_included_in_FEC
DK | TYNDP2026 | LEV | 2040 | TWh | 326 | Sub_sector | International transport | International shipping | Transport (int. shipping) | Energetic | transport_int_shipping_final_demand_biofuels | Biomass | EU | Energy demand | 0 | not_included_in_FEC
DK | TYNDP2026 | LEV | 2040 | TWh | 327 | Sub_sector | International transport | International shipping | Transport (int. shipping) | Energetic | transport_int_shipping_final_demand_coal | Solids | EU | Energy demand | 0 | not_included_in_FEC
DK | TYNDP2026 | LEV | 2040 | TWh | 328 | Sub_sector | International transport | International shipping | Transport (int. shipping) | Energetic | transport_int_shipping_final_demand_oil | Liquids | EU | Energy demand | 8.3263 | not_included_in_FEC
DK | TYNDP2026 | LEV | 2040 | TWh | 329 | Sub_sector | International transport | International shipping | Transport (int. shipping) | Energetic | transport_int_shipping_final_demand_other | Others | EU | Energy demand | 0 | not_included_in_FEC
DK | TYNDP2026 | LEV | 2040 | TWh | 330 | Sub_sector | International transport | International shipping | Transport (int. shipping) | Energetic | transport_int_shipping_final_demand_ammonia | Ammonia | EU | Energy demand | 0 | not_included_in_FEC
DK | TYNDP2026 | LEV | 2040 | TWh | 332 | Sub_sector | Households | Space heating | Households (heating) | Energetic | households_heating_final_demand_electricity | Electricity | EU | Energy demand | 1.8898 | FEC
DK | TYNDP2026 | LEV | 2040 | TWh | 333 | Sub_sector | Households | Space heating | Households (heating) | Energetic | households_heating_final_demand_hydrogen | Hydrogen | EU | Energy demand | 0 | FEC
DK | TYNDP2026 | LEV | 2040 | TWh | 334 | Sub_sector | Households | Space heating | Households (heating) | Energetic | households_heating_final_demand_methane | Methane | EU | Energy demand | 0.18801 | FEC
DK | TYNDP2026 | LEV | 2040 | TWh | 335 | Sub_sector | Households | Space heating | Households (heating) | Energetic | households_heating_final_demand_heat | Heat | EU | Energy demand | 13.9004 | FEC
DK | TYNDP2026 | LEV | 2040 | TWh | 336 | Sub_sector | Households | Space heating | Households (heating) | Energetic | households_heating_final_demand_biomass | Biomass | EU | Energy demand | 2.5874 | FEC
DK | TYNDP2026 | LEV | 2040 | TWh | 337 | Sub_sector | Households | Space heating | Households (heating) | Energetic | households_heating_final_demand_coal | Solids | EU | Energy demand | 0 | FEC
DK | TYNDP2026 | LEV | 2040 | TWh | 338 | Sub_sector | Households | Space heating | Households (heating) | Energetic | households_heating_final_demand_oil | Liquids | EU | Energy demand | 0.23667 | FEC
DK | TYNDP2026 | LEV | 2040 | TWh | 339 | Sub_sector | Households | Space heating | Households (heating) | Energetic | households_heating_final_demand_other | Others | EU | Energy demand | 0 | FEC
DK | TYNDP2026 | LEV | 2040 | TWh | 340 | Sub_sector | Households | Space heating | Households (heating) | Energetic | households_heating_final_demand_ammonia | Ammonia | EU | Energy demand | 0 | FEC
DK | TYNDP2026 | LEV | 2040 | TWh | 343 | Sub_sector | Households | Cooling | Households (cooling) | Energetic | households_cooling_final_demand_electricity | Electricity | EU | Energy demand | 0 | FEC
DK | TYNDP2026 | LEV | 2040 | TWh | 344 | Sub_sector | Households | Cooling | Households (cooling) | Energetic | households_cooling_final_demand_hydrogen | Hydrogen | EU | Energy demand | 0 | FEC
DK | TYNDP2026 | LEV | 2040 | TWh | 345 | Sub_sector | Households | Cooling | Households (cooling) | Energetic | households_cooling_final_demand_methane | Methane | EU | Energy demand | 0 | FEC
DK | TYNDP2026 | LEV | 2040 | TWh | 346 | Sub_sector | Households | Cooling | Households (cooling) | Energetic | households_cooling_final_demand_heat | Heat | EU | Energy demand | 0 | FEC
DK | TYNDP2026 | LEV | 2040 | TWh | 347 | Sub_sector | Households | Cooling | Households (cooling) | Energetic | households_cooling_final_demand_biomass | Biomass | EU | Energy demand | 0 | FEC
DK | TYNDP2026 | LEV | 2040 | TWh | 348 | Sub_sector | Households | Cooling | Households (cooling) | Energetic | households_cooling_final_demand_coal | Solids | EU | Energy demand | 0 | FEC
DK | TYNDP2026 | LEV | 2040 | TWh | 349 | Sub_sector | Households | Cooling | Households (cooling) | Energetic | households_cooling_final_demand_oil | Liquids | EU | Energy demand | 0 | FEC
DK | TYNDP2026 | LEV | 2040 | TWh | 350 | Sub_sector | Households | Cooling | Households (cooling) | Energetic | households_cooling_final_demand_other | Others | EU | Energy demand | 0 | FEC
DK | TYNDP2026 | LEV | 2040 | TWh | 351 | Sub_sector | Households | Cooling | Households (cooling) | Energetic | households_cooling_final_demand_ammonia | Ammonia | EU | Energy demand | 0 | FEC
DK | TYNDP2026 | LEV | 2040 | TWh | 354 | Sub_sector | Households | Hot water | Households (hot water) | Energetic | households_hot_water_final_demand_electricity | Electricity | EU | Energy demand | 1.4364 | FEC
DK | TYNDP2026 | LEV | 2040 | TWh | 355 | Sub_sector | Households | Hot water | Households (hot water) | Energetic | households_hot_water_final_demand_hydrogen | Hydrogen | EU | Energy demand | 0 | FEC
DK | TYNDP2026 | LEV | 2040 | TWh | 356 | Sub_sector | Households | Hot water | Households (hot water) | Energetic | households_hot_water_final_demand_methane | Methane | EU | Energy demand | 0.11491 | FEC
DK | TYNDP2026 | LEV | 2040 | TWh | 357 | Sub_sector | Households | Hot water | Households (hot water) | Energetic | households_hot_water_final_demand_heat | Heat | EU | Energy demand | 7.1459 | FEC
DK | TYNDP2026 | LEV | 2040 | TWh | 358 | Sub_sector | Households | Hot water | Households (hot water) | Energetic | households_hot_water_final_demand_biomass | Biomass | EU | Energy demand | 1.3301 | FEC
DK | TYNDP2026 | LEV | 2040 | TWh | 359 | Sub_sector | Households | Hot water | Households (hot water) | Energetic | households_hot_water_final_demand_coal | Solids | EU | Energy demand | 0 | FEC
DK | TYNDP2026 | LEV | 2040 | TWh | 360 | Sub_sector | Households | Hot water | Households (hot water) | Energetic | households_hot_water_final_demand_oil | Liquids | EU | Energy demand | 0.12167 | FEC
DK | TYNDP2026 | LEV | 2040 | TWh | 361 | Sub_sector | Households | Hot water | Households (hot water) | Energetic | households_hot_water_final_demand_other | Others | EU | Energy demand | 0 | FEC
DK | TYNDP2026 | LEV | 2040 | TWh | 362 | Sub_sector | Households | Hot water | Households (hot water) | Energetic | households_hot_water_final_demand_ammonia | Ammonia | EU | Energy demand | 0 | FEC
DK | TYNDP2026 | LEV | 2040 | TWh | 365 | Sub_sector | Households | Appliances | Households (appliances) | Energetic | households_appliances_final_demand_electricity | Electricity | EU | Energy demand | 7.5552 | FEC
DK | TYNDP2026 | LEV | 2040 | TWh | 366 | Sub_sector | Households | Appliances | Households (appliances) | Energetic | households_appliances_final_demand_hydrogen | Hydrogen | EU | Energy demand | 0 | FEC
DK | TYNDP2026 | LEV | 2040 | TWh | 367 | Sub_sector | Households | Appliances | Households (appliances) | Energetic | households_appliances_final_demand_methane | Methane | EU | Energy demand | 0.22099 | FEC
DK | TYNDP2026 | LEV | 2040 | TWh | 368 | Sub_sector | Households | Appliances | Households (appliances) | Energetic | households_appliances_final_demand_heat | Heat | EU | Energy demand | 0 | FEC
DK | TYNDP2026 | LEV | 2040 | TWh | 369 | Sub_sector | Households | Appliances | Households (appliances) | Energetic | households_appliances_final_demand_biomass | Biomass | EU | Energy demand | 0 | FEC
DK | TYNDP2026 | LEV | 2040 | TWh | 370 | Sub_sector | Households | Appliances | Households (appliances) | Energetic | households_appliances_final_demand_coal | Solids | EU | Energy demand | 0 | FEC
DK | TYNDP2026 | LEV | 2040 | TWh | 371 | Sub_sector | Households | Appliances | Households (appliances) | Energetic | households_appliances_final_demand_oil | Liquids | EU | Energy demand | 0 | FEC
DK | TYNDP2026 | LEV | 2040 | TWh | 372 | Sub_sector | Households | Appliances | Households (appliances) | Energetic | households_appliances_final_demand_other | Others | EU | Energy demand | 0 | FEC
DK | TYNDP2026 | LEV | 2040 | TWh | 373 | Sub_sector | Households | Appliances | Households (appliances) | Energetic | households_appliances_final_demand_ammonia | Ammonia | EU | Energy demand | 0 | FEC
DK | TYNDP2026 | LEV | 2040 | TWh | 375 | Sub_sector | Buildings | Space heating | Buildings (heat) | Energetic | buildings_heat_final_demand_electricity | Electricity | EU | Energy demand | 0.63137 | FEC
DK | TYNDP2026 | LEV | 2040 | TWh | 376 | Sub_sector | Buildings | Space heating | Buildings (heat) | Energetic | buildings_heat_final_demand_hydrogen | Hydrogen | EU | Energy demand | 0 | FEC
DK | TYNDP2026 | LEV | 2040 | TWh | 377 | Sub_sector | Buildings | Space heating | Buildings (heat) | Energetic | buildings_heat_final_demand_methane | Methane | EU | Energy demand | 0.32694 | FEC
DK | TYNDP2026 | LEV | 2040 | TWh | 378 | Sub_sector | Buildings | Space heating | Buildings (heat) | Energetic | buildings_heat_final_demand_heat | Heat | EU | Energy demand | 11.1012 | FEC
DK | TYNDP2026 | LEV | 2040 | TWh | 379 | Sub_sector | Buildings | Space heating | Buildings (heat) | Energetic | buildings_heat_final_demand_biomass | Biomass | EU | Energy demand | 0.15192 | FEC
DK | TYNDP2026 | LEV | 2040 | TWh | 380 | Sub_sector | Buildings | Space heating | Buildings (heat) | Energetic | buildings_heat_final_demand_coal | Solids | EU | Energy demand | 0 | FEC
DK | TYNDP2026 | LEV | 2040 | TWh | 381 | Sub_sector | Buildings | Space heating | Buildings (heat) | Energetic | buildings_heat_final_demand_oil | Liquids | EU | Energy demand | 0.076682 | FEC
DK | TYNDP2026 | LEV | 2040 | TWh | 382 | Sub_sector | Buildings | Space heating | Buildings (heat) | Energetic | buildings_heat_final_demand_other | Others | EU | Energy demand | 0 | FEC
DK | TYNDP2026 | LEV | 2040 | TWh | 383 | Sub_sector | Buildings | Space heating | Buildings (heat) | Energetic | buildings_heat_final_demand_ammonia | Ammonia | EU | Energy demand | 0 | FEC
DK | TYNDP2026 | LEV | 2040 | TWh | 386 | Sub_sector | Buildings | Cooling | Buildings (cooling) | Energetic | buildings_cooling_final_demand_electricity | Electricity | EU | Energy demand | 0.46543 | FEC
DK | TYNDP2026 | LEV | 2040 | TWh | 387 | Sub_sector | Buildings | Cooling | Buildings (cooling) | Energetic | buildings_cooling_final_demand_hydrogen | Hydrogen | EU | Energy demand | 0 | FEC
DK | TYNDP2026 | LEV | 2040 | TWh | 388 | Sub_sector | Buildings | Cooling | Buildings (cooling) | Energetic | buildings_cooling_final_demand_methane | Methane | EU | Energy demand | 0.0019762 | FEC
DK | TYNDP2026 | LEV | 2040 | TWh | 389 | Sub_sector | Buildings | Cooling | Buildings (cooling) | Energetic | buildings_cooling_final_demand_heat | Heat | EU | Energy demand | 0 | FEC
DK | TYNDP2026 | LEV | 2040 | TWh | 390 | Sub_sector | Buildings | Cooling | Buildings (cooling) | Energetic | buildings_cooling_final_demand_biomass | Biomass | EU | Energy demand | 0 | FEC
DK | TYNDP2026 | LEV | 2040 | TWh | 391 | Sub_sector | Buildings | Cooling | Buildings (cooling) | Energetic | buildings_cooling_final_demand_coal | Solids | EU | Energy demand | 0 | FEC
DK | TYNDP2026 | LEV | 2040 | TWh | 392 | Sub_sector | Buildings | Cooling | Buildings (cooling) | Energetic | buildings_cooling_final_demand_oil | Liquids | EU | Energy demand | 0 | FEC
DK | TYNDP2026 | LEV | 2040 | TWh | 393 | Sub_sector | Buildings | Cooling | Buildings (cooling) | Energetic | buildings_cooling_final_demand_other | Others | EU | Energy demand | 0 | FEC
DK | TYNDP2026 | LEV | 2040 | TWh | 394 | Sub_sector | Buildings | Cooling | Buildings (cooling) | Energetic | buildings_cooling_final_demand_ammonia | Ammonia | EU | Energy demand | 0 | FEC
DK | TYNDP2026 | LEV | 2040 | TWh | 397 | Sub_sector | Buildings | Appliances | Buildings (appliances) | Energetic | buildings_appliances_final_demand_electricity | Electricity | EU | Energy demand | 9.5485 | FEC
DK | TYNDP2026 | LEV | 2040 | TWh | 398 | Sub_sector | Buildings | Appliances | Buildings (appliances) | Energetic | buildings_appliances_final_demand_hydrogen | Hydrogen | EU | Energy demand | 0 | FEC
DK | TYNDP2026 | LEV | 2040 | TWh | 399 | Sub_sector | Buildings | Appliances | Buildings (appliances) | Energetic | buildings_appliances_final_demand_methane | Methane | EU | Energy demand | 0.66592 | FEC
DK | TYNDP2026 | LEV | 2040 | TWh | 400 | Sub_sector | Buildings | Appliances | Buildings (appliances) | Energetic | buildings_appliances_final_demand_heat | Heat | EU | Energy demand | 0 | FEC
DK | TYNDP2026 | LEV | 2040 | TWh | 401 | Sub_sector | Buildings | Appliances | Buildings (appliances) | Energetic | buildings_appliances_final_demand_biomass | Biomass | EU | Energy demand | 0 | FEC
DK | TYNDP2026 | LEV | 2040 | TWh | 402 | Sub_sector | Buildings | Appliances | Buildings (appliances) | Energetic | buildings_appliances_final_demand_coal | Solids | EU | Energy demand | 0 | FEC
DK | TYNDP2026 | LEV | 2040 | TWh | 403 | Sub_sector | Buildings | Appliances | Buildings (appliances) | Energetic | buildings_appliances_final_demand_oil | Liquids | EU | Energy demand | 0 | FEC
DK | TYNDP2026 | LEV | 2040 | TWh | 404 | Sub_sector | Buildings | Appliances | Buildings (appliances) | Energetic | buildings_appliances_final_demand_other | Others | EU | Energy demand | 0 | FEC
DK | TYNDP2026 | LEV | 2040 | TWh | 405 | Sub_sector | Buildings | Appliances | Buildings (appliances) | Energetic | buildings_appliances_final_demand_ammonia | Ammonia | EU | Energy demand | 0 | FEC
DK | TYNDP2026 | LEV | 2040 | TWh | 407 | Sub_sector | Buildings | Datacenters | Datacenters & ICT | Energetic | datacentres_final_demand_electricity_energetic | Electricity | EU | Energy demand | 26.7973 | FEC
DK | TYNDP2026 | LEV | 2040 | TWh | 408 | Sub_sector | Buildings | Datacenters | Datacenters & ICT | Energetic | datacentres_final_demand_hydrogen_energetic | Hydrogen | EU | Energy demand | 0 | FEC
DK | TYNDP2026 | LEV | 2040 | TWh | 409 | Sub_sector | Buildings | Datacenters | Datacenters & ICT | Energetic | datacentres_final_demand_methane_energetic | Methane | EU | Energy demand | 0 | FEC
DK | TYNDP2026 | LEV | 2040 | TWh | 410 | Sub_sector | Buildings | Datacenters | Datacenters & ICT | Energetic | datacentres_final_demand_heat_energetic | Heat | EU | Energy demand | 0 | FEC
DK | TYNDP2026 | LEV | 2040 | TWh | 411 | Sub_sector | Buildings | Datacenters | Datacenters & ICT | Energetic | datacentres_final_demand_biomass_energetic | Biomass | EU | Energy demand | 0 | FEC
DK | TYNDP2026 | LEV | 2040 | TWh | 412 | Sub_sector | Buildings | Datacenters | Datacenters & ICT | Energetic | datacentres_final_demand_coal_energetic | Solids | EU | Energy demand | 0 | FEC
DK | TYNDP2026 | LEV | 2040 | TWh | 413 | Sub_sector | Buildings | Datacenters | Datacenters & ICT | Energetic | datacentres_final_demand_oil_energetic | Liquids | EU | Energy demand | 0 | FEC
DK | TYNDP2026 | LEV | 2040 | TWh | 414 | Sub_sector | Buildings | Datacenters | Datacenters & ICT | Energetic | datacentres_final_demand_other_energetic | Others | EU | Energy demand | 0 | FEC
DK | TYNDP2026 | LEV | 2040 | TWh | 415 | Sub_sector | Buildings | Datacenters | Datacenters & ICT | Energetic | datacentres_final_demand_ammonia_energetic | Ammonia | EU | Energy demand | 0 | FEC
DK | TYNDP2026 | LEV | 2040 | TWh | 417 | Sub_sector | Transport | Others_Sector | Others_Sector | Energetic | other_final_demand_electricity_energetic | Electricity | EU | Energy demand | 0 | FEC
DK | TYNDP2026 | LEV | 2040 | TWh | 418 | Sub_sector | Transport | Others_Sector | Others_Sector | Energetic | other_final_demand_hydrogen_energetic | Hydrogen | EU | Energy demand | 0 | FEC
DK | TYNDP2026 | LEV | 2040 | TWh | 419 | Sub_sector | Transport | Pipeline Transport | Others_Sector | Energetic | other_final_demand_methane_energetic | Methane | EU | Energy demand | 0.074499 | FEC
DK | TYNDP2026 | LEV | 2040 | TWh | 420 | Sub_sector | Transport | Others_Sector | Others_Sector | Energetic | other_final_demand_heat_energetic | Heat | EU | Energy demand | 0 | FEC
DK | TYNDP2026 | LEV | 2040 | TWh | 421 | Sub_sector | Transport | Others_Sector | Others_Sector | Energetic | other_final_demand_biomass_energetic | Biomass | EU | Energy demand | 0 | FEC
DK | TYNDP2026 | LEV | 2040 | TWh | 422 | Sub_sector | Transport | Others_Sector | Others_Sector | Energetic | other_final_demand_coal_energetic | Solids | EU | Energy demand | 0 | FEC
DK | TYNDP2026 | LEV | 2040 | TWh | 423 | Sub_sector | Transport | Others_Sector | Others_Sector | Energetic | other_final_demand_oil_energetic | Liquids | EU | Energy demand | 0.56763 | FEC
DK | TYNDP2026 | LEV | 2040 | TWh | 424 | Sub_sector | Others_Sector | Others_Sector | Others_Sector | Non-energetic | other_final_demand_oil_non_energetic | Liquids | EU | Energy demand | 0.65744 | not_included_in_FEC
DK | TYNDP2026 | LEV | 2040 | TWh | 425 | Sub_sector | Transport | Others_Sector | Others_Sector | Energetic | other_final_demand_other_energetic | Others | EU | Energy demand | 0 | FEC
DK | TYNDP2026 | LEV | 2040 | TWh | 426 | Sub_sector | Transport | Others_Sector | Others_Sector | Energetic | other_final_demand_ammonia_energetic | Ammonia | EU | Energy demand | 0 | FEC
DK | TYNDP2026 | LEV | 2040 | TWh | 427 | Sub_sector | Industry | Surplus_Heat_in_Industry | Surplus_Heat_in_Industry | Energetic | final_demand_of_industry_unused_local_production_steam_hot_water | Heat | EU | Energy demand | 0 | FEC
DK | TYNDP2026 | LEV | 2040 | TWh | 429 | Sub_sector | Agriculture | Total | Agriculture | Energetic | agriculture_final_demand_electricity_energetic | Electricity | EU | Energy demand | 1.8209 | FEC
DK | TYNDP2026 | LEV | 2040 | TWh | 430 | Sub_sector | Agriculture | Total | Agriculture | Energetic | agriculture_final_demand_hydrogen_energetic | Hydrogen | EU | Energy demand | 0 | FEC
DK | TYNDP2026 | LEV | 2040 | TWh | 431 | Sub_sector | Agriculture | Total | Agriculture | Energetic | agriculture_final_demand_methane_energetic | Methane | EU | Energy demand | 0.012836 | FEC
DK | TYNDP2026 | LEV | 2040 | TWh | 432 | Sub_sector | Agriculture | Total | Agriculture | Energetic | agriculture_final_demand_heat_energetic | Heat | EU | Energy demand | 0.50543 | FEC
DK | TYNDP2026 | LEV | 2040 | TWh | 433 | Sub_sector | Agriculture | Total | Agriculture | Energetic | agriculture_final_demand_biomass_energetic | Biomass | EU | Energy demand | 0.66052 | FEC
DK | TYNDP2026 | LEV | 2040 | TWh | 434 | Sub_sector | Agriculture | Total | Agriculture | Energetic | agriculture_final_demand_coal_energetic | Solids | EU | Energy demand | 0 | FEC
DK | TYNDP2026 | LEV | 2040 | TWh | 435 | Sub_sector | Agriculture | Total | Agriculture | Energetic | agriculture_final_demand_oil_energetic | Liquids | EU | Energy demand | 1.5601 | FEC
DK | TYNDP2026 | LEV | 2040 | TWh | 436 | Sub_sector | Agriculture | Total | Agriculture | Energetic | agriculture_final_demand_other_energetic | Others | EU | Energy demand | 0 | FEC
DK | TYNDP2026 | LEV | 2040 | TWh | 437 | Sub_sector | Agriculture | Total | Agriculture | Energetic | agriculture_final_demand_ammonia_energetic | Ammonia | EU | Energy demand | 0 | FEC
DK | TYNDP2026 | LEV | 2040 | TWh | 447 | Sub_sector | Buildings | Surplus Energy | Buildings | Energetic | GAP | Electricity | EU | Energy demand | 0 | FEC
DK | TYNDP2026 | LEV | 2040 | TWh | 448 | Sub_sector | Buildings | Surplus Energy | Buildings | Energetic | GAP | Hydrogen | EU | Energy demand | 0 | FEC
DK | TYNDP2026 | LEV | 2040 | TWh | 449 | Sub_sector | Buildings | Surplus Energy | Buildings | Energetic | GAP | Methane | EU | Energy demand | 0 | FEC
DK | TYNDP2026 | LEV | 2040 | TWh | 450 | Sub_sector | Buildings | Surplus Energy | Buildings | Energetic | GAP | Heat | EU | Energy demand | 0 | FEC
DK | TYNDP2026 | LEV | 2040 | TWh | 451 | Sub_sector | Buildings | Surplus Energy | Buildings | Energetic | GAP | Biomass | EU | Energy demand | 0.045659 | FEC
DK | TYNDP2026 | LEV | 2040 | TWh | 452 | Sub_sector | Buildings | Surplus Energy | Buildings | Energetic | GAP | Solids | EU | Energy demand | 0 | FEC
DK | TYNDP2026 | LEV | 2040 | TWh | 453 | Sub_sector | Buildings | Surplus Energy | Buildings | Energetic | GAP | Liquids | EU | Energy demand | 0.049014 | FEC
DK | TYNDP2026 | LEV | 2040 | TWh | 454 | Sub_sector | Buildings | Surplus Energy | Buildings | Energetic | GAP | Others | EU | Energy demand | 0 | FEC
DK | TYNDP2026 | LEV | 2040 | TWh | 455 | Sub_sector | Buildings | Surplus Energy | Buildings | Energetic | GAP | Ammonia | EU | Energy demand | 0 | FEC
DK | TYNDP2026 | LEV | 2040 | TWh | 456 | Sub_sector | Households | Surplus Energy | Households | Energetic | GAP | Electricity | EU | Energy demand | 0 | FEC
DK | TYNDP2026 | LEV | 2040 | TWh | 457 | Sub_sector | Households | Surplus Energy | Households | Energetic | GAP | Hydrogen | EU | Energy demand | 0 | FEC
DK | TYNDP2026 | LEV | 2040 | TWh | 458 | Sub_sector | Households | Surplus Energy | Households | Energetic | GAP | Methane | EU | Energy demand | 0 | FEC
DK | TYNDP2026 | LEV | 2040 | TWh | 459 | Sub_sector | Households | Surplus Energy | Households | Energetic | GAP | Heat | EU | Energy demand | 0 | FEC
DK | TYNDP2026 | LEV | 2040 | TWh | 460 | Sub_sector | Households | Surplus Energy | Households | Energetic | GAP | Biomass | EU | Energy demand | 0 | FEC
DK | TYNDP2026 | LEV | 2040 | TWh | 461 | Sub_sector | Households | Surplus Energy | Households | Energetic | GAP | Solids | EU | Energy demand | 0 | FEC
DK | TYNDP2026 | LEV | 2040 | TWh | 462 | Sub_sector | Households | Surplus Energy | Households | Energetic | GAP | Liquids | EU | Energy demand | 0 | FEC
DK | TYNDP2026 | LEV | 2040 | TWh | 463 | Sub_sector | Households | Surplus Energy | Households | Energetic | GAP | Others | EU | Energy demand | 0 | FEC
DK | TYNDP2026 | LEV | 2040 | TWh | 464 | Sub_sector | Households | Surplus Energy | Households | Energetic | GAP | Ammonia | EU | Energy demand | 0 | FEC
EE | TYNDP2026 | NT | 2030 | TWh | 102 | Sub_sector | Industry | Aluminium | Industry (aluminium) | Energetic | industry_aluminium_demand_electricity_energetic | Electricity | EU | Energy demand | 0 | FEC
EE | TYNDP2026 | NT | 2030 | TWh | 103 | Sub_sector | Industry | Aluminium | Industry (aluminium) | Energetic | industry_aluminium_demand_hydrogen_energetic | Hydrogen | EU | Energy demand | 0 | FEC
EE | TYNDP2026 | NT | 2030 | TWh | 104 | Sub_sector | Industry | Aluminium | Industry (aluminium) | Energetic | industry_aluminium_demand_methane_energetic | Methane | EU | Energy demand | 0 | FEC
EE | TYNDP2026 | NT | 2030 | TWh | 105 | Sub_sector | Industry | Aluminium | Industry (aluminium) | Energetic | industry_aluminium_demand_heat_energetic | Heat | EU | Energy demand | 0 | FEC
EE | TYNDP2026 | NT | 2030 | TWh | 106 | Sub_sector | Industry | Aluminium | Industry (aluminium) | Energetic | industry_aluminium_demand_biomass_energetic | Biomass | EU | Energy demand | 0 | FEC
EE | TYNDP2026 | NT | 2030 | TWh | 107 | Sub_sector | Industry | Aluminium | Industry (aluminium) | Energetic | industry_aluminium_demand_coal_energetic | Solids | EU | Energy demand | 0 | FEC
EE | TYNDP2026 | NT | 2030 | TWh | 108 | Sub_sector | Industry | Aluminium | Industry (aluminium) | Energetic | industry_aluminium_demand_oil_energetic | Liquids | EU | Energy demand | 0 | FEC
EE | TYNDP2026 | NT | 2030 | TWh | 109 | Sub_sector | Industry | Aluminium | Industry (aluminium) | Energetic | industry_aluminium_demand_others_energetic | Others | EU | Energy demand | 0 | FEC
EE | TYNDP2026 | NT | 2030 | TWh | 110 | Sub_sector | Industry | Aluminium | Industry (aluminium) | Energetic | industry_ammonia_demand_others_energetic | Ammonia | EU | Energy demand | 0 | FEC
EE | TYNDP2026 | NT | 2030 | TWh | 112 | Sub_sector | Industry | Chemicals | Industry (chemicals, energetic) | Energetic | industry_chemical_demand_electricity_energetic | Electricity | EU | Energy demand | 0.24275 | FEC
EE | TYNDP2026 | NT | 2030 | TWh | 113 | Sub_sector | Industry | Chemicals | Industry (chemicals, energetic) | Energetic | industry_chemical_demand_hydrogen_energetic | Hydrogen | EU | Energy demand | 0.0096802 | FEC
EE | TYNDP2026 | NT | 2030 | TWh | 114 | Sub_sector | Industry | Chemicals | Industry (chemicals, energetic) | Energetic | industry_chemical_demand_methane_energetic | Methane | EU | Energy demand | 0.082973 | FEC
EE | TYNDP2026 | NT | 2030 | TWh | 115 | Sub_sector | Industry | Chemicals | Industry (chemicals, energetic) | Energetic | industry_chemical_demand_heat_energetic | Heat | EU | Energy demand | 0.028626 | FEC
EE | TYNDP2026 | NT | 2030 | TWh | 116 | Sub_sector | Industry | Chemicals | Industry (chemicals, energetic) | Energetic | industry_chemical_demand_biomass_energetic | Biomass | EU | Energy demand | 0.034227 | FEC
EE | TYNDP2026 | NT | 2030 | TWh | 117 | Sub_sector | Industry | Chemicals | Industry (chemicals, energetic) | Energetic | industry_chemical_demand_coal_energetic | Solids | EU | Energy demand | 0.0031115 | FEC
EE | TYNDP2026 | NT | 2030 | TWh | 118 | Sub_sector | Industry | Chemicals | Industry (chemicals, energetic) | Energetic | industry_chemical_demand_oil_energetic | Liquids | EU | Energy demand | 0.002999 | FEC
EE | TYNDP2026 | NT | 2030 | TWh | 119 | Sub_sector | Industry | Chemicals | Industry (chemicals, energetic) | Energetic | industry_chemical_demand_others_energetic | Others | EU | Energy demand | 0 | FEC
EE | TYNDP2026 | NT | 2030 | TWh | 120 | Sub_sector | Industry | Chemicals | Industry (chemicals, energetic) | Energetic | industry_chemical_demand_ammonia_energetic | Ammonia | EU | Energy demand | 0 | FEC
EE | TYNDP2026 | NT | 2030 | TWh | 122 | Sub_sector | Industry | Chemicals | Industry (chemicals, non-energetic) | Non-energetic | industry_chemical_demand_electricity_non_energetic | Electricity | EU | Energy demand | 0 | not_included_in_FEC
EE | TYNDP2026 | NT | 2030 | TWh | 123 | Sub_sector | Industry | Chemicals | Industry (chemicals, non-energetic) | Non-energetic | industry_chemical_demand_hydrogen_non_energetic | Hydrogen | EU | Energy demand | 0 | not_included_in_FEC
EE | TYNDP2026 | NT | 2030 | TWh | 124 | Sub_sector | Industry | Chemicals | Industry (chemicals, non-energetic) | Non-energetic | industry_chemical_demand_methane_non_energetic | Methane | EU | Energy demand | 0 | not_included_in_FEC
EE | TYNDP2026 | NT | 2030 | TWh | 125 | Sub_sector | Industry | Chemicals | Industry (chemicals, non-energetic) | Non-energetic | industry_chemical_demand_heat_non_energetic | Heat | EU | Energy demand | 0 | not_included_in_FEC
EE | TYNDP2026 | NT | 2030 | TWh | 126 | Sub_sector | Industry | Chemicals | Industry (chemicals, non-energetic) | Non-energetic | industry_chemical_demand_biomass_non_energetic | Biomass | EU | Energy demand | 0 | not_included_in_FEC
EE | TYNDP2026 | NT | 2030 | TWh | 127 | Sub_sector | Industry | Chemicals | Industry (chemicals, non-energetic) | Non-energetic | industry_chemical_demand_coal_non_energetic | Solids | EU | Energy demand | 0 | not_included_in_FEC
EE | TYNDP2026 | NT | 2030 | TWh | 128 | Sub_sector | Industry | Chemicals | Industry (chemicals, non-energetic) | Non-energetic | industry_chemical_demand_oil_non_energetic | Liquids | EU | Energy demand | 0 | not_included_in_FEC
EE | TYNDP2026 | NT | 2030 | TWh | 129 | Sub_sector | Industry | Chemicals | Industry (chemicals, non-energetic) | Non-energetic | industry_chemical_demand_others_non_energetic | Others | EU | Energy demand | 0 | not_included_in_FEC
EE | TYNDP2026 | NT | 2030 | TWh | 130 | Sub_sector | Industry | Chemicals | Industry (chemicals, non-energetic) | Non-energetic | industry_chemical_demand_ammonia_non_energetic | Ammonia | EU | Energy demand | 0 | not_included_in_FEC
EE | TYNDP2026 | NT | 2030 | TWh | 132 | Sub_sector | Industry | Fertilizers | Industry (fertilizers, energetic) | Energetic | industry_fertilizers_demand_electricity_energetic | Electricity | EU | Energy demand | 0 | FEC
EE | TYNDP2026 | NT | 2030 | TWh | 133 | Sub_sector | Industry | Fertilizers | Industry (fertilizers, energetic) | Energetic | industry_fertilizers_demand_hydrogen_energetic | Hydrogen | EU | Energy demand | 0 | FEC
EE | TYNDP2026 | NT | 2030 | TWh | 134 | Sub_sector | Industry | Fertilizers | Industry (fertilizers, energetic) | Energetic | industry_fertilizers_demand_methane_energetic | Methane | EU | Energy demand | 0 | FEC
EE | TYNDP2026 | NT | 2030 | TWh | 135 | Sub_sector | Industry | Fertilizers | Industry (fertilizers, energetic) | Energetic | industry_fertilizers_demand_heat_energetic | Heat | EU | Energy demand | 0 | FEC
EE | TYNDP2026 | NT | 2030 | TWh | 136 | Sub_sector | Industry | Fertilizers | Industry (fertilizers, energetic) | Energetic | industry_fertilizers_demand_biomass_energetic | Biomass | EU | Energy demand | 0 | FEC
EE | TYNDP2026 | NT | 2030 | TWh | 137 | Sub_sector | Industry | Fertilizers | Industry (fertilizers, energetic) | Energetic | industry_fertilizers_demand_coal_energetic | Solids | EU | Energy demand | 0 | FEC
EE | TYNDP2026 | NT | 2030 | TWh | 138 | Sub_sector | Industry | Fertilizers | Industry (fertilizers, energetic) | Energetic | industry_fertilizers_demand_oil_energetic | Liquids | EU | Energy demand | 0 | FEC
EE | TYNDP2026 | NT | 2030 | TWh | 139 | Sub_sector | Industry | Fertilizers | Industry (fertilizers, energetic) | Energetic | industry_fertilizers_demand_others_energetic | Others | EU | Energy demand | 0 | FEC
EE | TYNDP2026 | NT | 2030 | TWh | 140 | Sub_sector | Industry | Fertilizers | Industry (fertilizers, energetic) | Energetic | industry_fertilizers_demand_ammonia_energetic | Ammonia | EU | Energy demand | 0 | FEC
EE | TYNDP2026 | NT | 2030 | TWh | 142 | Sub_sector | Industry | Fertilizers | Industry (fertilizers, non-energetic) | Non-energetic | industry_fertilizers_demand_electricity_non_energetic | Electricity | EU | Energy demand | 0 | not_included_in_FEC
EE | TYNDP2026 | NT | 2030 | TWh | 143 | Sub_sector | Industry | Fertilizers | Industry (fertilizers, non-energetic) | Non-energetic | industry_fertilizers_demand_hydrogen_non_energetic | Hydrogen | EU | Energy demand | 0 | not_included_in_FEC
EE | TYNDP2026 | NT | 2030 | TWh | 144 | Sub_sector | Industry | Fertilizers | Industry (fertilizers, non-energetic) | Non-energetic | industry_fertilizers_demand_methane_non_energetic | Methane | EU | Energy demand | 0 | not_included_in_FEC
EE | TYNDP2026 | NT | 2030 | TWh | 145 | Sub_sector | Industry | Fertilizers | Industry (fertilizers, non-energetic) | Non-energetic | industry_fertilizers_demand_heat_non_energetic | Heat | EU | Energy demand | 0 | not_included_in_FEC
EE | TYNDP2026 | NT | 2030 | TWh | 146 | Sub_sector | Industry | Fertilizers | Industry (fertilizers, non-energetic) | Non-energetic | industry_fertilizers_demand_biomass_non_energetic | Biomass | EU | Energy demand | 0 | not_included_in_FEC
EE | TYNDP2026 | NT | 2030 | TWh | 147 | Sub_sector | Industry | Fertilizers | Industry (fertilizers, non-energetic) | Non-energetic | industry_fertilizers_demand_coal_non_energetic | Solids | EU | Energy demand | 0 | not_included_in_FEC
EE | TYNDP2026 | NT | 2030 | TWh | 148 | Sub_sector | Industry | Fertilizers | Industry (fertilizers, non-energetic) | Non-energetic | industry_fertilizers_demand_oil_non_energetic | Liquids | EU | Energy demand | 0 | not_included_in_FEC
EE | TYNDP2026 | NT | 2030 | TWh | 149 | Sub_sector | Industry | Fertilizers | Industry (fertilizers, non-energetic) | Non-energetic | industry_fertilizers_demand_others_non_energetic | Others | EU | Energy demand | 0 | not_included_in_FEC
EE | TYNDP2026 | NT | 2030 | TWh | 150 | Sub_sector | Industry | Fertilizers | Industry (fertilizers, non-energetic) | Non-energetic | industry_fertilizers_demand_ammonia_non_energetic | Ammonia | EU | Energy demand | 0 | not_included_in_FEC
EE | TYNDP2026 | NT | 2030 | TWh | 152 | Sub_sector | Industry | Food | Industry (food) | Energetic | industry_food_demand_electricity_energetic | Electricity | EU | Energy demand | 0.39799 | FEC
EE | TYNDP2026 | NT | 2030 | TWh | 153 | Sub_sector | Industry | Food | Industry (food) | Energetic | industry_food_demand_hydrogen_energetic | Hydrogen | EU | Energy demand | 0 | FEC
EE | TYNDP2026 | NT | 2030 | TWh | 154 | Sub_sector | Industry | Food | Industry (food) | Energetic | industry_food_demand_methane_energetic | Methane | EU | Energy demand | 0.19028 | FEC
EE | TYNDP2026 | NT | 2030 | TWh | 155 | Sub_sector | Industry | Food | Industry (food) | Energetic | industry_food_demand_heat_energetic | Heat | EU | Energy demand | 0 | FEC
EE | TYNDP2026 | NT | 2030 | TWh | 156 | Sub_sector | Industry | Food | Industry (food) | Energetic | industry_food_demand_biomass_energetic | Biomass | EU | Energy demand | 0 | FEC
EE | TYNDP2026 | NT | 2030 | TWh | 157 | Sub_sector | Industry | Food | Industry (food) | Energetic | industry_food_demand_coal_energetic | Solids | EU | Energy demand | 0 | FEC
EE | TYNDP2026 | NT | 2030 | TWh | 158 | Sub_sector | Industry | Food | Industry (food) | Energetic | industry_food_demand_oil_energetic | Liquids | EU | Energy demand | 0.012137 | FEC
EE | TYNDP2026 | NT | 2030 | TWh | 159 | Sub_sector | Industry | Food | Industry (food) | Energetic | industry_food_demand_others_energetic | Others | EU | Energy demand | 0 | FEC
EE | TYNDP2026 | NT | 2030 | TWh | 160 | Sub_sector | Industry | Food | Industry (food) | Energetic | industry_food_demand_ammonia_energetic | Ammonia | EU | Energy demand | 0 | FEC
EE | TYNDP2026 | NT | 2030 | TWh | 162 | Sub_sector | Industry | Metals | Industry (metal) | Energetic | industry_metal_demand_electricity_energetic | Electricity | EU | Energy demand | 0.0026613 | FEC
EE | TYNDP2026 | NT | 2030 | TWh | 163 | Sub_sector | Industry | Metals | Industry (metal) | Energetic | industry_metal_demand_hydrogen_energetic | Hydrogen | EU | Energy demand | 0 | FEC
EE | TYNDP2026 | NT | 2030 | TWh | 164 | Sub_sector | Industry | Metals | Industry (metal) | Energetic | industry_metal_demand_methane_energetic | Methane | EU | Energy demand | 0.0049529 | FEC
EE | TYNDP2026 | NT | 2030 | TWh | 165 | Sub_sector | Industry | Metals | Industry (metal) | Energetic | industry_metal_demand_heat_energetic | Heat | EU | Energy demand | 0 | FEC
EE | TYNDP2026 | NT | 2030 | TWh | 166 | Sub_sector | Industry | Metals | Industry (metal) | Energetic | industry_metal_demand_biomass_energetic | Biomass | EU | Energy demand | 0 | FEC
EE | TYNDP2026 | NT | 2030 | TWh | 167 | Sub_sector | Industry | Metals | Industry (metal) | Energetic | industry_metal_demand_coal_energetic | Solids | EU | Energy demand | 0 | FEC
EE | TYNDP2026 | NT | 2030 | TWh | 168 | Sub_sector | Industry | Metals | Industry (metal) | Energetic | industry_metal_demand_oil_energetic | Liquids | EU | Energy demand | 0 | FEC
EE | TYNDP2026 | NT | 2030 | TWh | 169 | Sub_sector | Industry | Metals | Industry (metal) | Energetic | industry_metal_demand_others_energetic | Others | EU | Energy demand | 0 | FEC
EE | TYNDP2026 | NT | 2030 | TWh | 170 | Sub_sector | Industry | Metals | Industry (metal) | Energetic | industry_metal_demand_ammonia_energetic | Ammonia | EU | Energy demand | 0 | FEC
EE | TYNDP2026 | NT | 2030 | TWh | 172 | Sub_sector | Industry | Others | Industry (other, energetic) | Energetic | industry_other_demand_electricity_energetic | Electricity | EU | Energy demand | 0.65785 | FEC
EE | TYNDP2026 | NT | 2030 | TWh | 173 | Sub_sector | Industry | Others | Industry (other, energetic) | Energetic | industry_other_demand_hydrogen_energetic | Hydrogen | EU | Energy demand | 0.2138 | FEC
EE | TYNDP2026 | NT | 2030 | TWh | 174 | Sub_sector | Industry | Others | Industry (other, energetic) | Energetic | industry_other_demand_methane_energetic | Methane | EU | Energy demand | 0.4276 | FEC
EE | TYNDP2026 | NT | 2030 | TWh | 175 | Sub_sector | Industry | Others | Industry (other, energetic) | Energetic | industry_other_demand_heat_energetic | Heat | EU | Energy demand | 0 | FEC
EE | TYNDP2026 | NT | 2030 | TWh | 176 | Sub_sector | Industry | Others | Industry (other, energetic) | Energetic | industry_other_demand_biomass_energetic | Biomass | EU | Energy demand | 0.93743 | FEC
EE | TYNDP2026 | NT | 2030 | TWh | 177 | Sub_sector | Industry | Others | Industry (other, energetic) | Energetic | industry_other_demand_coal_energetic | Solids | EU | Energy demand | 0.27959 | FEC
EE | TYNDP2026 | NT | 2030 | TWh | 178 | Sub_sector | Industry | Others | Industry (other, energetic) | Energetic | industry_other_demand_oil_energetic | Liquids | EU | Energy demand | 0.77297 | FEC
EE | TYNDP2026 | NT | 2030 | TWh | 179 | Sub_sector | Industry | Others | Industry (other, energetic) | Energetic | industry_other_demand_others_energetic | Others | EU | Energy demand | 0 | FEC
EE | TYNDP2026 | NT | 2030 | TWh | 180 | Sub_sector | Industry | Others | Industry (other, energetic) | Energetic | industry_other_demand_ammonia_energetic | Ammonia | EU | Energy demand | 0 | FEC
EE | TYNDP2026 | NT | 2030 | TWh | 182 | Sub_sector | Industry | Others | Industry (other, non-energetic) | Non-energetic | industry_other_demand_electricity_non_energetic | Electricity | EU | Energy demand | 0 | not_included_in_FEC
EE | TYNDP2026 | NT | 2030 | TWh | 183 | Sub_sector | Industry | Others | Industry (other, non-energetic) | Non-energetic | industry_other_demand_hydrogen_non_energetic | Hydrogen | EU | Energy demand | 0 | not_included_in_FEC
EE | TYNDP2026 | NT | 2030 | TWh | 184 | Sub_sector | Industry | Others | Industry (other, non-energetic) | Non-energetic | industry_other_demand_methane_non_energetic | Methane | EU | Energy demand | 0 | not_included_in_FEC
EE | TYNDP2026 | NT | 2030 | TWh | 185 | Sub_sector | Industry | Others | Industry (other, non-energetic) | Non-energetic | industry_other_demand_heat_non_energetic | Heat | EU | Energy demand | 0 | not_included_in_FEC
EE | TYNDP2026 | NT | 2030 | TWh | 186 | Sub_sector | Industry | Others | Industry (other, non-energetic) | Non-energetic | industry_other_demand_biomass_non_energetic | Biomass | EU | Energy demand | 0 | not_included_in_FEC
EE | TYNDP2026 | NT | 2030 | TWh | 187 | Sub_sector | Industry | Others | Industry (other, non-energetic) | Non-energetic | industry_other_demand_coal_non_energetic | Solids | EU | Energy demand | 0 | not_included_in_FEC
EE | TYNDP2026 | NT | 2030 | TWh | 188 | Sub_sector | Industry | Others | Industry (other, non-energetic) | Non-energetic | industry_other_demand_oil_non_energetic | Liquids | EU | Energy demand | 0.51428 | not_included_in_FEC
EE | TYNDP2026 | NT | 2030 | TWh | 189 | Sub_sector | Industry | Others | Industry (other, non-energetic) | Non-energetic | industry_other_demand_others_non_energetic | Others | EU | Energy demand | 0 | not_included_in_FEC
EE | TYNDP2026 | NT | 2030 | TWh | 190 | Sub_sector | Industry | Others | Industry (other, non-energetic) | Non-energetic | industry_other_demand_ammonia_non_energetic | Ammonia | EU | Energy demand | 0 | not_included_in_FEC
EE | TYNDP2026 | NT | 2030 | TWh | 192 | Sub_sector | Industry | Paper | Industry (paper) | Energetic | industry_paper_demand_electricity_energetic | Electricity | EU | Energy demand | 0.39926 | FEC
EE | TYNDP2026 | NT | 2030 | TWh | 193 | Sub_sector | Industry | Paper | Industry (paper) | Energetic | industry_paper_demand_hydrogen_energetic | Hydrogen | EU | Energy demand | 0.023711 | FEC
EE | TYNDP2026 | NT | 2030 | TWh | 194 | Sub_sector | Industry | Paper | Industry (paper) | Energetic | industry_paper_demand_methane_energetic | Methane | EU | Energy demand | 0.07706 | FEC
EE | TYNDP2026 | NT | 2030 | TWh | 195 | Sub_sector | Industry | Paper | Industry (paper) | Energetic | industry_paper_demand_heat_energetic | Heat | EU | Energy demand | 0 | FEC
EE | TYNDP2026 | NT | 2030 | TWh | 196 | Sub_sector | Industry | Paper | Industry (paper) | Energetic | industry_paper_demand_biomass_energetic | Biomass | EU | Energy demand | 0.070021 | FEC
EE | TYNDP2026 | NT | 2030 | TWh | 197 | Sub_sector | Industry | Paper | Industry (paper) | Energetic | industry_paper_demand_coal_energetic | Solids | EU | Energy demand | 0.013337 | FEC
EE | TYNDP2026 | NT | 2030 | TWh | 198 | Sub_sector | Industry | Paper | Industry (paper) | Energetic | industry_paper_demand_oil_energetic | Liquids | EU | Energy demand | 0 | FEC
EE | TYNDP2026 | NT | 2030 | TWh | 199 | Sub_sector | Industry | Paper | Industry (paper) | Energetic | industry_paper_demand_others_energetic | Others | EU | Energy demand | 0 | FEC
EE | TYNDP2026 | NT | 2030 | TWh | 200 | Sub_sector | Industry | Paper | Industry (paper) | Energetic | industry_paper_demand_ammonia_energetic | Ammonia | EU | Energy demand | 0 | FEC
EE | TYNDP2026 | NT | 2030 | TWh | 202 | Sub_sector | Industry | Refineries | Industry (refineries, energetic) | Energetic | industry_refinery_demand_electricity_energetic | Electricity | EU | Energy demand | 0 | not_included_in_FEC
EE | TYNDP2026 | NT | 2030 | TWh | 203 | Sub_sector | Industry | Refineries | Industry (refineries, energetic) | Energetic | industry_refinery_demand_hydrogen_energetic | Hydrogen | EU | Energy demand | 0 | not_included_in_FEC
EE | TYNDP2026 | NT | 2030 | TWh | 204 | Sub_sector | Industry | Refineries | Industry (refineries, energetic) | Energetic | industry_refinery_demand_methane_energetic | Methane | EU | Energy demand | 0 | not_included_in_FEC
EE | TYNDP2026 | NT | 2030 | TWh | 205 | Sub_sector | Industry | Refineries | Industry (refineries, energetic) | Energetic | industry_refinery_demand_heat_energetic | Heat | EU | Energy demand | 0 | not_included_in_FEC
EE | TYNDP2026 | NT | 2030 | TWh | 206 | Sub_sector | Industry | Refineries | Industry (refineries, energetic) | Energetic | industry_refinery_demand_biomass_energetic | Biomass | EU | Energy demand | 0 | not_included_in_FEC
EE | TYNDP2026 | NT | 2030 | TWh | 207 | Sub_sector | Industry | Refineries | Industry (refineries, energetic) | Energetic | industry_refinery_demand_coal_energetic | Solids | EU | Energy demand | 0 | not_included_in_FEC
EE | TYNDP2026 | NT | 2030 | TWh | 208 | Sub_sector | Industry | Refineries | Industry (refineries, energetic) | Energetic | industry_refinery_demand_oil_energetic | Liquids | EU | Energy demand | 0 | not_included_in_FEC
EE | TYNDP2026 | NT | 2030 | TWh | 209 | Sub_sector | Industry | Refineries | Industry (refineries, energetic) | Energetic | industry_refinery_demand_others_energetic | Others | EU | Energy demand | 0 | not_included_in_FEC
EE | TYNDP2026 | NT | 2030 | TWh | 210 | Sub_sector | Industry | Refineries | Industry (refineries, energetic) | Energetic | industry_refinery_demand_ammonia_energetic | Ammonia | EU | Energy demand | 0 | not_included_in_FEC
EE | TYNDP2026 | NT | 2030 | TWh | 212 | Sub_sector | Industry | Refineries | Industry (refineries, non-energetic) | Non-energetic | industry_refinery_demand_electricity_non_energetic | Electricity | EU | Energy demand | 0 | not_included_in_FEC
EE | TYNDP2026 | NT | 2030 | TWh | 213 | Sub_sector | Industry | Refineries | Industry (refineries, non-energetic) | Non-energetic | industry_refinery_demand_hydrogen_non_energetic | Hydrogen | EU | Energy demand | 0 | not_included_in_FEC
EE | TYNDP2026 | NT | 2030 | TWh | 214 | Sub_sector | Industry | Refineries | Industry (refineries, non-energetic) | Non-energetic | industry_refinery_demand_methane_non_energetic | Methane | EU | Energy demand | 0 | not_included_in_FEC
EE | TYNDP2026 | NT | 2030 | TWh | 215 | Sub_sector | Industry | Refineries | Industry (refineries, non-energetic) | Non-energetic | industry_refinery_demand_heat_non_energetic | Heat | EU | Energy demand | 0 | not_included_in_FEC
EE | TYNDP2026 | NT | 2030 | TWh | 216 | Sub_sector | Industry | Refineries | Industry (refineries, non-energetic) | Non-energetic | industry_refinery_demand_biomass_non_energetic | Biomass | EU | Energy demand | 0 | not_included_in_FEC
EE | TYNDP2026 | NT | 2030 | TWh | 217 | Sub_sector | Industry | Refineries | Industry (refineries, non-energetic) | Non-energetic | industry_refinery_demand_coal_non_energetic | Solids | EU | Energy demand | 0 | not_included_in_FEC
EE | TYNDP2026 | NT | 2030 | TWh | 218 | Sub_sector | Industry | Refineries | Industry (refineries, non-energetic) | Non-energetic | industry_refinery_demand_oil_non_energetic | Liquids | EU | Energy demand | 0 | not_included_in_FEC
EE | TYNDP2026 | NT | 2030 | TWh | 219 | Sub_sector | Industry | Refineries | Industry (refineries, non-energetic) | Non-energetic | industry_refinery_demand_others_non_energetic | Others | EU | Energy demand | 0 | not_included_in_FEC
EE | TYNDP2026 | NT | 2030 | TWh | 220 | Sub_sector | Industry | Refineries | Industry (refineries, non-energetic) | Non-energetic | industry_refinery_demand_ammonia_non_energetic | Ammonia | EU | Energy demand | 0 | not_included_in_FEC
EE | TYNDP2026 | NT | 2030 | TWh | 222 | Sub_sector | Industry | Steel | Industry (steel) | Energetic | industry_steel_demand_electricity_energetic | Electricity | EU | Energy demand | 0 | FEC
EE | TYNDP2026 | NT | 2030 | TWh | 223 | Sub_sector | Industry | Steel | Industry (steel) | Energetic | industry_steel_demand_hydrogen_energetic | Hydrogen | EU | Energy demand | 0 | FEC
EE | TYNDP2026 | NT | 2030 | TWh | 224 | Sub_sector | Industry | Steel | Industry (steel) | Energetic | industry_steel_demand_methane_energetic | Methane | EU | Energy demand | 0 | FEC
EE | TYNDP2026 | NT | 2030 | TWh | 225 | Sub_sector | Industry | Steel | Industry (steel) | Energetic | industry_steel_demand_heat_energetic | Heat | EU | Energy demand | 0 | FEC
EE | TYNDP2026 | NT | 2030 | TWh | 226 | Sub_sector | Industry | Steel | Industry (steel) | Energetic | industry_steel_demand_biomass_energetic | Biomass | EU | Energy demand | 0 | FEC
EE | TYNDP2026 | NT | 2030 | TWh | 227 | Sub_sector | Industry | Steel | Industry (steel) | Energetic | industry_steel_demand_coal_energetic | Solids | EU | Energy demand | 0 | FEC
EE | TYNDP2026 | NT | 2030 | TWh | 228 | Sub_sector | Industry | Steel | Industry (steel) | Energetic | industry_steel_demand_oil_energetic | Liquids | EU | Energy demand | 0 | FEC
EE | TYNDP2026 | NT | 2030 | TWh | 229 | Sub_sector | Industry | Steel | Industry (steel) | Energetic | industry_steel_demand_others_energetic | Others | EU | Energy demand | 0 | FEC
EE | TYNDP2026 | NT | 2030 | TWh | 230 | Sub_sector | Industry | Steel | Industry (steel) | Energetic | industry_steel_demand_ammonia_energetic | Ammonia | EU | Energy demand | 0 | FEC
EE | TYNDP2026 | NT | 2030 | TWh | 232 | Sub_sector | Transport | Cars | Transport (cars) | Energetic | transport_cars_final_demand_electricity | Electricity | EU | Energy demand | 0.23116 | FEC
EE | TYNDP2026 | NT | 2030 | TWh | 233 | Sub_sector | Transport | Cars | Transport (cars) | Energetic | transport_cars_final_demand_hydrogen | Hydrogen | EU | Energy demand | 0.10118 | FEC
EE | TYNDP2026 | NT | 2030 | TWh | 234 | Sub_sector | Transport | Cars | Transport (cars) | Energetic | transport_cars_final_demand_methane | Methane | EU | Energy demand | 0.17872 | FEC
EE | TYNDP2026 | NT | 2030 | TWh | 235 | Sub_sector | Transport | Cars | Transport (cars) | Energetic | transport_cars_final_demand_heat | Heat | EU | Energy demand | 0 | FEC
EE | TYNDP2026 | NT | 2030 | TWh | 236 | Sub_sector | Transport | Cars | Transport (cars) | Energetic | transport_cars_final_demand_biomass | Biomass | EU | Energy demand | 0 | FEC
EE | TYNDP2026 | NT | 2030 | TWh | 237 | Sub_sector | Transport | Cars | Transport (cars) | Energetic | transport_cars_final_demand_coal | Solids | EU | Energy demand | 0 | FEC
EE | TYNDP2026 | NT | 2030 | TWh | 238 | Sub_sector | Transport | Cars | Transport (cars) | Energetic | transport_cars_final_demand_oil | Liquids | EU | Energy demand | 6.0168 | FEC
EE | TYNDP2026 | NT | 2030 | TWh | 239 | Sub_sector | Transport | Cars | Transport (cars) | Energetic | transport_cars_final_demand_other | Others | EU | Energy demand | 0 | FEC
EE | TYNDP2026 | NT | 2030 | TWh | 240 | Sub_sector | Transport | Cars | Transport (cars) | Energetic | transport_cars_final_demand_ammonia | Ammonia | EU | Energy demand | 0 | FEC
EE | TYNDP2026 | NT | 2030 | TWh | 242 | Sub_sector | Transport | Busses | Transport (busses) | Energetic | transport_busses_final_demand_electricity | Electricity | EU | Energy demand | 0.013757 | FEC
EE | TYNDP2026 | NT | 2030 | TWh | 243 | Sub_sector | Transport | Busses | Transport (busses) | Energetic | transport_busses_final_demand_hydrogen | Hydrogen | EU | Energy demand | 0.021849 | FEC
EE | TYNDP2026 | NT | 2030 | TWh | 244 | Sub_sector | Transport | Busses | Transport (busses) | Energetic | transport_busses_final_demand_methane | Methane | EU | Energy demand | 0.045987 | FEC
EE | TYNDP2026 | NT | 2030 | TWh | 245 | Sub_sector | Transport | Busses | Transport (busses) | Energetic | transport_busses_final_demand_heat | Heat | EU | Energy demand | 0 | FEC
EE | TYNDP2026 | NT | 2030 | TWh | 246 | Sub_sector | Transport | Busses | Transport (busses) | Energetic | transport_busses_final_demand_biomass | Biomass | EU | Energy demand | 0 | FEC
EE | TYNDP2026 | NT | 2030 | TWh | 247 | Sub_sector | Transport | Busses | Transport (busses) | Energetic | transport_busses_final_demand_coal | Solids | EU | Energy demand | 0 | FEC
EE | TYNDP2026 | NT | 2030 | TWh | 248 | Sub_sector | Transport | Busses | Transport (busses) | Energetic | transport_busses_final_demand_oil | Liquids | EU | Energy demand | 0.61499 | FEC
EE | TYNDP2026 | NT | 2030 | TWh | 249 | Sub_sector | Transport | Busses | Transport (busses) | Energetic | transport_busses_final_demand_other | Others | EU | Energy demand | 0 | FEC
EE | TYNDP2026 | NT | 2030 | TWh | 250 | Sub_sector | Transport | Busses | Transport (busses) | Energetic | transport_busses_final_demand_ammonia | Ammonia | EU | Energy demand | 0 | FEC
EE | TYNDP2026 | NT | 2030 | TWh | 252 | Sub_sector | Transport | Trucks | Transport (trucks) | Energetic | transport_trucks_final_demand_electricity | Electricity | EU | Energy demand | 0.003714 | FEC
EE | TYNDP2026 | NT | 2030 | TWh | 253 | Sub_sector | Transport | Trucks | Transport (trucks) | Energetic | transport_trucks_final_demand_hydrogen | Hydrogen | EU | Energy demand | 0.025804 | FEC
EE | TYNDP2026 | NT | 2030 | TWh | 254 | Sub_sector | Transport | Trucks | Transport (trucks) | Energetic | transport_trucks_final_demand_methane | Methane | EU | Energy demand | 0.061742 | FEC
EE | TYNDP2026 | NT | 2030 | TWh | 255 | Sub_sector | Transport | Trucks | Transport (trucks) | Energetic | transport_trucks_final_demand_heat | Heat | EU | Energy demand | 0 | FEC
EE | TYNDP2026 | NT | 2030 | TWh | 256 | Sub_sector | Transport | Trucks | Transport (trucks) | Energetic | transport_trucks_final_demand_biomass | Biomass | EU | Energy demand | 0 | FEC
EE | TYNDP2026 | NT | 2030 | TWh | 257 | Sub_sector | Transport | Trucks | Transport (trucks) | Energetic | transport_trucks_final_demand_coal | Solids | EU | Energy demand | 0 | FEC
EE | TYNDP2026 | NT | 2030 | TWh | 258 | Sub_sector | Transport | Trucks | Transport (trucks) | Energetic | transport_trucks_final_demand_oil | Liquids | EU | Energy demand | 0.77839 | FEC
EE | TYNDP2026 | NT | 2030 | TWh | 259 | Sub_sector | Transport | Trucks | Transport (trucks) | Energetic | transport_trucks_final_demand_other | Others | EU | Energy demand | 0 | FEC
EE | TYNDP2026 | NT | 2030 | TWh | 260 | Sub_sector | Transport | Trucks | Transport (trucks) | Energetic | transport_trucks_final_demand_ammonia | Ammonia | EU | Energy demand | 0 | FEC
EE | TYNDP2026 | NT | 2030 | TWh | 262 | Sub_sector | Transport | Vans | Transport (vans) | Energetic | transport_vans_final_demand_electricity | Electricity | EU | Energy demand | 0.02683 | FEC
EE | TYNDP2026 | NT | 2030 | TWh | 263 | Sub_sector | Transport | Vans | Transport (vans) | Energetic | transport_vans_final_demand_hydrogen | Hydrogen | EU | Energy demand | 0.010422 | FEC
EE | TYNDP2026 | NT | 2030 | TWh | 264 | Sub_sector | Transport | Vans | Transport (vans) | Energetic | transport_vans_final_demand_methane | Methane | EU | Energy demand | 0.0093891 | FEC
EE | TYNDP2026 | NT | 2030 | TWh | 265 | Sub_sector | Transport | Vans | Transport (vans) | Energetic | transport_vans_final_demand_heat | Heat | EU | Energy demand | 0 | FEC
EE | TYNDP2026 | NT | 2030 | TWh | 266 | Sub_sector | Transport | Vans | Transport (vans) | Energetic | transport_vans_final_demand_biomass | Biomass | EU | Energy demand | 0 | FEC
EE | TYNDP2026 | NT | 2030 | TWh | 267 | Sub_sector | Transport | Vans | Transport (vans) | Energetic | transport_vans_final_demand_coal | Solids | EU | Energy demand | 0 | FEC
EE | TYNDP2026 | NT | 2030 | TWh | 268 | Sub_sector | Transport | Vans | Transport (vans) | Energetic | transport_vans_final_demand_oil | Liquids | EU | Energy demand | 0.41138 | FEC
EE | TYNDP2026 | NT | 2030 | TWh | 269 | Sub_sector | Transport | Vans | Transport (vans) | Energetic | transport_vans_final_demand_other | Others | EU | Energy demand | 0 | FEC
EE | TYNDP2026 | NT | 2030 | TWh | 270 | Sub_sector | Transport | Vans | Transport (vans) | Energetic | transport_vans_final_demand_ammonia | Ammonia | EU | Energy demand | 0 | FEC
EE | TYNDP2026 | NT | 2030 | TWh | 272 | Sub_sector | Transport | Freight trains | Transport (trains) | Energetic | transport_trains_final_demand_electricity | Electricity | EU | Energy demand | 0.16562 | FEC
EE | TYNDP2026 | NT | 2030 | TWh | 273 | Sub_sector | Transport | Freight trains | Transport (trains) | Energetic | transport_trains_final_demand_hydrogen | Hydrogen | EU | Energy demand | 0.015731 | FEC
EE | TYNDP2026 | NT | 2030 | TWh | 274 | Sub_sector | Transport | Freight trains | Transport (trains) | Energetic | transport_trains_final_demand_methane | Methane | EU | Energy demand | 0 | FEC
EE | TYNDP2026 | NT | 2030 | TWh | 275 | Sub_sector | Transport | Freight trains | Transport (trains) | Energetic | transport_trains_final_demand_heat | Heat | EU | Energy demand | 0 | FEC
EE | TYNDP2026 | NT | 2030 | TWh | 276 | Sub_sector | Transport | Freight trains | Transport (trains) | Energetic | transport_trains_final_demand_biomass | Biomass | EU | Energy demand | 0 | FEC
EE | TYNDP2026 | NT | 2030 | TWh | 277 | Sub_sector | Transport | Freight trains | Transport (trains) | Energetic | transport_trains_final_demand_coal | Solids | EU | Energy demand | 0 | FEC
EE | TYNDP2026 | NT | 2030 | TWh | 278 | Sub_sector | Transport | Freight trains | Transport (trains) | Energetic | transport_trains_final_demand_oil | Liquids | EU | Energy demand | 0.054422 | FEC
EE | TYNDP2026 | NT | 2030 | TWh | 279 | Sub_sector | Transport | Freight trains | Transport (trains) | Energetic | transport_trains_final_demand_other | Others | EU | Energy demand | 0 | FEC
EE | TYNDP2026 | NT | 2030 | TWh | 280 | Sub_sector | Transport | Freight trains | Transport (trains) | Energetic | transport_trains_final_demand_ammonia | Ammonia | EU | Energy demand | 0 | FEC
EE | TYNDP2026 | NT | 2030 | TWh | 282 | Sub_sector | Transport | Ships | Transport (ships) | Energetic | transport_ships_final_demand_electricity | Electricity | EU | Energy demand | 0 | FEC
EE | TYNDP2026 | NT | 2030 | TWh | 283 | Sub_sector | Transport | Ships | Transport (ships) | Energetic | transport_ships_final_demand_hydrogen | Hydrogen | EU | Energy demand | 0.00021786 | FEC
EE | TYNDP2026 | NT | 2030 | TWh | 284 | Sub_sector | Transport | Ships | Transport (ships) | Energetic | transport_ships_final_demand_methane | Methane | EU | Energy demand | 0.0073139 | FEC
EE | TYNDP2026 | NT | 2030 | TWh | 285 | Sub_sector | Transport | Ships | Transport (ships) | Energetic | transport_ships_final_demand_heat | Heat | EU | Energy demand | 0 | FEC
EE | TYNDP2026 | NT | 2030 | TWh | 286 | Sub_sector | Transport | Ships | Transport (ships) | Energetic | transport_ships_final_demand_biomass | Biomass | EU | Energy demand | 0 | FEC
EE | TYNDP2026 | NT | 2030 | TWh | 287 | Sub_sector | Transport | Ships | Transport (ships) | Energetic | transport_ships_final_demand_coal | Solids | EU | Energy demand | 0 | FEC
EE | TYNDP2026 | NT | 2030 | TWh | 288 | Sub_sector | Transport | Ships | Transport (ships) | Energetic | transport_ships_final_demand_oil | Liquids | EU | Energy demand | 0.023576 | FEC
EE | TYNDP2026 | NT | 2030 | TWh | 289 | Sub_sector | Transport | Ships | Transport (ships) | Energetic | transport_ships_final_demand_other | Others | EU | Energy demand | 0 | FEC
EE | TYNDP2026 | NT | 2030 | TWh | 290 | Sub_sector | Transport | Ships | Transport (ships) | Energetic | transport_ships_final_demand_ammonia | Ammonia | EU | Energy demand | 0 | FEC
EE | TYNDP2026 | NT | 2030 | TWh | 292 | Sub_sector | Transport | Planes | Transport (planes) | Energetic | transport_planes_final_demand_electricity | Electricity | EU | Energy demand | 0.00013229 | FEC
EE | TYNDP2026 | NT | 2030 | TWh | 293 | Sub_sector | Transport | Planes | Transport (planes) | Energetic | transport_planes_final_demand_hydrogen | Hydrogen | EU | Energy demand | 0.00012666 | FEC
EE | TYNDP2026 | NT | 2030 | TWh | 294 | Sub_sector | Transport | Planes | Transport (planes) | Energetic | transport_planes_final_demand_methane | Methane | EU | Energy demand | 0 | FEC
EE | TYNDP2026 | NT | 2030 | TWh | 295 | Sub_sector | Transport | Planes | Transport (planes) | Energetic | transport_planes_final_demand_heat | Heat | EU | Energy demand | 0 | FEC
EE | TYNDP2026 | NT | 2030 | TWh | 296 | Sub_sector | Transport | Planes | Transport (planes) | Energetic | transport_planes_final_demand_biomass | Biomass | EU | Energy demand | 0 | FEC
EE | TYNDP2026 | NT | 2030 | TWh | 297 | Sub_sector | Transport | Planes | Transport (planes) | Energetic | transport_planes_final_demand_coal | Solids | EU | Energy demand | 0 | FEC
EE | TYNDP2026 | NT | 2030 | TWh | 298 | Sub_sector | Transport | Planes | Transport (planes) | Energetic | transport_planes_final_demand_oil | Liquids | EU | Energy demand | 0.0071751 | FEC
EE | TYNDP2026 | NT | 2030 | TWh | 299 | Sub_sector | Transport | Planes | Transport (planes) | Energetic | transport_planes_final_demand_other | Others | EU | Energy demand | 0 | FEC
EE | TYNDP2026 | NT | 2030 | TWh | 300 | Sub_sector | Transport | Planes | Transport (planes) | Energetic | transport_planes_final_demand_ammonia | Ammonia | EU | Energy demand | 0 | FEC
EE | TYNDP2026 | NT | 2030 | TWh | 302 | Sub_sector | Transport | Others | Transport (others) | Energetic | transport_other_final_demand_electricity | Electricity | EU | Energy demand | 0.00030889 | FEC
EE | TYNDP2026 | NT | 2030 | TWh | 303 | Sub_sector | Transport | Others | Transport (others) | Energetic | transport_other_final_demand_hydrogen | Hydrogen | EU | Energy demand | 0 | FEC
EE | TYNDP2026 | NT | 2030 | TWh | 304 | Sub_sector | Transport | Others | Transport (others) | Energetic | transport_other_final_demand_methane | Methane | EU | Energy demand | 0 | FEC
EE | TYNDP2026 | NT | 2030 | TWh | 305 | Sub_sector | Transport | Others | Transport (others) | Energetic | transport_other_final_demand_heat | Heat | EU | Energy demand | 0 | FEC
EE | TYNDP2026 | NT | 2030 | TWh | 306 | Sub_sector | Transport | Others | Transport (others) | Energetic | transport_other_final_demand_biomass | Biomass | EU | Energy demand | 0 | FEC
EE | TYNDP2026 | NT | 2030 | TWh | 307 | Sub_sector | Transport | Others | Transport (others) | Energetic | transport_other_final_demand_coal | Solids | EU | Energy demand | 0 | FEC
EE | TYNDP2026 | NT | 2030 | TWh | 308 | Sub_sector | Transport | Others | Transport (others) | Energetic | transport_other_final_demand_oil | Liquids | EU | Energy demand | 0.041493 | FEC
EE | TYNDP2026 | NT | 2030 | TWh | 309 | Sub_sector | Transport | Others | Transport (others) | Energetic | transport_other_final_demand_other | Others | EU | Energy demand | 0 | FEC
EE | TYNDP2026 | NT | 2030 | TWh | 310 | Sub_sector | Transport | Others | Transport (others) | Energetic | transport_other_final_demand_ammonia | Ammonia | EU | Energy demand | 0 | FEC
EE | TYNDP2026 | NT | 2030 | TWh | 312 | Sub_sector | International transport | International aviation | Transport (int. aviation) | Energetic | transport_int_aviation_final_demand_electricity | Electricity | EU | Energy demand | 0 | FEC
EE | TYNDP2026 | NT | 2030 | TWh | 313 | Sub_sector | International transport | International aviation | Transport (int. aviation) | Energetic | transport_int_aviation_final_demand_hydrogen | Hydrogen | EU | Energy demand | 0 | FEC
EE | TYNDP2026 | NT | 2030 | TWh | 314 | Sub_sector | International transport | International aviation | Transport (int. aviation) | Energetic | transport_int_aviation_final_demand_methane | Methane | EU | Energy demand | 0 | FEC
EE | TYNDP2026 | NT | 2030 | TWh | 315 | Sub_sector | International transport | International aviation | Transport (int. aviation) | Energetic | transport_int_aviation_final_demand_heat | Heat | EU | Energy demand | 0 | FEC
EE | TYNDP2026 | NT | 2030 | TWh | 316 | Sub_sector | International transport | International aviation | Transport (int. aviation) | Energetic | transport_int_aviation_final_demand_biofuels | Biomass | EU | Energy demand | 0 | FEC
EE | TYNDP2026 | NT | 2030 | TWh | 317 | Sub_sector | International transport | International aviation | Transport (int. aviation) | Energetic | transport_int_aviation_final_demand_coal | Solids | EU | Energy demand | 0 | FEC
EE | TYNDP2026 | NT | 2030 | TWh | 318 | Sub_sector | International transport | International aviation | Transport (int. aviation) | Energetic | transport_int_aviation_final_demand_oil | Liquids | EU | Energy demand | 0.79642 | FEC
EE | TYNDP2026 | NT | 2030 | TWh | 319 | Sub_sector | International transport | International aviation | Transport (int. aviation) | Energetic | transport_int_aviation_final_demand_other | Others | EU | Energy demand | 0 | FEC
EE | TYNDP2026 | NT | 2030 | TWh | 320 | Sub_sector | International transport | International aviation | Transport (int. aviation) | Energetic | transport_int_aviation_final_demand_ammonia | Ammonia | EU | Energy demand | 0 | FEC
EE | TYNDP2026 | NT | 2030 | TWh | 322 | Sub_sector | International transport | International shipping | Transport (int. shipping) | Energetic | transport_int_shipping_final_demand_electricity | Electricity | EU | Energy demand | 0 | not_included_in_FEC
EE | TYNDP2026 | NT | 2030 | TWh | 323 | Sub_sector | International transport | International shipping | Transport (int. shipping) | Energetic | transport_int_shipping_final_demand_hydrogen | Hydrogen | EU | Energy demand | 0.026838 | not_included_in_FEC
EE | TYNDP2026 | NT | 2030 | TWh | 324 | Sub_sector | International transport | International shipping | Transport (int. shipping) | Energetic | transport_int_shipping_final_demand_methane | Methane | EU | Energy demand | 0.37511 | not_included_in_FEC
EE | TYNDP2026 | NT | 2030 | TWh | 325 | Sub_sector | International transport | International shipping | Transport (int. shipping) | Energetic | transport_int_shipping_final_demand_heat | Heat | EU | Energy demand | 0 | not_included_in_FEC
EE | TYNDP2026 | NT | 2030 | TWh | 326 | Sub_sector | International transport | International shipping | Transport (int. shipping) | Energetic | transport_int_shipping_final_demand_biofuels | Biomass | EU | Energy demand | 0 | not_included_in_FEC
EE | TYNDP2026 | NT | 2030 | TWh | 327 | Sub_sector | International transport | International shipping | Transport (int. shipping) | Energetic | transport_int_shipping_final_demand_coal | Solids | EU | Energy demand | 0 | not_included_in_FEC
EE | TYNDP2026 | NT | 2030 | TWh | 328 | Sub_sector | International transport | International shipping | Transport (int. shipping) | Energetic | transport_int_shipping_final_demand_oil | Liquids | EU | Energy demand | 1.491 | not_included_in_FEC
EE | TYNDP2026 | NT | 2030 | TWh | 329 | Sub_sector | International transport | International shipping | Transport (int. shipping) | Energetic | transport_int_shipping_final_demand_other | Others | EU | Energy demand | 0 | not_included_in_FEC
EE | TYNDP2026 | NT | 2030 | TWh | 330 | Sub_sector | International transport | International shipping | Transport (int. shipping) | Energetic | transport_int_shipping_final_demand_ammonia | Ammonia | EU | Energy demand | 0 | not_included_in_FEC
EE | TYNDP2026 | NT | 2030 | TWh | 332 | Sub_sector | Households | Space heating | Households (heating) | Energetic | households_heating_final_demand_electricity | Electricity | EU | Energy demand | 0.65332 | FEC
EE | TYNDP2026 | NT | 2030 | TWh | 333 | Sub_sector | Households | Space heating | Households (heating) | Energetic | households_heating_final_demand_hydrogen | Hydrogen | EU | Energy demand | 0.2845 | FEC
EE | TYNDP2026 | NT | 2030 | TWh | 334 | Sub_sector | Households | Space heating | Households (heating) | Energetic | households_heating_final_demand_methane | Methane | EU | Energy demand | 0.53211 | FEC
EE | TYNDP2026 | NT | 2030 | TWh | 335 | Sub_sector | Households | Space heating | Households (heating) | Energetic | households_heating_final_demand_heat | Heat | EU | Energy demand | 1.047 | FEC
EE | TYNDP2026 | NT | 2030 | TWh | 336 | Sub_sector | Households | Space heating | Households (heating) | Energetic | households_heating_final_demand_biomass | Biomass | EU | Energy demand | 4.3356 | FEC
EE | TYNDP2026 | NT | 2030 | TWh | 337 | Sub_sector | Households | Space heating | Households (heating) | Energetic | households_heating_final_demand_coal | Solids | EU | Energy demand | 0.098784 | FEC
EE | TYNDP2026 | NT | 2030 | TWh | 338 | Sub_sector | Households | Space heating | Households (heating) | Energetic | households_heating_final_demand_oil | Liquids | EU | Energy demand | 0.078015 | FEC
EE | TYNDP2026 | NT | 2030 | TWh | 339 | Sub_sector | Households | Space heating | Households (heating) | Energetic | households_heating_final_demand_other | Others | EU | Energy demand | 0.044593 | FEC
EE | TYNDP2026 | NT | 2030 | TWh | 340 | Sub_sector | Households | Space heating | Households (heating) | Energetic | households_heating_final_demand_ammonia | Ammonia | EU | Energy demand | 0 | FEC
EE | TYNDP2026 | NT | 2030 | TWh | 343 | Sub_sector | Households | Cooling | Households (cooling) | Energetic | households_cooling_final_demand_electricity | Electricity | EU | Energy demand | 0 | FEC
EE | TYNDP2026 | NT | 2030 | TWh | 344 | Sub_sector | Households | Cooling | Households (cooling) | Energetic | households_cooling_final_demand_hydrogen | Hydrogen | EU | Energy demand | 0 | FEC
EE | TYNDP2026 | NT | 2030 | TWh | 345 | Sub_sector | Households | Cooling | Households (cooling) | Energetic | households_cooling_final_demand_methane | Methane | EU | Energy demand | 0 | FEC
EE | TYNDP2026 | NT | 2030 | TWh | 346 | Sub_sector | Households | Cooling | Households (cooling) | Energetic | households_cooling_final_demand_heat | Heat | EU | Energy demand | 0 | FEC
EE | TYNDP2026 | NT | 2030 | TWh | 347 | Sub_sector | Households | Cooling | Households (cooling) | Energetic | households_cooling_final_demand_biomass | Biomass | EU | Energy demand | 0 | FEC
EE | TYNDP2026 | NT | 2030 | TWh | 348 | Sub_sector | Households | Cooling | Households (cooling) | Energetic | households_cooling_final_demand_coal | Solids | EU | Energy demand | 0 | FEC
EE | TYNDP2026 | NT | 2030 | TWh | 349 | Sub_sector | Households | Cooling | Households (cooling) | Energetic | households_cooling_final_demand_oil | Liquids | EU | Energy demand | 0 | FEC
EE | TYNDP2026 | NT | 2030 | TWh | 350 | Sub_sector | Households | Cooling | Households (cooling) | Energetic | households_cooling_final_demand_other | Others | EU | Energy demand | 0 | FEC
EE | TYNDP2026 | NT | 2030 | TWh | 351 | Sub_sector | Households | Cooling | Households (cooling) | Energetic | households_cooling_final_demand_ammonia | Ammonia | EU | Energy demand | 0 | FEC
EE | TYNDP2026 | NT | 2030 | TWh | 354 | Sub_sector | Households | Hot water | Households (hot water) | Energetic | households_hot_water_final_demand_electricity | Electricity | EU | Energy demand | 0.1357 | FEC
EE | TYNDP2026 | NT | 2030 | TWh | 355 | Sub_sector | Households | Hot water | Households (hot water) | Energetic | households_hot_water_final_demand_hydrogen | Hydrogen | EU | Energy demand | 0.093084 | FEC
EE | TYNDP2026 | NT | 2030 | TWh | 356 | Sub_sector | Households | Hot water | Households (hot water) | Energetic | households_hot_water_final_demand_methane | Methane | EU | Energy demand | 0.16015 | FEC
EE | TYNDP2026 | NT | 2030 | TWh | 357 | Sub_sector | Households | Hot water | Households (hot water) | Energetic | households_hot_water_final_demand_heat | Heat | EU | Energy demand | 0.25583 | FEC
EE | TYNDP2026 | NT | 2030 | TWh | 358 | Sub_sector | Households | Hot water | Households (hot water) | Energetic | households_hot_water_final_demand_biomass | Biomass | EU | Energy demand | 0.49424 | FEC
EE | TYNDP2026 | NT | 2030 | TWh | 359 | Sub_sector | Households | Hot water | Households (hot water) | Energetic | households_hot_water_final_demand_coal | Solids | EU | Energy demand | 0.0081131 | FEC
EE | TYNDP2026 | NT | 2030 | TWh | 360 | Sub_sector | Households | Hot water | Households (hot water) | Energetic | households_hot_water_final_demand_oil | Liquids | EU | Energy demand | 0.0064073 | FEC
EE | TYNDP2026 | NT | 2030 | TWh | 361 | Sub_sector | Households | Hot water | Households (hot water) | Energetic | households_hot_water_final_demand_other | Others | EU | Energy demand | 0.018626 | FEC
EE | TYNDP2026 | NT | 2030 | TWh | 362 | Sub_sector | Households | Hot water | Households (hot water) | Energetic | households_hot_water_final_demand_ammonia | Ammonia | EU | Energy demand | 0 | FEC
EE | TYNDP2026 | NT | 2030 | TWh | 365 | Sub_sector | Households | Appliances | Households (appliances) | Energetic | households_appliances_final_demand_electricity | Electricity | EU | Energy demand | 1.364 | FEC
EE | TYNDP2026 | NT | 2030 | TWh | 366 | Sub_sector | Households | Appliances | Households (appliances) | Energetic | households_appliances_final_demand_hydrogen | Hydrogen | EU | Energy demand | 0 | FEC
EE | TYNDP2026 | NT | 2030 | TWh | 367 | Sub_sector | Households | Appliances | Households (appliances) | Energetic | households_appliances_final_demand_methane | Methane | EU | Energy demand | 0.10623 | FEC
EE | TYNDP2026 | NT | 2030 | TWh | 368 | Sub_sector | Households | Appliances | Households (appliances) | Energetic | households_appliances_final_demand_heat | Heat | EU | Energy demand | 0 | FEC
EE | TYNDP2026 | NT | 2030 | TWh | 369 | Sub_sector | Households | Appliances | Households (appliances) | Energetic | households_appliances_final_demand_biomass | Biomass | EU | Energy demand | 0.021447 | FEC
EE | TYNDP2026 | NT | 2030 | TWh | 370 | Sub_sector | Households | Appliances | Households (appliances) | Energetic | households_appliances_final_demand_coal | Solids | EU | Energy demand | 0 | FEC
EE | TYNDP2026 | NT | 2030 | TWh | 371 | Sub_sector | Households | Appliances | Households (appliances) | Energetic | households_appliances_final_demand_oil | Liquids | EU | Energy demand | 0 | FEC
EE | TYNDP2026 | NT | 2030 | TWh | 372 | Sub_sector | Households | Appliances | Households (appliances) | Energetic | households_appliances_final_demand_other | Others | EU | Energy demand | 0 | FEC
EE | TYNDP2026 | NT | 2030 | TWh | 373 | Sub_sector | Households | Appliances | Households (appliances) | Energetic | households_appliances_final_demand_ammonia | Ammonia | EU | Energy demand | 0 | FEC
EE | TYNDP2026 | NT | 2030 | TWh | 375 | Sub_sector | Buildings | Space heating | Buildings (heat) | Energetic | buildings_heat_final_demand_electricity | Electricity | EU | Energy demand | 1.2471 | FEC
EE | TYNDP2026 | NT | 2030 | TWh | 376 | Sub_sector | Buildings | Space heating | Buildings (heat) | Energetic | buildings_heat_final_demand_hydrogen | Hydrogen | EU | Energy demand | 0.046091 | FEC
EE | TYNDP2026 | NT | 2030 | TWh | 377 | Sub_sector | Buildings | Space heating | Buildings (heat) | Energetic | buildings_heat_final_demand_methane | Methane | EU | Energy demand | 0.67091 | FEC
EE | TYNDP2026 | NT | 2030 | TWh | 378 | Sub_sector | Buildings | Space heating | Buildings (heat) | Energetic | buildings_heat_final_demand_heat | Heat | EU | Energy demand | 1.1367 | FEC
EE | TYNDP2026 | NT | 2030 | TWh | 379 | Sub_sector | Buildings | Space heating | Buildings (heat) | Energetic | buildings_heat_final_demand_biomass | Biomass | EU | Energy demand | 0.093092 | FEC
EE | TYNDP2026 | NT | 2030 | TWh | 380 | Sub_sector | Buildings | Space heating | Buildings (heat) | Energetic | buildings_heat_final_demand_coal | Solids | EU | Energy demand | 0.010107 | FEC
EE | TYNDP2026 | NT | 2030 | TWh | 381 | Sub_sector | Buildings | Space heating | Buildings (heat) | Energetic | buildings_heat_final_demand_oil | Liquids | EU | Energy demand | 0.17393 | FEC
EE | TYNDP2026 | NT | 2030 | TWh | 382 | Sub_sector | Buildings | Space heating | Buildings (heat) | Energetic | buildings_heat_final_demand_other | Others | EU | Energy demand | 0 | FEC
EE | TYNDP2026 | NT | 2030 | TWh | 383 | Sub_sector | Buildings | Space heating | Buildings (heat) | Energetic | buildings_heat_final_demand_ammonia | Ammonia | EU | Energy demand | 0 | FEC
EE | TYNDP2026 | NT | 2030 | TWh | 386 | Sub_sector | Buildings | Cooling | Buildings (cooling) | Energetic | buildings_cooling_final_demand_electricity | Electricity | EU | Energy demand | 0.014044 | FEC
EE | TYNDP2026 | NT | 2030 | TWh | 387 | Sub_sector | Buildings | Cooling | Buildings (cooling) | Energetic | buildings_cooling_final_demand_hydrogen | Hydrogen | EU | Energy demand | 0 | FEC
EE | TYNDP2026 | NT | 2030 | TWh | 388 | Sub_sector | Buildings | Cooling | Buildings (cooling) | Energetic | buildings_cooling_final_demand_methane | Methane | EU | Energy demand | 0 | FEC
EE | TYNDP2026 | NT | 2030 | TWh | 389 | Sub_sector | Buildings | Cooling | Buildings (cooling) | Energetic | buildings_cooling_final_demand_heat | Heat | EU | Energy demand | 0 | FEC
EE | TYNDP2026 | NT | 2030 | TWh | 390 | Sub_sector | Buildings | Cooling | Buildings (cooling) | Energetic | buildings_cooling_final_demand_biomass | Biomass | EU | Energy demand | 0 | FEC
EE | TYNDP2026 | NT | 2030 | TWh | 391 | Sub_sector | Buildings | Cooling | Buildings (cooling) | Energetic | buildings_cooling_final_demand_coal | Solids | EU | Energy demand | 0 | FEC
EE | TYNDP2026 | NT | 2030 | TWh | 392 | Sub_sector | Buildings | Cooling | Buildings (cooling) | Energetic | buildings_cooling_final_demand_oil | Liquids | EU | Energy demand | 0 | FEC
EE | TYNDP2026 | NT | 2030 | TWh | 393 | Sub_sector | Buildings | Cooling | Buildings (cooling) | Energetic | buildings_cooling_final_demand_other | Others | EU | Energy demand | 0 | FEC
EE | TYNDP2026 | NT | 2030 | TWh | 394 | Sub_sector | Buildings | Cooling | Buildings (cooling) | Energetic | buildings_cooling_final_demand_ammonia | Ammonia | EU | Energy demand | 0 | FEC
EE | TYNDP2026 | NT | 2030 | TWh | 397 | Sub_sector | Buildings | Appliances | Buildings (appliances) | Energetic | buildings_appliances_final_demand_electricity | Electricity | EU | Energy demand | 1.3336 | FEC
EE | TYNDP2026 | NT | 2030 | TWh | 398 | Sub_sector | Buildings | Appliances | Buildings (appliances) | Energetic | buildings_appliances_final_demand_hydrogen | Hydrogen | EU | Energy demand | 0 | FEC
EE | TYNDP2026 | NT | 2030 | TWh | 399 | Sub_sector | Buildings | Appliances | Buildings (appliances) | Energetic | buildings_appliances_final_demand_methane | Methane | EU | Energy demand | 0.17279 | FEC
EE | TYNDP2026 | NT | 2030 | TWh | 400 | Sub_sector | Buildings | Appliances | Buildings (appliances) | Energetic | buildings_appliances_final_demand_heat | Heat | EU | Energy demand | 0 | FEC
EE | TYNDP2026 | NT | 2030 | TWh | 401 | Sub_sector | Buildings | Appliances | Buildings (appliances) | Energetic | buildings_appliances_final_demand_biomass | Biomass | EU | Energy demand | 0 | FEC
EE | TYNDP2026 | NT | 2030 | TWh | 402 | Sub_sector | Buildings | Appliances | Buildings (appliances) | Energetic | buildings_appliances_final_demand_coal | Solids | EU | Energy demand | 0 | FEC
EE | TYNDP2026 | NT | 2030 | TWh | 403 | Sub_sector | Buildings | Appliances | Buildings (appliances) | Energetic | buildings_appliances_final_demand_oil | Liquids | EU | Energy demand | 0 | FEC
EE | TYNDP2026 | NT | 2030 | TWh | 404 | Sub_sector | Buildings | Appliances | Buildings (appliances) | Energetic | buildings_appliances_final_demand_other | Others | EU | Energy demand | 0 | FEC
EE | TYNDP2026 | NT | 2030 | TWh | 405 | Sub_sector | Buildings | Appliances | Buildings (appliances) | Energetic | buildings_appliances_final_demand_ammonia | Ammonia | EU | Energy demand | 0 | FEC
EE | TYNDP2026 | NT | 2030 | TWh | 407 | Sub_sector | Buildings | Datacenters | Datacenters & ICT | Energetic | datacentres_final_demand_electricity_energetic | Electricity | EU | Energy demand | 0.48103 | FEC
EE | TYNDP2026 | NT | 2030 | TWh | 408 | Sub_sector | Buildings | Datacenters | Datacenters & ICT | Energetic | datacentres_final_demand_hydrogen_energetic | Hydrogen | EU | Energy demand | 0 | FEC
EE | TYNDP2026 | NT | 2030 | TWh | 409 | Sub_sector | Buildings | Datacenters | Datacenters & ICT | Energetic | datacentres_final_demand_methane_energetic | Methane | EU | Energy demand | 0 | FEC
EE | TYNDP2026 | NT | 2030 | TWh | 410 | Sub_sector | Buildings | Datacenters | Datacenters & ICT | Energetic | datacentres_final_demand_heat_energetic | Heat | EU | Energy demand | 0 | FEC
EE | TYNDP2026 | NT | 2030 | TWh | 411 | Sub_sector | Buildings | Datacenters | Datacenters & ICT | Energetic | datacentres_final_demand_biomass_energetic | Biomass | EU | Energy demand | 0 | FEC
EE | TYNDP2026 | NT | 2030 | TWh | 412 | Sub_sector | Buildings | Datacenters | Datacenters & ICT | Energetic | datacentres_final_demand_coal_energetic | Solids | EU | Energy demand | 0 | FEC
EE | TYNDP2026 | NT | 2030 | TWh | 413 | Sub_sector | Buildings | Datacenters | Datacenters & ICT | Energetic | datacentres_final_demand_oil_energetic | Liquids | EU | Energy demand | 0 | FEC
EE | TYNDP2026 | NT | 2030 | TWh | 414 | Sub_sector | Buildings | Datacenters | Datacenters & ICT | Energetic | datacentres_final_demand_other_energetic | Others | EU | Energy demand | 0 | FEC
EE | TYNDP2026 | NT | 2030 | TWh | 415 | Sub_sector | Buildings | Datacenters | Datacenters & ICT | Energetic | datacentres_final_demand_ammonia_energetic | Ammonia | EU | Energy demand | 0 | FEC
EE | TYNDP2026 | NT | 2030 | TWh | 417 | Sub_sector | Transport | Others_Sector | Others_Sector | Energetic | other_final_demand_electricity_energetic | Electricity | EU | Energy demand | 0 | FEC
EE | TYNDP2026 | NT | 2030 | TWh | 418 | Sub_sector | Transport | Others_Sector | Others_Sector | Energetic | other_final_demand_hydrogen_energetic | Hydrogen | EU | Energy demand | 0 | FEC
EE | TYNDP2026 | NT | 2030 | TWh | 419 | Sub_sector | Transport | Pipeline Transport | Others_Sector | Energetic | other_final_demand_methane_energetic | Methane | EU | Energy demand | 0 | FEC
EE | TYNDP2026 | NT | 2030 | TWh | 420 | Sub_sector | Transport | Others_Sector | Others_Sector | Energetic | other_final_demand_heat_energetic | Heat | EU | Energy demand | 0 | FEC
EE | TYNDP2026 | NT | 2030 | TWh | 421 | Sub_sector | Transport | Others_Sector | Others_Sector | Energetic | other_final_demand_biomass_energetic | Biomass | EU | Energy demand | 0 | FEC
EE | TYNDP2026 | NT | 2030 | TWh | 422 | Sub_sector | Transport | Others_Sector | Others_Sector | Energetic | other_final_demand_coal_energetic | Solids | EU | Energy demand | 0 | FEC
EE | TYNDP2026 | NT | 2030 | TWh | 423 | Sub_sector | Transport | Others_Sector | Others_Sector | Energetic | other_final_demand_oil_energetic | Liquids | EU | Energy demand | 0.027 | FEC
EE | TYNDP2026 | NT | 2030 | TWh | 424 | Sub_sector | Others_Sector | Others_Sector | Others_Sector | Non-energetic | other_final_demand_oil_non_energetic | Liquids | EU | Energy demand | 0.015167 | not_included_in_FEC
EE | TYNDP2026 | NT | 2030 | TWh | 425 | Sub_sector | Transport | Others_Sector | Others_Sector | Energetic | other_final_demand_other_energetic | Others | EU | Energy demand | 0 | FEC
EE | TYNDP2026 | NT | 2030 | TWh | 426 | Sub_sector | Transport | Others_Sector | Others_Sector | Energetic | other_final_demand_ammonia_energetic | Ammonia | EU | Energy demand | 0 | FEC
EE | TYNDP2026 | NT | 2030 | TWh | 427 | Sub_sector | Industry | Surplus_Heat_in_Industry | Surplus_Heat_in_Industry | Energetic | final_demand_of_industry_unused_local_production_steam_hot_water | Heat | EU | Energy demand | 0 | FEC
EE | TYNDP2026 | NT | 2030 | TWh | 429 | Sub_sector | Agriculture | Total | Agriculture | Energetic | agriculture_final_demand_electricity_energetic | Electricity | EU | Energy demand | 0.14312 | FEC
EE | TYNDP2026 | NT | 2030 | TWh | 430 | Sub_sector | Agriculture | Total | Agriculture | Energetic | agriculture_final_demand_hydrogen_energetic | Hydrogen | EU | Energy demand | 0 | FEC
EE | TYNDP2026 | NT | 2030 | TWh | 431 | Sub_sector | Agriculture | Total | Agriculture | Energetic | agriculture_final_demand_methane_energetic | Methane | EU | Energy demand | 0.069267 | FEC
EE | TYNDP2026 | NT | 2030 | TWh | 432 | Sub_sector | Agriculture | Total | Agriculture | Energetic | agriculture_final_demand_heat_energetic | Heat | EU | Energy demand | 0.018207 | FEC
EE | TYNDP2026 | NT | 2030 | TWh | 433 | Sub_sector | Agriculture | Total | Agriculture | Energetic | agriculture_final_demand_biomass_energetic | Biomass | EU | Energy demand | 0.063406 | FEC
EE | TYNDP2026 | NT | 2030 | TWh | 434 | Sub_sector | Agriculture | Total | Agriculture | Energetic | agriculture_final_demand_coal_energetic | Solids | EU | Energy demand | 0 | FEC
EE | TYNDP2026 | NT | 2030 | TWh | 435 | Sub_sector | Agriculture | Total | Agriculture | Energetic | agriculture_final_demand_oil_energetic | Liquids | EU | Energy demand | 0.89696 | FEC
EE | TYNDP2026 | NT | 2030 | TWh | 436 | Sub_sector | Agriculture | Total | Agriculture | Energetic | agriculture_final_demand_other_energetic | Others | EU | Energy demand | 0 | FEC
EE | TYNDP2026 | NT | 2030 | TWh | 437 | Sub_sector | Agriculture | Total | Agriculture | Energetic | agriculture_final_demand_ammonia_energetic | Ammonia | EU | Energy demand | 0 | FEC
EE | TYNDP2026 | NT | 2030 | TWh | 447 | Sub_sector | Buildings | Surplus Energy | Buildings | Energetic | GAP | Electricity | EU | Energy demand | 0 | FEC
EE | TYNDP2026 | NT | 2030 | TWh | 448 | Sub_sector | Buildings | Surplus Energy | Buildings | Energetic | GAP | Hydrogen | EU | Energy demand | 0 | FEC
EE | TYNDP2026 | NT | 2030 | TWh | 449 | Sub_sector | Buildings | Surplus Energy | Buildings | Energetic | GAP | Methane | EU | Energy demand | 0.0031778 | FEC
EE | TYNDP2026 | NT | 2030 | TWh | 450 | Sub_sector | Buildings | Surplus Energy | Buildings | Energetic | GAP | Heat | EU | Energy demand | 0 | FEC
EE | TYNDP2026 | NT | 2030 | TWh | 451 | Sub_sector | Buildings | Surplus Energy | Buildings | Energetic | GAP | Biomass | EU | Energy demand | 0.00021445 | FEC
EE | TYNDP2026 | NT | 2030 | TWh | 452 | Sub_sector | Buildings | Surplus Energy | Buildings | Energetic | GAP | Solids | EU | Energy demand | 0 | FEC
EE | TYNDP2026 | NT | 2030 | TWh | 453 | Sub_sector | Buildings | Surplus Energy | Buildings | Energetic | GAP | Liquids | EU | Energy demand | 0.023687 | FEC
EE | TYNDP2026 | NT | 2030 | TWh | 454 | Sub_sector | Buildings | Surplus Energy | Buildings | Energetic | GAP | Others | EU | Energy demand | 0 | FEC
EE | TYNDP2026 | NT | 2030 | TWh | 455 | Sub_sector | Buildings | Surplus Energy | Buildings | Energetic | GAP | Ammonia | EU | Energy demand | 0 | FEC
EE | TYNDP2026 | NT | 2030 | TWh | 456 | Sub_sector | Households | Surplus Energy | Households | Energetic | GAP | Electricity | EU | Energy demand | 0 | FEC
EE | TYNDP2026 | NT | 2030 | TWh | 457 | Sub_sector | Households | Surplus Energy | Households | Energetic | GAP | Hydrogen | EU | Energy demand | 0 | FEC
EE | TYNDP2026 | NT | 2030 | TWh | 458 | Sub_sector | Households | Surplus Energy | Households | Energetic | GAP | Methane | EU | Energy demand | 0.014685 | FEC
EE | TYNDP2026 | NT | 2030 | TWh | 459 | Sub_sector | Households | Surplus Energy | Households | Energetic | GAP | Heat | EU | Energy demand | 0 | FEC
EE | TYNDP2026 | NT | 2030 | TWh | 460 | Sub_sector | Households | Surplus Energy | Households | Energetic | GAP | Biomass | EU | Energy demand | 0 | FEC
EE | TYNDP2026 | NT | 2030 | TWh | 461 | Sub_sector | Households | Surplus Energy | Households | Energetic | GAP | Solids | EU | Energy demand | 0 | FEC
EE | TYNDP2026 | NT | 2030 | TWh | 462 | Sub_sector | Households | Surplus Energy | Households | Energetic | GAP | Liquids | EU | Energy demand | 0 | FEC
EE | TYNDP2026 | NT | 2030 | TWh | 463 | Sub_sector | Households | Surplus Energy | Households | Energetic | GAP | Others | EU | Energy demand | 0 | FEC
EE | TYNDP2026 | NT | 2030 | TWh | 464 | Sub_sector | Households | Surplus Energy | Households | Energetic | GAP | Ammonia | EU | Energy demand | 0 | FEC
EE | TYNDP2026 | NT | 2035 | TWh | 102 | Sub_sector | Industry | Aluminium | Industry (aluminium) | Energetic | industry_aluminium_demand_electricity_energetic | Electricity | EU | Energy demand | 0 | FEC
EE | TYNDP2026 | NT | 2035 | TWh | 103 | Sub_sector | Industry | Aluminium | Industry (aluminium) | Energetic | industry_aluminium_demand_hydrogen_energetic | Hydrogen | EU | Energy demand | 0 | FEC
EE | TYNDP2026 | NT | 2035 | TWh | 104 | Sub_sector | Industry | Aluminium | Industry (aluminium) | Energetic | industry_aluminium_demand_methane_energetic | Methane | EU | Energy demand | 0 | FEC
EE | TYNDP2026 | NT | 2035 | TWh | 105 | Sub_sector | Industry | Aluminium | Industry (aluminium) | Energetic | industry_aluminium_demand_heat_energetic | Heat | EU | Energy demand | 0 | FEC
EE | TYNDP2026 | NT | 2035 | TWh | 106 | Sub_sector | Industry | Aluminium | Industry (aluminium) | Energetic | industry_aluminium_demand_biomass_energetic | Biomass | EU | Energy demand | 0 | FEC
EE | TYNDP2026 | NT | 2035 | TWh | 107 | Sub_sector | Industry | Aluminium | Industry (aluminium) | Energetic | industry_aluminium_demand_coal_energetic | Solids | EU | Energy demand | 0 | FEC
EE | TYNDP2026 | NT | 2035 | TWh | 108 | Sub_sector | Industry | Aluminium | Industry (aluminium) | Energetic | industry_aluminium_demand_oil_energetic | Liquids | EU | Energy demand | 0 | FEC
EE | TYNDP2026 | NT | 2035 | TWh | 109 | Sub_sector | Industry | Aluminium | Industry (aluminium) | Energetic | industry_aluminium_demand_others_energetic | Others | EU | Energy demand | 0 | FEC
EE | TYNDP2026 | NT | 2035 | TWh | 110 | Sub_sector | Industry | Aluminium | Industry (aluminium) | Energetic | industry_ammonia_demand_others_energetic | Ammonia | EU | Energy demand | 0 | FEC
EE | TYNDP2026 | NT | 2035 | TWh | 112 | Sub_sector | Industry | Chemicals | Industry (chemicals, energetic) | Energetic | industry_chemical_demand_electricity_energetic | Electricity | EU | Energy demand | 0.25338 | FEC
EE | TYNDP2026 | NT | 2035 | TWh | 113 | Sub_sector | Industry | Chemicals | Industry (chemicals, energetic) | Energetic | industry_chemical_demand_hydrogen_energetic | Hydrogen | EU | Energy demand | 0.021703 | FEC
EE | TYNDP2026 | NT | 2035 | TWh | 114 | Sub_sector | Industry | Chemicals | Industry (chemicals, energetic) | Energetic | industry_chemical_demand_methane_energetic | Methane | EU | Energy demand | 0.060208 | FEC
EE | TYNDP2026 | NT | 2035 | TWh | 115 | Sub_sector | Industry | Chemicals | Industry (chemicals, energetic) | Energetic | industry_chemical_demand_heat_energetic | Heat | EU | Energy demand | 0.028354 | FEC
EE | TYNDP2026 | NT | 2035 | TWh | 116 | Sub_sector | Industry | Chemicals | Industry (chemicals, energetic) | Energetic | industry_chemical_demand_biomass_energetic | Biomass | EU | Energy demand | 0.04253 | FEC
EE | TYNDP2026 | NT | 2035 | TWh | 117 | Sub_sector | Industry | Chemicals | Industry (chemicals, energetic) | Energetic | industry_chemical_demand_coal_energetic | Solids | EU | Energy demand | 0.0015752 | FEC
EE | TYNDP2026 | NT | 2035 | TWh | 118 | Sub_sector | Industry | Chemicals | Industry (chemicals, energetic) | Energetic | industry_chemical_demand_oil_energetic | Liquids | EU | Energy demand | 0.0015183 | FEC
EE | TYNDP2026 | NT | 2035 | TWh | 119 | Sub_sector | Industry | Chemicals | Industry (chemicals, energetic) | Energetic | industry_chemical_demand_others_energetic | Others | EU | Energy demand | 0 | FEC
EE | TYNDP2026 | NT | 2035 | TWh | 120 | Sub_sector | Industry | Chemicals | Industry (chemicals, energetic) | Energetic | industry_chemical_demand_ammonia_energetic | Ammonia | EU | Energy demand | 0 | FEC
EE | TYNDP2026 | NT | 2035 | TWh | 122 | Sub_sector | Industry | Chemicals | Industry (chemicals, non-energetic) | Non-energetic | industry_chemical_demand_electricity_non_energetic | Electricity | EU | Energy demand | 0 | not_included_in_FEC
EE | TYNDP2026 | NT | 2035 | TWh | 123 | Sub_sector | Industry | Chemicals | Industry (chemicals, non-energetic) | Non-energetic | industry_chemical_demand_hydrogen_non_energetic | Hydrogen | EU | Energy demand | 0 | not_included_in_FEC
EE | TYNDP2026 | NT | 2035 | TWh | 124 | Sub_sector | Industry | Chemicals | Industry (chemicals, non-energetic) | Non-energetic | industry_chemical_demand_methane_non_energetic | Methane | EU | Energy demand | 0 | not_included_in_FEC
EE | TYNDP2026 | NT | 2035 | TWh | 125 | Sub_sector | Industry | Chemicals | Industry (chemicals, non-energetic) | Non-energetic | industry_chemical_demand_heat_non_energetic | Heat | EU | Energy demand | 0 | not_included_in_FEC
EE | TYNDP2026 | NT | 2035 | TWh | 126 | Sub_sector | Industry | Chemicals | Industry (chemicals, non-energetic) | Non-energetic | industry_chemical_demand_biomass_non_energetic | Biomass | EU | Energy demand | 0 | not_included_in_FEC
EE | TYNDP2026 | NT | 2035 | TWh | 127 | Sub_sector | Industry | Chemicals | Industry (chemicals, non-energetic) | Non-energetic | industry_chemical_demand_coal_non_energetic | Solids | EU | Energy demand | 0 | not_included_in_FEC
EE | TYNDP2026 | NT | 2035 | TWh | 128 | Sub_sector | Industry | Chemicals | Industry (chemicals, non-energetic) | Non-energetic | industry_chemical_demand_oil_non_energetic | Liquids | EU | Energy demand | 0 | not_included_in_FEC
EE | TYNDP2026 | NT | 2035 | TWh | 129 | Sub_sector | Industry | Chemicals | Industry (chemicals, non-energetic) | Non-energetic | industry_chemical_demand_others_non_energetic | Others | EU | Energy demand | 0 | not_included_in_FEC
EE | TYNDP2026 | NT | 2035 | TWh | 130 | Sub_sector | Industry | Chemicals | Industry (chemicals, non-energetic) | Non-energetic | industry_chemical_demand_ammonia_non_energetic | Ammonia | EU | Energy demand | 0 | not_included_in_FEC
EE | TYNDP2026 | NT | 2035 | TWh | 132 | Sub_sector | Industry | Fertilizers | Industry (fertilizers, energetic) | Energetic | industry_fertilizers_demand_electricity_energetic | Electricity | EU | Energy demand | 0 | FEC
EE | TYNDP2026 | NT | 2035 | TWh | 133 | Sub_sector | Industry | Fertilizers | Industry (fertilizers, energetic) | Energetic | industry_fertilizers_demand_hydrogen_energetic | Hydrogen | EU | Energy demand | 0 | FEC
EE | TYNDP2026 | NT | 2035 | TWh | 134 | Sub_sector | Industry | Fertilizers | Industry (fertilizers, energetic) | Energetic | industry_fertilizers_demand_methane_energetic | Methane | EU | Energy demand | 0 | FEC
EE | TYNDP2026 | NT | 2035 | TWh | 135 | Sub_sector | Industry | Fertilizers | Industry (fertilizers, energetic) | Energetic | industry_fertilizers_demand_heat_energetic | Heat | EU | Energy demand | 0 | FEC
EE | TYNDP2026 | NT | 2035 | TWh | 136 | Sub_sector | Industry | Fertilizers | Industry (fertilizers, energetic) | Energetic | industry_fertilizers_demand_biomass_energetic | Biomass | EU | Energy demand | 0 | FEC
EE | TYNDP2026 | NT | 2035 | TWh | 137 | Sub_sector | Industry | Fertilizers | Industry (fertilizers, energetic) | Energetic | industry_fertilizers_demand_coal_energetic | Solids | EU | Energy demand | 0 | FEC
EE | TYNDP2026 | NT | 2035 | TWh | 138 | Sub_sector | Industry | Fertilizers | Industry (fertilizers, energetic) | Energetic | industry_fertilizers_demand_oil_energetic | Liquids | EU | Energy demand | 0 | FEC
EE | TYNDP2026 | NT | 2035 | TWh | 139 | Sub_sector | Industry | Fertilizers | Industry (fertilizers, energetic) | Energetic | industry_fertilizers_demand_others_energetic | Others | EU | Energy demand | 0 | FEC
EE | TYNDP2026 | NT | 2035 | TWh | 140 | Sub_sector | Industry | Fertilizers | Industry (fertilizers, energetic) | Energetic | industry_fertilizers_demand_ammonia_energetic | Ammonia | EU | Energy demand | 0 | FEC
EE | TYNDP2026 | NT | 2035 | TWh | 142 | Sub_sector | Industry | Fertilizers | Industry (fertilizers, non-energetic) | Non-energetic | industry_fertilizers_demand_electricity_non_energetic | Electricity | EU | Energy demand | 0 | not_included_in_FEC
EE | TYNDP2026 | NT | 2035 | TWh | 143 | Sub_sector | Industry | Fertilizers | Industry (fertilizers, non-energetic) | Non-energetic | industry_fertilizers_demand_hydrogen_non_energetic | Hydrogen | EU | Energy demand | 0 | not_included_in_FEC
EE | TYNDP2026 | NT | 2035 | TWh | 144 | Sub_sector | Industry | Fertilizers | Industry (fertilizers, non-energetic) | Non-energetic | industry_fertilizers_demand_methane_non_energetic | Methane | EU | Energy demand | 0 | not_included_in_FEC
EE | TYNDP2026 | NT | 2035 | TWh | 145 | Sub_sector | Industry | Fertilizers | Industry (fertilizers, non-energetic) | Non-energetic | industry_fertilizers_demand_heat_non_energetic | Heat | EU | Energy demand | 0 | not_included_in_FEC
EE | TYNDP2026 | NT | 2035 | TWh | 146 | Sub_sector | Industry | Fertilizers | Industry (fertilizers, non-energetic) | Non-energetic | industry_fertilizers_demand_biomass_non_energetic | Biomass | EU | Energy demand | 0 | not_included_in_FEC
EE | TYNDP2026 | NT | 2035 | TWh | 147 | Sub_sector | Industry | Fertilizers | Industry (fertilizers, non-energetic) | Non-energetic | industry_fertilizers_demand_coal_non_energetic | Solids | EU | Energy demand | 0 | not_included_in_FEC
EE | TYNDP2026 | NT | 2035 | TWh | 148 | Sub_sector | Industry | Fertilizers | Industry (fertilizers, non-energetic) | Non-energetic | industry_fertilizers_demand_oil_non_energetic | Liquids | EU | Energy demand | 0 | not_included_in_FEC
EE | TYNDP2026 | NT | 2035 | TWh | 149 | Sub_sector | Industry | Fertilizers | Industry (fertilizers, non-energetic) | Non-energetic | industry_fertilizers_demand_others_non_energetic | Others | EU | Energy demand | 0 | not_included_in_FEC
EE | TYNDP2026 | NT | 2035 | TWh | 150 | Sub_sector | Industry | Fertilizers | Industry (fertilizers, non-energetic) | Non-energetic | industry_fertilizers_demand_ammonia_non_energetic | Ammonia | EU | Energy demand | 0 | not_included_in_FEC
EE | TYNDP2026 | NT | 2035 | TWh | 152 | Sub_sector | Industry | Food | Industry (food) | Energetic | industry_food_demand_electricity_energetic | Electricity | EU | Energy demand | 0.39057 | FEC
EE | TYNDP2026 | NT | 2035 | TWh | 153 | Sub_sector | Industry | Food | Industry (food) | Energetic | industry_food_demand_hydrogen_energetic | Hydrogen | EU | Energy demand | 0 | FEC
EE | TYNDP2026 | NT | 2035 | TWh | 154 | Sub_sector | Industry | Food | Industry (food) | Energetic | industry_food_demand_methane_energetic | Methane | EU | Energy demand | 0.14458 | FEC
EE | TYNDP2026 | NT | 2035 | TWh | 155 | Sub_sector | Industry | Food | Industry (food) | Energetic | industry_food_demand_heat_energetic | Heat | EU | Energy demand | 0 | FEC
EE | TYNDP2026 | NT | 2035 | TWh | 156 | Sub_sector | Industry | Food | Industry (food) | Energetic | industry_food_demand_biomass_energetic | Biomass | EU | Energy demand | 0 | FEC
EE | TYNDP2026 | NT | 2035 | TWh | 157 | Sub_sector | Industry | Food | Industry (food) | Energetic | industry_food_demand_coal_energetic | Solids | EU | Energy demand | 0 | FEC
EE | TYNDP2026 | NT | 2035 | TWh | 158 | Sub_sector | Industry | Food | Industry (food) | Energetic | industry_food_demand_oil_energetic | Liquids | EU | Energy demand | 0.009222 | FEC
EE | TYNDP2026 | NT | 2035 | TWh | 159 | Sub_sector | Industry | Food | Industry (food) | Energetic | industry_food_demand_others_energetic | Others | EU | Energy demand | 0 | FEC
EE | TYNDP2026 | NT | 2035 | TWh | 160 | Sub_sector | Industry | Food | Industry (food) | Energetic | industry_food_demand_ammonia_energetic | Ammonia | EU | Energy demand | 0 | FEC
EE | TYNDP2026 | NT | 2035 | TWh | 162 | Sub_sector | Industry | Metals | Industry (metal) | Energetic | industry_metal_demand_electricity_energetic | Electricity | EU | Energy demand | 0.0026613 | FEC
EE | TYNDP2026 | NT | 2035 | TWh | 163 | Sub_sector | Industry | Metals | Industry (metal) | Energetic | industry_metal_demand_hydrogen_energetic | Hydrogen | EU | Energy demand | 0 | FEC
EE | TYNDP2026 | NT | 2035 | TWh | 164 | Sub_sector | Industry | Metals | Industry (metal) | Energetic | industry_metal_demand_methane_energetic | Methane | EU | Energy demand | 0.0049529 | FEC
EE | TYNDP2026 | NT | 2035 | TWh | 165 | Sub_sector | Industry | Metals | Industry (metal) | Energetic | industry_metal_demand_heat_energetic | Heat | EU | Energy demand | 0 | FEC
EE | TYNDP2026 | NT | 2035 | TWh | 166 | Sub_sector | Industry | Metals | Industry (metal) | Energetic | industry_metal_demand_biomass_energetic | Biomass | EU | Energy demand | 0 | FEC
EE | TYNDP2026 | NT | 2035 | TWh | 167 | Sub_sector | Industry | Metals | Industry (metal) | Energetic | industry_metal_demand_coal_energetic | Solids | EU | Energy demand | 0 | FEC
EE | TYNDP2026 | NT | 2035 | TWh | 168 | Sub_sector | Industry | Metals | Industry (metal) | Energetic | industry_metal_demand_oil_energetic | Liquids | EU | Energy demand | 0 | FEC
EE | TYNDP2026 | NT | 2035 | TWh | 169 | Sub_sector | Industry | Metals | Industry (metal) | Energetic | industry_metal_demand_others_energetic | Others | EU | Energy demand | 0 | FEC
EE | TYNDP2026 | NT | 2035 | TWh | 170 | Sub_sector | Industry | Metals | Industry (metal) | Energetic | industry_metal_demand_ammonia_energetic | Ammonia | EU | Energy demand | 0 | FEC
EE | TYNDP2026 | NT | 2035 | TWh | 172 | Sub_sector | Industry | Others | Industry (other, energetic) | Energetic | industry_other_demand_electricity_energetic | Electricity | EU | Energy demand | 0.70356 | FEC
EE | TYNDP2026 | NT | 2035 | TWh | 173 | Sub_sector | Industry | Others | Industry (other, energetic) | Energetic | industry_other_demand_hydrogen_energetic | Hydrogen | EU | Energy demand | 0.37632 | FEC
EE | TYNDP2026 | NT | 2035 | TWh | 174 | Sub_sector | Industry | Others | Industry (other, energetic) | Energetic | industry_other_demand_methane_energetic | Methane | EU | Energy demand | 0.3845 | FEC
EE | TYNDP2026 | NT | 2035 | TWh | 175 | Sub_sector | Industry | Others | Industry (other, energetic) | Energetic | industry_other_demand_heat_energetic | Heat | EU | Energy demand | 0 | FEC
EE | TYNDP2026 | NT | 2035 | TWh | 176 | Sub_sector | Industry | Others | Industry (other, energetic) | Energetic | industry_other_demand_biomass_energetic | Biomass | EU | Energy demand | 0.94899 | FEC
EE | TYNDP2026 | NT | 2035 | TWh | 177 | Sub_sector | Industry | Others | Industry (other, energetic) | Energetic | industry_other_demand_coal_energetic | Solids | EU | Energy demand | 0.20452 | FEC
EE | TYNDP2026 | NT | 2035 | TWh | 178 | Sub_sector | Industry | Others | Industry (other, energetic) | Energetic | industry_other_demand_oil_energetic | Liquids | EU | Energy demand | 0.65447 | FEC
EE | TYNDP2026 | NT | 2035 | TWh | 179 | Sub_sector | Industry | Others | Industry (other, energetic) | Energetic | industry_other_demand_others_energetic | Others | EU | Energy demand | 0 | FEC
EE | TYNDP2026 | NT | 2035 | TWh | 180 | Sub_sector | Industry | Others | Industry (other, energetic) | Energetic | industry_other_demand_ammonia_energetic | Ammonia | EU | Energy demand | 0 | FEC
EE | TYNDP2026 | NT | 2035 | TWh | 182 | Sub_sector | Industry | Others | Industry (other, non-energetic) | Non-energetic | industry_other_demand_electricity_non_energetic | Electricity | EU | Energy demand | 0 | not_included_in_FEC
EE | TYNDP2026 | NT | 2035 | TWh | 183 | Sub_sector | Industry | Others | Industry (other, non-energetic) | Non-energetic | industry_other_demand_hydrogen_non_energetic | Hydrogen | EU | Energy demand | 0 | not_included_in_FEC
EE | TYNDP2026 | NT | 2035 | TWh | 184 | Sub_sector | Industry | Others | Industry (other, non-energetic) | Non-energetic | industry_other_demand_methane_non_energetic | Methane | EU | Energy demand | 0 | not_included_in_FEC
EE | TYNDP2026 | NT | 2035 | TWh | 185 | Sub_sector | Industry | Others | Industry (other, non-energetic) | Non-energetic | industry_other_demand_heat_non_energetic | Heat | EU | Energy demand | 0 | not_included_in_FEC
EE | TYNDP2026 | NT | 2035 | TWh | 186 | Sub_sector | Industry | Others | Industry (other, non-energetic) | Non-energetic | industry_other_demand_biomass_non_energetic | Biomass | EU | Energy demand | 0 | not_included_in_FEC
EE | TYNDP2026 | NT | 2035 | TWh | 187 | Sub_sector | Industry | Others | Industry (other, non-energetic) | Non-energetic | industry_other_demand_coal_non_energetic | Solids | EU | Energy demand | 0 | not_included_in_FEC
EE | TYNDP2026 | NT | 2035 | TWh | 188 | Sub_sector | Industry | Others | Industry (other, non-energetic) | Non-energetic | industry_other_demand_oil_non_energetic | Liquids | EU | Energy demand | 0.51164 | not_included_in_FEC
EE | TYNDP2026 | NT | 2035 | TWh | 189 | Sub_sector | Industry | Others | Industry (other, non-energetic) | Non-energetic | industry_other_demand_others_non_energetic | Others | EU | Energy demand | 0 | not_included_in_FEC
EE | TYNDP2026 | NT | 2035 | TWh | 190 | Sub_sector | Industry | Others | Industry (other, non-energetic) | Non-energetic | industry_other_demand_ammonia_non_energetic | Ammonia | EU | Energy demand | 0 | not_included_in_FEC
EE | TYNDP2026 | NT | 2035 | TWh | 192 | Sub_sector | Industry | Paper | Industry (paper) | Energetic | industry_paper_demand_electricity_energetic | Electricity | EU | Energy demand | 0.3726 | FEC
EE | TYNDP2026 | NT | 2035 | TWh | 193 | Sub_sector | Industry | Paper | Industry (paper) | Energetic | industry_paper_demand_hydrogen_energetic | Hydrogen | EU | Energy demand | 0.03378 | FEC
EE | TYNDP2026 | NT | 2035 | TWh | 194 | Sub_sector | Industry | Paper | Industry (paper) | Energetic | industry_paper_demand_methane_energetic | Methane | EU | Energy demand | 0.054048 | FEC
EE | TYNDP2026 | NT | 2035 | TWh | 195 | Sub_sector | Industry | Paper | Industry (paper) | Energetic | industry_paper_demand_heat_energetic | Heat | EU | Energy demand | 0 | FEC
EE | TYNDP2026 | NT | 2035 | TWh | 196 | Sub_sector | Industry | Paper | Industry (paper) | Energetic | industry_paper_demand_biomass_energetic | Biomass | EU | Energy demand | 0.060804 | FEC
EE | TYNDP2026 | NT | 2035 | TWh | 197 | Sub_sector | Industry | Paper | Industry (paper) | Energetic | industry_paper_demand_coal_energetic | Solids | EU | Energy demand | 0.0091206 | FEC
EE | TYNDP2026 | NT | 2035 | TWh | 198 | Sub_sector | Industry | Paper | Industry (paper) | Energetic | industry_paper_demand_oil_energetic | Liquids | EU | Energy demand | 0 | FEC
EE | TYNDP2026 | NT | 2035 | TWh | 199 | Sub_sector | Industry | Paper | Industry (paper) | Energetic | industry_paper_demand_others_energetic | Others | EU | Energy demand | 0 | FEC
EE | TYNDP2026 | NT | 2035 | TWh | 200 | Sub_sector | Industry | Paper | Industry (paper) | Energetic | industry_paper_demand_ammonia_energetic | Ammonia | EU | Energy demand | 0 | FEC
EE | TYNDP2026 | NT | 2035 | TWh | 202 | Sub_sector | Industry | Refineries | Industry (refineries, energetic) | Energetic | industry_refinery_demand_electricity_energetic | Electricity | EU | Energy demand | 0 | not_included_in_FEC
EE | TYNDP2026 | NT | 2035 | TWh | 203 | Sub_sector | Industry | Refineries | Industry (refineries, energetic) | Energetic | industry_refinery_demand_hydrogen_energetic | Hydrogen | EU | Energy demand | 0 | not_included_in_FEC
EE | TYNDP2026 | NT | 2035 | TWh | 204 | Sub_sector | Industry | Refineries | Industry (refineries, energetic) | Energetic | industry_refinery_demand_methane_energetic | Methane | EU | Energy demand | 0 | not_included_in_FEC
EE | TYNDP2026 | NT | 2035 | TWh | 205 | Sub_sector | Industry | Refineries | Industry (refineries, energetic) | Energetic | industry_refinery_demand_heat_energetic | Heat | EU | Energy demand | 0 | not_included_in_FEC
EE | TYNDP2026 | NT | 2035 | TWh | 206 | Sub_sector | Industry | Refineries | Industry (refineries, energetic) | Energetic | industry_refinery_demand_biomass_energetic | Biomass | EU | Energy demand | 0 | not_included_in_FEC
EE | TYNDP2026 | NT | 2035 | TWh | 207 | Sub_sector | Industry | Refineries | Industry (refineries, energetic) | Energetic | industry_refinery_demand_coal_energetic | Solids | EU | Energy demand | 0 | not_included_in_FEC
EE | TYNDP2026 | NT | 2035 | TWh | 208 | Sub_sector | Industry | Refineries | Industry (refineries, energetic) | Energetic | industry_refinery_demand_oil_energetic | Liquids | EU | Energy demand | 0 | not_included_in_FEC
EE | TYNDP2026 | NT | 2035 | TWh | 209 | Sub_sector | Industry | Refineries | Industry (refineries, energetic) | Energetic | industry_refinery_demand_others_energetic | Others | EU | Energy demand | 0 | not_included_in_FEC
EE | TYNDP2026 | NT | 2035 | TWh | 210 | Sub_sector | Industry | Refineries | Industry (refineries, energetic) | Energetic | industry_refinery_demand_ammonia_energetic | Ammonia | EU | Energy demand | 0 | not_included_in_FEC
EE | TYNDP2026 | NT | 2035 | TWh | 212 | Sub_sector | Industry | Refineries | Industry (refineries, non-energetic) | Non-energetic | industry_refinery_demand_electricity_non_energetic | Electricity | EU | Energy demand | 0 | not_included_in_FEC
EE | TYNDP2026 | NT | 2035 | TWh | 213 | Sub_sector | Industry | Refineries | Industry (refineries, non-energetic) | Non-energetic | industry_refinery_demand_hydrogen_non_energetic | Hydrogen | EU | Energy demand | 0 | not_included_in_FEC
EE | TYNDP2026 | NT | 2035 | TWh | 214 | Sub_sector | Industry | Refineries | Industry (refineries, non-energetic) | Non-energetic | industry_refinery_demand_methane_non_energetic | Methane | EU | Energy demand | 0 | not_included_in_FEC
EE | TYNDP2026 | NT | 2035 | TWh | 215 | Sub_sector | Industry | Refineries | Industry (refineries, non-energetic) | Non-energetic | industry_refinery_demand_heat_non_energetic | Heat | EU | Energy demand | 0 | not_included_in_FEC
EE | TYNDP2026 | NT | 2035 | TWh | 216 | Sub_sector | Industry | Refineries | Industry (refineries, non-energetic) | Non-energetic | industry_refinery_demand_biomass_non_energetic | Biomass | EU | Energy demand | 0 | not_included_in_FEC
EE | TYNDP2026 | NT | 2035 | TWh | 217 | Sub_sector | Industry | Refineries | Industry (refineries, non-energetic) | Non-energetic | industry_refinery_demand_coal_non_energetic | Solids | EU | Energy demand | 0 | not_included_in_FEC
EE | TYNDP2026 | NT | 2035 | TWh | 218 | Sub_sector | Industry | Refineries | Industry (refineries, non-energetic) | Non-energetic | industry_refinery_demand_oil_non_energetic | Liquids | EU | Energy demand | 0 | not_included_in_FEC
EE | TYNDP2026 | NT | 2035 | TWh | 219 | Sub_sector | Industry | Refineries | Industry (refineries, non-energetic) | Non-energetic | industry_refinery_demand_others_non_energetic | Others | EU | Energy demand | 0 | not_included_in_FEC
EE | TYNDP2026 | NT | 2035 | TWh | 220 | Sub_sector | Industry | Refineries | Industry (refineries, non-energetic) | Non-energetic | industry_refinery_demand_ammonia_non_energetic | Ammonia | EU | Energy demand | 0 | not_included_in_FEC
EE | TYNDP2026 | NT | 2035 | TWh | 222 | Sub_sector | Industry | Steel | Industry (steel) | Energetic | industry_steel_demand_electricity_energetic | Electricity | EU | Energy demand | 0 | FEC
EE | TYNDP2026 | NT | 2035 | TWh | 223 | Sub_sector | Industry | Steel | Industry (steel) | Energetic | industry_steel_demand_hydrogen_energetic | Hydrogen | EU | Energy demand | 0 | FEC
EE | TYNDP2026 | NT | 2035 | TWh | 224 | Sub_sector | Industry | Steel | Industry (steel) | Energetic | industry_steel_demand_methane_energetic | Methane | EU | Energy demand | 0 | FEC
EE | TYNDP2026 | NT | 2035 | TWh | 225 | Sub_sector | Industry | Steel | Industry (steel) | Energetic | industry_steel_demand_heat_energetic | Heat | EU | Energy demand | 0 | FEC
EE | TYNDP2026 | NT | 2035 | TWh | 226 | Sub_sector | Industry | Steel | Industry (steel) | Energetic | industry_steel_demand_biomass_energetic | Biomass | EU | Energy demand | 0 | FEC
EE | TYNDP2026 | NT | 2035 | TWh | 227 | Sub_sector | Industry | Steel | Industry (steel) | Energetic | industry_steel_demand_coal_energetic | Solids | EU | Energy demand | 0 | FEC
EE | TYNDP2026 | NT | 2035 | TWh | 228 | Sub_sector | Industry | Steel | Industry (steel) | Energetic | industry_steel_demand_oil_energetic | Liquids | EU | Energy demand | 0 | FEC
EE | TYNDP2026 | NT | 2035 | TWh | 229 | Sub_sector | Industry | Steel | Industry (steel) | Energetic | industry_steel_demand_others_energetic | Others | EU | Energy demand | 0 | FEC
EE | TYNDP2026 | NT | 2035 | TWh | 230 | Sub_sector | Industry | Steel | Industry (steel) | Energetic | industry_steel_demand_ammonia_energetic | Ammonia | EU | Energy demand | 0 | FEC
EE | TYNDP2026 | NT | 2035 | TWh | 232 | Sub_sector | Transport | Cars | Transport (cars) | Energetic | transport_cars_final_demand_electricity | Electricity | EU | Energy demand | 0.49791 | FEC
EE | TYNDP2026 | NT | 2035 | TWh | 233 | Sub_sector | Transport | Cars | Transport (cars) | Energetic | transport_cars_final_demand_hydrogen | Hydrogen | EU | Energy demand | 0.067732 | FEC
EE | TYNDP2026 | NT | 2035 | TWh | 234 | Sub_sector | Transport | Cars | Transport (cars) | Energetic | transport_cars_final_demand_methane | Methane | EU | Energy demand | 0.26783 | FEC
EE | TYNDP2026 | NT | 2035 | TWh | 235 | Sub_sector | Transport | Cars | Transport (cars) | Energetic | transport_cars_final_demand_heat | Heat | EU | Energy demand | 0 | FEC
EE | TYNDP2026 | NT | 2035 | TWh | 236 | Sub_sector | Transport | Cars | Transport (cars) | Energetic | transport_cars_final_demand_biomass | Biomass | EU | Energy demand | 0 | FEC
EE | TYNDP2026 | NT | 2035 | TWh | 237 | Sub_sector | Transport | Cars | Transport (cars) | Energetic | transport_cars_final_demand_coal | Solids | EU | Energy demand | 0 | FEC
EE | TYNDP2026 | NT | 2035 | TWh | 238 | Sub_sector | Transport | Cars | Transport (cars) | Energetic | transport_cars_final_demand_oil | Liquids | EU | Energy demand | 5.0892 | FEC
EE | TYNDP2026 | NT | 2035 | TWh | 239 | Sub_sector | Transport | Cars | Transport (cars) | Energetic | transport_cars_final_demand_other | Others | EU | Energy demand | 0 | FEC
EE | TYNDP2026 | NT | 2035 | TWh | 240 | Sub_sector | Transport | Cars | Transport (cars) | Energetic | transport_cars_final_demand_ammonia | Ammonia | EU | Energy demand | 0 | FEC
EE | TYNDP2026 | NT | 2035 | TWh | 242 | Sub_sector | Transport | Busses | Transport (busses) | Energetic | transport_busses_final_demand_electricity | Electricity | EU | Energy demand | 0.075347 | FEC
EE | TYNDP2026 | NT | 2035 | TWh | 243 | Sub_sector | Transport | Busses | Transport (busses) | Energetic | transport_busses_final_demand_hydrogen | Hydrogen | EU | Energy demand | 0.064023 | FEC
EE | TYNDP2026 | NT | 2035 | TWh | 244 | Sub_sector | Transport | Busses | Transport (busses) | Energetic | transport_busses_final_demand_methane | Methane | EU | Energy demand | 0.081153 | FEC
EE | TYNDP2026 | NT | 2035 | TWh | 245 | Sub_sector | Transport | Busses | Transport (busses) | Energetic | transport_busses_final_demand_heat | Heat | EU | Energy demand | 0 | FEC
EE | TYNDP2026 | NT | 2035 | TWh | 246 | Sub_sector | Transport | Busses | Transport (busses) | Energetic | transport_busses_final_demand_biomass | Biomass | EU | Energy demand | 0 | FEC
EE | TYNDP2026 | NT | 2035 | TWh | 247 | Sub_sector | Transport | Busses | Transport (busses) | Energetic | transport_busses_final_demand_coal | Solids | EU | Energy demand | 0 | FEC
EE | TYNDP2026 | NT | 2035 | TWh | 248 | Sub_sector | Transport | Busses | Transport (busses) | Energetic | transport_busses_final_demand_oil | Liquids | EU | Energy demand | 0.42708 | FEC
EE | TYNDP2026 | NT | 2035 | TWh | 249 | Sub_sector | Transport | Busses | Transport (busses) | Energetic | transport_busses_final_demand_other | Others | EU | Energy demand | 0 | FEC
EE | TYNDP2026 | NT | 2035 | TWh | 250 | Sub_sector | Transport | Busses | Transport (busses) | Energetic | transport_busses_final_demand_ammonia | Ammonia | EU | Energy demand | 0 | FEC
EE | TYNDP2026 | NT | 2035 | TWh | 252 | Sub_sector | Transport | Trucks | Transport (trucks) | Energetic | transport_trucks_final_demand_electricity | Electricity | EU | Energy demand | 0.038024 | FEC
EE | TYNDP2026 | NT | 2035 | TWh | 253 | Sub_sector | Transport | Trucks | Transport (trucks) | Energetic | transport_trucks_final_demand_hydrogen | Hydrogen | EU | Energy demand | 0.056842 | FEC
EE | TYNDP2026 | NT | 2035 | TWh | 254 | Sub_sector | Transport | Trucks | Transport (trucks) | Energetic | transport_trucks_final_demand_methane | Methane | EU | Energy demand | 0.10208 | FEC
EE | TYNDP2026 | NT | 2035 | TWh | 255 | Sub_sector | Transport | Trucks | Transport (trucks) | Energetic | transport_trucks_final_demand_heat | Heat | EU | Energy demand | 0 | FEC
EE | TYNDP2026 | NT | 2035 | TWh | 256 | Sub_sector | Transport | Trucks | Transport (trucks) | Energetic | transport_trucks_final_demand_biomass | Biomass | EU | Energy demand | 0 | FEC
EE | TYNDP2026 | NT | 2035 | TWh | 257 | Sub_sector | Transport | Trucks | Transport (trucks) | Energetic | transport_trucks_final_demand_coal | Solids | EU | Energy demand | 0 | FEC
EE | TYNDP2026 | NT | 2035 | TWh | 258 | Sub_sector | Transport | Trucks | Transport (trucks) | Energetic | transport_trucks_final_demand_oil | Liquids | EU | Energy demand | 0.63302 | FEC
EE | TYNDP2026 | NT | 2035 | TWh | 259 | Sub_sector | Transport | Trucks | Transport (trucks) | Energetic | transport_trucks_final_demand_other | Others | EU | Energy demand | 0 | FEC
EE | TYNDP2026 | NT | 2035 | TWh | 260 | Sub_sector | Transport | Trucks | Transport (trucks) | Energetic | transport_trucks_final_demand_ammonia | Ammonia | EU | Energy demand | 0 | FEC
EE | TYNDP2026 | NT | 2035 | TWh | 262 | Sub_sector | Transport | Vans | Transport (vans) | Energetic | transport_vans_final_demand_electricity | Electricity | EU | Energy demand | 0.052824 | FEC
EE | TYNDP2026 | NT | 2035 | TWh | 263 | Sub_sector | Transport | Vans | Transport (vans) | Energetic | transport_vans_final_demand_hydrogen | Hydrogen | EU | Energy demand | 0.013979 | FEC
EE | TYNDP2026 | NT | 2035 | TWh | 264 | Sub_sector | Transport | Vans | Transport (vans) | Energetic | transport_vans_final_demand_methane | Methane | EU | Energy demand | 0.0070487 | FEC
EE | TYNDP2026 | NT | 2035 | TWh | 265 | Sub_sector | Transport | Vans | Transport (vans) | Energetic | transport_vans_final_demand_heat | Heat | EU | Energy demand | 0 | FEC
EE | TYNDP2026 | NT | 2035 | TWh | 266 | Sub_sector | Transport | Vans | Transport (vans) | Energetic | transport_vans_final_demand_biomass | Biomass | EU | Energy demand | 0 | FEC
EE | TYNDP2026 | NT | 2035 | TWh | 267 | Sub_sector | Transport | Vans | Transport (vans) | Energetic | transport_vans_final_demand_coal | Solids | EU | Energy demand | 0 | FEC
EE | TYNDP2026 | NT | 2035 | TWh | 268 | Sub_sector | Transport | Vans | Transport (vans) | Energetic | transport_vans_final_demand_oil | Liquids | EU | Energy demand | 0.35413 | FEC
EE | TYNDP2026 | NT | 2035 | TWh | 269 | Sub_sector | Transport | Vans | Transport (vans) | Energetic | transport_vans_final_demand_other | Others | EU | Energy demand | 0 | FEC
EE | TYNDP2026 | NT | 2035 | TWh | 270 | Sub_sector | Transport | Vans | Transport (vans) | Energetic | transport_vans_final_demand_ammonia | Ammonia | EU | Energy demand | 0 | FEC
EE | TYNDP2026 | NT | 2035 | TWh | 272 | Sub_sector | Transport | Freight trains | Transport (trains) | Energetic | transport_trains_final_demand_electricity | Electricity | EU | Energy demand | 0.15373 | FEC
EE | TYNDP2026 | NT | 2035 | TWh | 273 | Sub_sector | Transport | Freight trains | Transport (trains) | Energetic | transport_trains_final_demand_hydrogen | Hydrogen | EU | Energy demand | 0.02654 | FEC
EE | TYNDP2026 | NT | 2035 | TWh | 274 | Sub_sector | Transport | Freight trains | Transport (trains) | Energetic | transport_trains_final_demand_methane | Methane | EU | Energy demand | 0 | FEC
EE | TYNDP2026 | NT | 2035 | TWh | 275 | Sub_sector | Transport | Freight trains | Transport (trains) | Energetic | transport_trains_final_demand_heat | Heat | EU | Energy demand | 0 | FEC
EE | TYNDP2026 | NT | 2035 | TWh | 276 | Sub_sector | Transport | Freight trains | Transport (trains) | Energetic | transport_trains_final_demand_biomass | Biomass | EU | Energy demand | 0 | FEC
EE | TYNDP2026 | NT | 2035 | TWh | 277 | Sub_sector | Transport | Freight trains | Transport (trains) | Energetic | transport_trains_final_demand_coal | Solids | EU | Energy demand | 0 | FEC
EE | TYNDP2026 | NT | 2035 | TWh | 278 | Sub_sector | Transport | Freight trains | Transport (trains) | Energetic | transport_trains_final_demand_oil | Liquids | EU | Energy demand | 0.094996 | FEC
EE | TYNDP2026 | NT | 2035 | TWh | 279 | Sub_sector | Transport | Freight trains | Transport (trains) | Energetic | transport_trains_final_demand_other | Others | EU | Energy demand | 0 | FEC
EE | TYNDP2026 | NT | 2035 | TWh | 280 | Sub_sector | Transport | Freight trains | Transport (trains) | Energetic | transport_trains_final_demand_ammonia | Ammonia | EU | Energy demand | 0 | FEC
EE | TYNDP2026 | NT | 2035 | TWh | 282 | Sub_sector | Transport | Ships | Transport (ships) | Energetic | transport_ships_final_demand_electricity | Electricity | EU | Energy demand | 0.0027346 | FEC
EE | TYNDP2026 | NT | 2035 | TWh | 283 | Sub_sector | Transport | Ships | Transport (ships) | Energetic | transport_ships_final_demand_hydrogen | Hydrogen | EU | Energy demand | 0.0022637 | FEC
EE | TYNDP2026 | NT | 2035 | TWh | 284 | Sub_sector | Transport | Ships | Transport (ships) | Energetic | transport_ships_final_demand_methane | Methane | EU | Energy demand | 0.0036189 | FEC
EE | TYNDP2026 | NT | 2035 | TWh | 285 | Sub_sector | Transport | Ships | Transport (ships) | Energetic | transport_ships_final_demand_heat | Heat | EU | Energy demand | 0 | FEC
EE | TYNDP2026 | NT | 2035 | TWh | 286 | Sub_sector | Transport | Ships | Transport (ships) | Energetic | transport_ships_final_demand_biomass | Biomass | EU | Energy demand | 0 | FEC
EE | TYNDP2026 | NT | 2035 | TWh | 287 | Sub_sector | Transport | Ships | Transport (ships) | Energetic | transport_ships_final_demand_coal | Solids | EU | Energy demand | 0 | FEC
EE | TYNDP2026 | NT | 2035 | TWh | 288 | Sub_sector | Transport | Ships | Transport (ships) | Energetic | transport_ships_final_demand_oil | Liquids | EU | Energy demand | 0.019365 | FEC
EE | TYNDP2026 | NT | 2035 | TWh | 289 | Sub_sector | Transport | Ships | Transport (ships) | Energetic | transport_ships_final_demand_other | Others | EU | Energy demand | 0 | FEC
EE | TYNDP2026 | NT | 2035 | TWh | 290 | Sub_sector | Transport | Ships | Transport (ships) | Energetic | transport_ships_final_demand_ammonia | Ammonia | EU | Energy demand | 0 | FEC
EE | TYNDP2026 | NT | 2035 | TWh | 292 | Sub_sector | Transport | Planes | Transport (planes) | Energetic | transport_planes_final_demand_electricity | Electricity | EU | Energy demand | 0.00091694 | FEC
EE | TYNDP2026 | NT | 2035 | TWh | 293 | Sub_sector | Transport | Planes | Transport (planes) | Energetic | transport_planes_final_demand_hydrogen | Hydrogen | EU | Energy demand | 0.0011218 | FEC
EE | TYNDP2026 | NT | 2035 | TWh | 294 | Sub_sector | Transport | Planes | Transport (planes) | Energetic | transport_planes_final_demand_methane | Methane | EU | Energy demand | 0 | FEC
EE | TYNDP2026 | NT | 2035 | TWh | 295 | Sub_sector | Transport | Planes | Transport (planes) | Energetic | transport_planes_final_demand_heat | Heat | EU | Energy demand | 0 | FEC
EE | TYNDP2026 | NT | 2035 | TWh | 296 | Sub_sector | Transport | Planes | Transport (planes) | Energetic | transport_planes_final_demand_biomass | Biomass | EU | Energy demand | 0 | FEC
EE | TYNDP2026 | NT | 2035 | TWh | 297 | Sub_sector | Transport | Planes | Transport (planes) | Energetic | transport_planes_final_demand_coal | Solids | EU | Energy demand | 0 | FEC
EE | TYNDP2026 | NT | 2035 | TWh | 298 | Sub_sector | Transport | Planes | Transport (planes) | Energetic | transport_planes_final_demand_oil | Liquids | EU | Energy demand | 0.013829 | FEC
EE | TYNDP2026 | NT | 2035 | TWh | 299 | Sub_sector | Transport | Planes | Transport (planes) | Energetic | transport_planes_final_demand_other | Others | EU | Energy demand | 0 | FEC
EE | TYNDP2026 | NT | 2035 | TWh | 300 | Sub_sector | Transport | Planes | Transport (planes) | Energetic | transport_planes_final_demand_ammonia | Ammonia | EU | Energy demand | 0 | FEC
EE | TYNDP2026 | NT | 2035 | TWh | 302 | Sub_sector | Transport | Others | Transport (others) | Energetic | transport_other_final_demand_electricity | Electricity | EU | Energy demand | 0.0015008 | FEC
EE | TYNDP2026 | NT | 2035 | TWh | 303 | Sub_sector | Transport | Others | Transport (others) | Energetic | transport_other_final_demand_hydrogen | Hydrogen | EU | Energy demand | 0 | FEC
EE | TYNDP2026 | NT | 2035 | TWh | 304 | Sub_sector | Transport | Others | Transport (others) | Energetic | transport_other_final_demand_methane | Methane | EU | Energy demand | 0 | FEC
EE | TYNDP2026 | NT | 2035 | TWh | 305 | Sub_sector | Transport | Others | Transport (others) | Energetic | transport_other_final_demand_heat | Heat | EU | Energy demand | 0 | FEC
EE | TYNDP2026 | NT | 2035 | TWh | 306 | Sub_sector | Transport | Others | Transport (others) | Energetic | transport_other_final_demand_biomass | Biomass | EU | Energy demand | 0 | FEC
EE | TYNDP2026 | NT | 2035 | TWh | 307 | Sub_sector | Transport | Others | Transport (others) | Energetic | transport_other_final_demand_coal | Solids | EU | Energy demand | 0 | FEC
EE | TYNDP2026 | NT | 2035 | TWh | 308 | Sub_sector | Transport | Others | Transport (others) | Energetic | transport_other_final_demand_oil | Liquids | EU | Energy demand | 0.040988 | FEC
EE | TYNDP2026 | NT | 2035 | TWh | 309 | Sub_sector | Transport | Others | Transport (others) | Energetic | transport_other_final_demand_other | Others | EU | Energy demand | 0 | FEC
EE | TYNDP2026 | NT | 2035 | TWh | 310 | Sub_sector | Transport | Others | Transport (others) | Energetic | transport_other_final_demand_ammonia | Ammonia | EU | Energy demand | 0 | FEC
EE | TYNDP2026 | NT | 2035 | TWh | 312 | Sub_sector | International transport | International aviation | Transport (int. aviation) | Energetic | transport_int_aviation_final_demand_electricity | Electricity | EU | Energy demand | 0 | FEC
EE | TYNDP2026 | NT | 2035 | TWh | 313 | Sub_sector | International transport | International aviation | Transport (int. aviation) | Energetic | transport_int_aviation_final_demand_hydrogen | Hydrogen | EU | Energy demand | 0 | FEC
EE | TYNDP2026 | NT | 2035 | TWh | 314 | Sub_sector | International transport | International aviation | Transport (int. aviation) | Energetic | transport_int_aviation_final_demand_methane | Methane | EU | Energy demand | 0 | FEC
EE | TYNDP2026 | NT | 2035 | TWh | 315 | Sub_sector | International transport | International aviation | Transport (int. aviation) | Energetic | transport_int_aviation_final_demand_heat | Heat | EU | Energy demand | 0 | FEC
EE | TYNDP2026 | NT | 2035 | TWh | 316 | Sub_sector | International transport | International aviation | Transport (int. aviation) | Energetic | transport_int_aviation_final_demand_biofuels | Biomass | EU | Energy demand | 0 | FEC
EE | TYNDP2026 | NT | 2035 | TWh | 317 | Sub_sector | International transport | International aviation | Transport (int. aviation) | Energetic | transport_int_aviation_final_demand_coal | Solids | EU | Energy demand | 0 | FEC
EE | TYNDP2026 | NT | 2035 | TWh | 318 | Sub_sector | International transport | International aviation | Transport (int. aviation) | Energetic | transport_int_aviation_final_demand_oil | Liquids | EU | Energy demand | 0.75083 | FEC
EE | TYNDP2026 | NT | 2035 | TWh | 319 | Sub_sector | International transport | International aviation | Transport (int. aviation) | Energetic | transport_int_aviation_final_demand_other | Others | EU | Energy demand | 0 | FEC
EE | TYNDP2026 | NT | 2035 | TWh | 320 | Sub_sector | International transport | International aviation | Transport (int. aviation) | Energetic | transport_int_aviation_final_demand_ammonia | Ammonia | EU | Energy demand | 0 | FEC
EE | TYNDP2026 | NT | 2035 | TWh | 322 | Sub_sector | International transport | International shipping | Transport (int. shipping) | Energetic | transport_int_shipping_final_demand_electricity | Electricity | EU | Energy demand | 0 | not_included_in_FEC
EE | TYNDP2026 | NT | 2035 | TWh | 323 | Sub_sector | International transport | International shipping | Transport (int. shipping) | Energetic | transport_int_shipping_final_demand_hydrogen | Hydrogen | EU | Energy demand | 0.21682 | not_included_in_FEC
EE | TYNDP2026 | NT | 2035 | TWh | 324 | Sub_sector | International transport | International shipping | Transport (int. shipping) | Energetic | transport_int_shipping_final_demand_methane | Methane | EU | Energy demand | 0.55584 | not_included_in_FEC
EE | TYNDP2026 | NT | 2035 | TWh | 325 | Sub_sector | International transport | International shipping | Transport (int. shipping) | Energetic | transport_int_shipping_final_demand_heat | Heat | EU | Energy demand | 0 | not_included_in_FEC
EE | TYNDP2026 | NT | 2035 | TWh | 326 | Sub_sector | International transport | International shipping | Transport (int. shipping) | Energetic | transport_int_shipping_final_demand_biofuels | Biomass | EU | Energy demand | 0 | not_included_in_FEC
EE | TYNDP2026 | NT | 2035 | TWh | 327 | Sub_sector | International transport | International shipping | Transport (int. shipping) | Energetic | transport_int_shipping_final_demand_coal | Solids | EU | Energy demand | 0 | not_included_in_FEC
EE | TYNDP2026 | NT | 2035 | TWh | 328 | Sub_sector | International transport | International shipping | Transport (int. shipping) | Energetic | transport_int_shipping_final_demand_oil | Liquids | EU | Energy demand | 1.1526 | not_included_in_FEC
EE | TYNDP2026 | NT | 2035 | TWh | 329 | Sub_sector | International transport | International shipping | Transport (int. shipping) | Energetic | transport_int_shipping_final_demand_other | Others | EU | Energy demand | 0 | not_included_in_FEC
EE | TYNDP2026 | NT | 2035 | TWh | 330 | Sub_sector | International transport | International shipping | Transport (int. shipping) | Energetic | transport_int_shipping_final_demand_ammonia | Ammonia | EU | Energy demand | 0 | not_included_in_FEC
EE | TYNDP2026 | NT | 2035 | TWh | 332 | Sub_sector | Households | Space heating | Households (heating) | Energetic | households_heating_final_demand_electricity | Electricity | EU | Energy demand | 0.76738 | FEC
EE | TYNDP2026 | NT | 2035 | TWh | 333 | Sub_sector | Households | Space heating | Households (heating) | Energetic | households_heating_final_demand_hydrogen | Hydrogen | EU | Energy demand | 0.065664 | FEC
EE | TYNDP2026 | NT | 2035 | TWh | 334 | Sub_sector | Households | Space heating | Households (heating) | Energetic | households_heating_final_demand_methane | Methane | EU | Energy demand | 0.4927 | FEC
EE | TYNDP2026 | NT | 2035 | TWh | 335 | Sub_sector | Households | Space heating | Households (heating) | Energetic | households_heating_final_demand_heat | Heat | EU | Energy demand | 2.0285 | FEC
EE | TYNDP2026 | NT | 2035 | TWh | 336 | Sub_sector | Households | Space heating | Households (heating) | Energetic | households_heating_final_demand_biomass | Biomass | EU | Energy demand | 2.9256 | FEC
EE | TYNDP2026 | NT | 2035 | TWh | 337 | Sub_sector | Households | Space heating | Households (heating) | Energetic | households_heating_final_demand_coal | Solids | EU | Energy demand | 0.046458 | FEC
EE | TYNDP2026 | NT | 2035 | TWh | 338 | Sub_sector | Households | Space heating | Households (heating) | Energetic | households_heating_final_demand_oil | Liquids | EU | Energy demand | 0.03669 | FEC
EE | TYNDP2026 | NT | 2035 | TWh | 339 | Sub_sector | Households | Space heating | Households (heating) | Energetic | households_heating_final_demand_other | Others | EU | Energy demand | 0.060226 | FEC
EE | TYNDP2026 | NT | 2035 | TWh | 340 | Sub_sector | Households | Space heating | Households (heating) | Energetic | households_heating_final_demand_ammonia | Ammonia | EU | Energy demand | 0 | FEC
EE | TYNDP2026 | NT | 2035 | TWh | 343 | Sub_sector | Households | Cooling | Households (cooling) | Energetic | households_cooling_final_demand_electricity | Electricity | EU | Energy demand | 0 | FEC
EE | TYNDP2026 | NT | 2035 | TWh | 344 | Sub_sector | Households | Cooling | Households (cooling) | Energetic | households_cooling_final_demand_hydrogen | Hydrogen | EU | Energy demand | 0 | FEC
EE | TYNDP2026 | NT | 2035 | TWh | 345 | Sub_sector | Households | Cooling | Households (cooling) | Energetic | households_cooling_final_demand_methane | Methane | EU | Energy demand | 0 | FEC
EE | TYNDP2026 | NT | 2035 | TWh | 346 | Sub_sector | Households | Cooling | Households (cooling) | Energetic | households_cooling_final_demand_heat | Heat | EU | Energy demand | 0 | FEC
EE | TYNDP2026 | NT | 2035 | TWh | 347 | Sub_sector | Households | Cooling | Households (cooling) | Energetic | households_cooling_final_demand_biomass | Biomass | EU | Energy demand | 0 | FEC
EE | TYNDP2026 | NT | 2035 | TWh | 348 | Sub_sector | Households | Cooling | Households (cooling) | Energetic | households_cooling_final_demand_coal | Solids | EU | Energy demand | 0 | FEC
EE | TYNDP2026 | NT | 2035 | TWh | 349 | Sub_sector | Households | Cooling | Households (cooling) | Energetic | households_cooling_final_demand_oil | Liquids | EU | Energy demand | 0 | FEC
EE | TYNDP2026 | NT | 2035 | TWh | 350 | Sub_sector | Households | Cooling | Households (cooling) | Energetic | households_cooling_final_demand_other | Others | EU | Energy demand | 0 | FEC
EE | TYNDP2026 | NT | 2035 | TWh | 351 | Sub_sector | Households | Cooling | Households (cooling) | Energetic | households_cooling_final_demand_ammonia | Ammonia | EU | Energy demand | 0 | FEC
EE | TYNDP2026 | NT | 2035 | TWh | 354 | Sub_sector | Households | Hot water | Households (hot water) | Energetic | households_hot_water_final_demand_electricity | Electricity | EU | Energy demand | 0.18676 | FEC
EE | TYNDP2026 | NT | 2035 | TWh | 355 | Sub_sector | Households | Hot water | Households (hot water) | Energetic | households_hot_water_final_demand_hydrogen | Hydrogen | EU | Energy demand | 0.046064 | FEC
EE | TYNDP2026 | NT | 2035 | TWh | 356 | Sub_sector | Households | Hot water | Households (hot water) | Energetic | households_hot_water_final_demand_methane | Methane | EU | Energy demand | 0.10543 | FEC
EE | TYNDP2026 | NT | 2035 | TWh | 357 | Sub_sector | Households | Hot water | Households (hot water) | Energetic | households_hot_water_final_demand_heat | Heat | EU | Energy demand | 0.37013 | FEC
EE | TYNDP2026 | NT | 2035 | TWh | 358 | Sub_sector | Households | Hot water | Households (hot water) | Energetic | households_hot_water_final_demand_biomass | Biomass | EU | Energy demand | 0.32518 | FEC
EE | TYNDP2026 | NT | 2035 | TWh | 359 | Sub_sector | Households | Hot water | Households (hot water) | Energetic | households_hot_water_final_demand_coal | Solids | EU | Energy demand | 0.0040149 | FEC
EE | TYNDP2026 | NT | 2035 | TWh | 360 | Sub_sector | Households | Hot water | Households (hot water) | Energetic | households_hot_water_final_demand_oil | Liquids | EU | Energy demand | 0.0031707 | FEC
EE | TYNDP2026 | NT | 2035 | TWh | 361 | Sub_sector | Households | Hot water | Households (hot water) | Energetic | households_hot_water_final_demand_other | Others | EU | Energy demand | 0.025816 | FEC
EE | TYNDP2026 | NT | 2035 | TWh | 362 | Sub_sector | Households | Hot water | Households (hot water) | Energetic | households_hot_water_final_demand_ammonia | Ammonia | EU | Energy demand | 0 | FEC
EE | TYNDP2026 | NT | 2035 | TWh | 365 | Sub_sector | Households | Appliances | Households (appliances) | Energetic | households_appliances_final_demand_electricity | Electricity | EU | Energy demand | 1.3985 | FEC
EE | TYNDP2026 | NT | 2035 | TWh | 366 | Sub_sector | Households | Appliances | Households (appliances) | Energetic | households_appliances_final_demand_hydrogen | Hydrogen | EU | Energy demand | 0 | FEC
EE | TYNDP2026 | NT | 2035 | TWh | 367 | Sub_sector | Households | Appliances | Households (appliances) | Energetic | households_appliances_final_demand_methane | Methane | EU | Energy demand | 0.066808 | FEC
EE | TYNDP2026 | NT | 2035 | TWh | 368 | Sub_sector | Households | Appliances | Households (appliances) | Energetic | households_appliances_final_demand_heat | Heat | EU | Energy demand | 0 | FEC
EE | TYNDP2026 | NT | 2035 | TWh | 369 | Sub_sector | Households | Appliances | Households (appliances) | Energetic | households_appliances_final_demand_biomass | Biomass | EU | Energy demand | 0.017821 | FEC
EE | TYNDP2026 | NT | 2035 | TWh | 370 | Sub_sector | Households | Appliances | Households (appliances) | Energetic | households_appliances_final_demand_coal | Solids | EU | Energy demand | 0 | FEC
EE | TYNDP2026 | NT | 2035 | TWh | 371 | Sub_sector | Households | Appliances | Households (appliances) | Energetic | households_appliances_final_demand_oil | Liquids | EU | Energy demand | 0 | FEC
EE | TYNDP2026 | NT | 2035 | TWh | 372 | Sub_sector | Households | Appliances | Households (appliances) | Energetic | households_appliances_final_demand_other | Others | EU | Energy demand | 0 | FEC
EE | TYNDP2026 | NT | 2035 | TWh | 373 | Sub_sector | Households | Appliances | Households (appliances) | Energetic | households_appliances_final_demand_ammonia | Ammonia | EU | Energy demand | 0 | FEC
EE | TYNDP2026 | NT | 2035 | TWh | 375 | Sub_sector | Buildings | Space heating | Buildings (heat) | Energetic | buildings_heat_final_demand_electricity | Electricity | EU | Energy demand | 1.0832 | FEC
EE | TYNDP2026 | NT | 2035 | TWh | 376 | Sub_sector | Buildings | Space heating | Buildings (heat) | Energetic | buildings_heat_final_demand_hydrogen | Hydrogen | EU | Energy demand | 0.042106 | FEC
EE | TYNDP2026 | NT | 2035 | TWh | 377 | Sub_sector | Buildings | Space heating | Buildings (heat) | Energetic | buildings_heat_final_demand_methane | Methane | EU | Energy demand | 0.64316 | FEC
EE | TYNDP2026 | NT | 2035 | TWh | 378 | Sub_sector | Buildings | Space heating | Buildings (heat) | Energetic | buildings_heat_final_demand_heat | Heat | EU | Energy demand | 1.2361 | FEC
EE | TYNDP2026 | NT | 2035 | TWh | 379 | Sub_sector | Buildings | Space heating | Buildings (heat) | Energetic | buildings_heat_final_demand_biomass | Biomass | EU | Energy demand | 0.081171 | FEC
EE | TYNDP2026 | NT | 2035 | TWh | 380 | Sub_sector | Buildings | Space heating | Buildings (heat) | Energetic | buildings_heat_final_demand_coal | Solids | EU | Energy demand | 0.0086707 | FEC
EE | TYNDP2026 | NT | 2035 | TWh | 381 | Sub_sector | Buildings | Space heating | Buildings (heat) | Energetic | buildings_heat_final_demand_oil | Liquids | EU | Energy demand | 0.13246 | FEC
EE | TYNDP2026 | NT | 2035 | TWh | 382 | Sub_sector | Buildings | Space heating | Buildings (heat) | Energetic | buildings_heat_final_demand_other | Others | EU | Energy demand | 0 | FEC
EE | TYNDP2026 | NT | 2035 | TWh | 383 | Sub_sector | Buildings | Space heating | Buildings (heat) | Energetic | buildings_heat_final_demand_ammonia | Ammonia | EU | Energy demand | 0 | FEC
EE | TYNDP2026 | NT | 2035 | TWh | 386 | Sub_sector | Buildings | Cooling | Buildings (cooling) | Energetic | buildings_cooling_final_demand_electricity | Electricity | EU | Energy demand | 0.016357 | FEC
EE | TYNDP2026 | NT | 2035 | TWh | 387 | Sub_sector | Buildings | Cooling | Buildings (cooling) | Energetic | buildings_cooling_final_demand_hydrogen | Hydrogen | EU | Energy demand | 0 | FEC
EE | TYNDP2026 | NT | 2035 | TWh | 388 | Sub_sector | Buildings | Cooling | Buildings (cooling) | Energetic | buildings_cooling_final_demand_methane | Methane | EU | Energy demand | 0 | FEC
EE | TYNDP2026 | NT | 2035 | TWh | 389 | Sub_sector | Buildings | Cooling | Buildings (cooling) | Energetic | buildings_cooling_final_demand_heat | Heat | EU | Energy demand | 0 | FEC
EE | TYNDP2026 | NT | 2035 | TWh | 390 | Sub_sector | Buildings | Cooling | Buildings (cooling) | Energetic | buildings_cooling_final_demand_biomass | Biomass | EU | Energy demand | 0 | FEC
EE | TYNDP2026 | NT | 2035 | TWh | 391 | Sub_sector | Buildings | Cooling | Buildings (cooling) | Energetic | buildings_cooling_final_demand_coal | Solids | EU | Energy demand | 0 | FEC
EE | TYNDP2026 | NT | 2035 | TWh | 392 | Sub_sector | Buildings | Cooling | Buildings (cooling) | Energetic | buildings_cooling_final_demand_oil | Liquids | EU | Energy demand | 0 | FEC
EE | TYNDP2026 | NT | 2035 | TWh | 393 | Sub_sector | Buildings | Cooling | Buildings (cooling) | Energetic | buildings_cooling_final_demand_other | Others | EU | Energy demand | 0 | FEC
EE | TYNDP2026 | NT | 2035 | TWh | 394 | Sub_sector | Buildings | Cooling | Buildings (cooling) | Energetic | buildings_cooling_final_demand_ammonia | Ammonia | EU | Energy demand | 0 | FEC
EE | TYNDP2026 | NT | 2035 | TWh | 397 | Sub_sector | Buildings | Appliances | Buildings (appliances) | Energetic | buildings_appliances_final_demand_electricity | Electricity | EU | Energy demand | 1.5248 | FEC
EE | TYNDP2026 | NT | 2035 | TWh | 398 | Sub_sector | Buildings | Appliances | Buildings (appliances) | Energetic | buildings_appliances_final_demand_hydrogen | Hydrogen | EU | Energy demand | 0 | FEC
EE | TYNDP2026 | NT | 2035 | TWh | 399 | Sub_sector | Buildings | Appliances | Buildings (appliances) | Energetic | buildings_appliances_final_demand_methane | Methane | EU | Energy demand | 0.19405 | FEC
EE | TYNDP2026 | NT | 2035 | TWh | 400 | Sub_sector | Buildings | Appliances | Buildings (appliances) | Energetic | buildings_appliances_final_demand_heat | Heat | EU | Energy demand | 0 | FEC
EE | TYNDP2026 | NT | 2035 | TWh | 401 | Sub_sector | Buildings | Appliances | Buildings (appliances) | Energetic | buildings_appliances_final_demand_biomass | Biomass | EU | Energy demand | 0 | FEC
EE | TYNDP2026 | NT | 2035 | TWh | 402 | Sub_sector | Buildings | Appliances | Buildings (appliances) | Energetic | buildings_appliances_final_demand_coal | Solids | EU | Energy demand | 0 | FEC
EE | TYNDP2026 | NT | 2035 | TWh | 403 | Sub_sector | Buildings | Appliances | Buildings (appliances) | Energetic | buildings_appliances_final_demand_oil | Liquids | EU | Energy demand | 0 | FEC
EE | TYNDP2026 | NT | 2035 | TWh | 404 | Sub_sector | Buildings | Appliances | Buildings (appliances) | Energetic | buildings_appliances_final_demand_other | Others | EU | Energy demand | 0 | FEC
EE | TYNDP2026 | NT | 2035 | TWh | 405 | Sub_sector | Buildings | Appliances | Buildings (appliances) | Energetic | buildings_appliances_final_demand_ammonia | Ammonia | EU | Energy demand | 0 | FEC
EE | TYNDP2026 | NT | 2035 | TWh | 407 | Sub_sector | Buildings | Datacenters | Datacenters & ICT | Energetic | datacentres_final_demand_electricity_energetic | Electricity | EU | Energy demand | 0.55834 | FEC
EE | TYNDP2026 | NT | 2035 | TWh | 408 | Sub_sector | Buildings | Datacenters | Datacenters & ICT | Energetic | datacentres_final_demand_hydrogen_energetic | Hydrogen | EU | Energy demand | 0 | FEC
EE | TYNDP2026 | NT | 2035 | TWh | 409 | Sub_sector | Buildings | Datacenters | Datacenters & ICT | Energetic | datacentres_final_demand_methane_energetic | Methane | EU | Energy demand | 0 | FEC
EE | TYNDP2026 | NT | 2035 | TWh | 410 | Sub_sector | Buildings | Datacenters | Datacenters & ICT | Energetic | datacentres_final_demand_heat_energetic | Heat | EU | Energy demand | 0 | FEC
EE | TYNDP2026 | NT | 2035 | TWh | 411 | Sub_sector | Buildings | Datacenters | Datacenters & ICT | Energetic | datacentres_final_demand_biomass_energetic | Biomass | EU | Energy demand | 0 | FEC
EE | TYNDP2026 | NT | 2035 | TWh | 412 | Sub_sector | Buildings | Datacenters | Datacenters & ICT | Energetic | datacentres_final_demand_coal_energetic | Solids | EU | Energy demand | 0 | FEC
EE | TYNDP2026 | NT | 2035 | TWh | 413 | Sub_sector | Buildings | Datacenters | Datacenters & ICT | Energetic | datacentres_final_demand_oil_energetic | Liquids | EU | Energy demand | 0 | FEC
EE | TYNDP2026 | NT | 2035 | TWh | 414 | Sub_sector | Buildings | Datacenters | Datacenters & ICT | Energetic | datacentres_final_demand_other_energetic | Others | EU | Energy demand | 0 | FEC
EE | TYNDP2026 | NT | 2035 | TWh | 415 | Sub_sector | Buildings | Datacenters | Datacenters & ICT | Energetic | datacentres_final_demand_ammonia_energetic | Ammonia | EU | Energy demand | 0 | FEC
EE | TYNDP2026 | NT | 2035 | TWh | 417 | Sub_sector | Transport | Others_Sector | Others_Sector | Energetic | other_final_demand_electricity_energetic | Electricity | EU | Energy demand | 0 | FEC
EE | TYNDP2026 | NT | 2035 | TWh | 418 | Sub_sector | Transport | Others_Sector | Others_Sector | Energetic | other_final_demand_hydrogen_energetic | Hydrogen | EU | Energy demand | 0 | FEC
EE | TYNDP2026 | NT | 2035 | TWh | 419 | Sub_sector | Transport | Pipeline Transport | Others_Sector | Energetic | other_final_demand_methane_energetic | Methane | EU | Energy demand | 0 | FEC
EE | TYNDP2026 | NT | 2035 | TWh | 420 | Sub_sector | Transport | Others_Sector | Others_Sector | Energetic | other_final_demand_heat_energetic | Heat | EU | Energy demand | 0 | FEC
EE | TYNDP2026 | NT | 2035 | TWh | 421 | Sub_sector | Transport | Others_Sector | Others_Sector | Energetic | other_final_demand_biomass_energetic | Biomass | EU | Energy demand | 0 | FEC
EE | TYNDP2026 | NT | 2035 | TWh | 422 | Sub_sector | Transport | Others_Sector | Others_Sector | Energetic | other_final_demand_coal_energetic | Solids | EU | Energy demand | 0 | FEC
EE | TYNDP2026 | NT | 2035 | TWh | 423 | Sub_sector | Transport | Others_Sector | Others_Sector | Energetic | other_final_demand_oil_energetic | Liquids | EU | Energy demand | 0.027 | FEC
EE | TYNDP2026 | NT | 2035 | TWh | 424 | Sub_sector | Others_Sector | Others_Sector | Others_Sector | Non-energetic | other_final_demand_oil_non_energetic | Liquids | EU | Energy demand | 0.015167 | not_included_in_FEC
EE | TYNDP2026 | NT | 2035 | TWh | 425 | Sub_sector | Transport | Others_Sector | Others_Sector | Energetic | other_final_demand_other_energetic | Others | EU | Energy demand | 0 | FEC
EE | TYNDP2026 | NT | 2035 | TWh | 426 | Sub_sector | Transport | Others_Sector | Others_Sector | Energetic | other_final_demand_ammonia_energetic | Ammonia | EU | Energy demand | 0 | FEC
EE | TYNDP2026 | NT | 2035 | TWh | 427 | Sub_sector | Industry | Surplus_Heat_in_Industry | Surplus_Heat_in_Industry | Energetic | final_demand_of_industry_unused_local_production_steam_hot_water | Heat | EU | Energy demand | 0 | FEC
EE | TYNDP2026 | NT | 2035 | TWh | 429 | Sub_sector | Agriculture | Total | Agriculture | Energetic | agriculture_final_demand_electricity_energetic | Electricity | EU | Energy demand | 0.1476 | FEC
EE | TYNDP2026 | NT | 2035 | TWh | 430 | Sub_sector | Agriculture | Total | Agriculture | Energetic | agriculture_final_demand_hydrogen_energetic | Hydrogen | EU | Energy demand | 0 | FEC
EE | TYNDP2026 | NT | 2035 | TWh | 431 | Sub_sector | Agriculture | Total | Agriculture | Energetic | agriculture_final_demand_methane_energetic | Methane | EU | Energy demand | 0.085488 | FEC
EE | TYNDP2026 | NT | 2035 | TWh | 432 | Sub_sector | Agriculture | Total | Agriculture | Energetic | agriculture_final_demand_heat_energetic | Heat | EU | Energy demand | 0.018658 | FEC
EE | TYNDP2026 | NT | 2035 | TWh | 433 | Sub_sector | Agriculture | Total | Agriculture | Energetic | agriculture_final_demand_biomass_energetic | Biomass | EU | Energy demand | 0.11985 | FEC
EE | TYNDP2026 | NT | 2035 | TWh | 434 | Sub_sector | Agriculture | Total | Agriculture | Energetic | agriculture_final_demand_coal_energetic | Solids | EU | Energy demand | 0 | FEC
EE | TYNDP2026 | NT | 2035 | TWh | 435 | Sub_sector | Agriculture | Total | Agriculture | Energetic | agriculture_final_demand_oil_energetic | Liquids | EU | Energy demand | 0.82189 | FEC
EE | TYNDP2026 | NT | 2035 | TWh | 436 | Sub_sector | Agriculture | Total | Agriculture | Energetic | agriculture_final_demand_other_energetic | Others | EU | Energy demand | 0 | FEC
EE | TYNDP2026 | NT | 2035 | TWh | 437 | Sub_sector | Agriculture | Total | Agriculture | Energetic | agriculture_final_demand_ammonia_energetic | Ammonia | EU | Energy demand | 0 | FEC
EE | TYNDP2026 | NT | 2035 | TWh | 447 | Sub_sector | Buildings | Surplus Energy | Buildings | Energetic | GAP | Electricity | EU | Energy demand | 0 | FEC
EE | TYNDP2026 | NT | 2035 | TWh | 448 | Sub_sector | Buildings | Surplus Energy | Buildings | Energetic | GAP | Hydrogen | EU | Energy demand | 0 | FEC
EE | TYNDP2026 | NT | 2035 | TWh | 449 | Sub_sector | Buildings | Surplus Energy | Buildings | Energetic | GAP | Methane | EU | Energy demand | 0.0035688 | FEC
EE | TYNDP2026 | NT | 2035 | TWh | 450 | Sub_sector | Buildings | Surplus Energy | Buildings | Energetic | GAP | Heat | EU | Energy demand | 0 | FEC
EE | TYNDP2026 | NT | 2035 | TWh | 451 | Sub_sector | Buildings | Surplus Energy | Buildings | Energetic | GAP | Biomass | EU | Energy demand | 0.00024083 | FEC
EE | TYNDP2026 | NT | 2035 | TWh | 452 | Sub_sector | Buildings | Surplus Energy | Buildings | Energetic | GAP | Solids | EU | Energy demand | 0 | FEC
EE | TYNDP2026 | NT | 2035 | TWh | 453 | Sub_sector | Buildings | Surplus Energy | Buildings | Energetic | GAP | Liquids | EU | Energy demand | 0.026601 | FEC
EE | TYNDP2026 | NT | 2035 | TWh | 454 | Sub_sector | Buildings | Surplus Energy | Buildings | Energetic | GAP | Others | EU | Energy demand | 0 | FEC
EE | TYNDP2026 | NT | 2035 | TWh | 455 | Sub_sector | Buildings | Surplus Energy | Buildings | Energetic | GAP | Ammonia | EU | Energy demand | 0 | FEC
EE | TYNDP2026 | NT | 2035 | TWh | 456 | Sub_sector | Households | Surplus Energy | Households | Energetic | GAP | Electricity | EU | Energy demand | 0 | FEC
EE | TYNDP2026 | NT | 2035 | TWh | 457 | Sub_sector | Households | Surplus Energy | Households | Energetic | GAP | Hydrogen | EU | Energy demand | 0 | FEC
EE | TYNDP2026 | NT | 2035 | TWh | 458 | Sub_sector | Households | Surplus Energy | Households | Energetic | GAP | Methane | EU | Energy demand | 0.012229 | FEC
EE | TYNDP2026 | NT | 2035 | TWh | 459 | Sub_sector | Households | Surplus Energy | Households | Energetic | GAP | Heat | EU | Energy demand | 0 | FEC
EE | TYNDP2026 | NT | 2035 | TWh | 460 | Sub_sector | Households | Surplus Energy | Households | Energetic | GAP | Biomass | EU | Energy demand | 0 | FEC
EE | TYNDP2026 | NT | 2035 | TWh | 461 | Sub_sector | Households | Surplus Energy | Households | Energetic | GAP | Solids | EU | Energy demand | 0 | FEC
EE | TYNDP2026 | NT | 2035 | TWh | 462 | Sub_sector | Households | Surplus Energy | Households | Energetic | GAP | Liquids | EU | Energy demand | 0 | FEC
EE | TYNDP2026 | NT | 2035 | TWh | 463 | Sub_sector | Households | Surplus Energy | Households | Energetic | GAP | Others | EU | Energy demand | 0 | FEC
EE | TYNDP2026 | NT | 2035 | TWh | 464 | Sub_sector | Households | Surplus Energy | Households | Energetic | GAP | Ammonia | EU | Energy demand | 0 | FEC
EE | TYNDP2026 | NT | 2040 | TWh | 102 | Sub_sector | Industry | Aluminium | Industry (aluminium) | Energetic | industry_aluminium_demand_electricity_energetic | Electricity | EU | Energy demand | 0 | FEC
EE | TYNDP2026 | NT | 2040 | TWh | 103 | Sub_sector | Industry | Aluminium | Industry (aluminium) | Energetic | industry_aluminium_demand_hydrogen_energetic | Hydrogen | EU | Energy demand | 0 | FEC
EE | TYNDP2026 | NT | 2040 | TWh | 104 | Sub_sector | Industry | Aluminium | Industry (aluminium) | Energetic | industry_aluminium_demand_methane_energetic | Methane | EU | Energy demand | 0 | FEC
EE | TYNDP2026 | NT | 2040 | TWh | 105 | Sub_sector | Industry | Aluminium | Industry (aluminium) | Energetic | industry_aluminium_demand_heat_energetic | Heat | EU | Energy demand | 0 | FEC
EE | TYNDP2026 | NT | 2040 | TWh | 106 | Sub_sector | Industry | Aluminium | Industry (aluminium) | Energetic | industry_aluminium_demand_biomass_energetic | Biomass | EU | Energy demand | 0 | FEC
EE | TYNDP2026 | NT | 2040 | TWh | 107 | Sub_sector | Industry | Aluminium | Industry (aluminium) | Energetic | industry_aluminium_demand_coal_energetic | Solids | EU | Energy demand | 0 | FEC
EE | TYNDP2026 | NT | 2040 | TWh | 108 | Sub_sector | Industry | Aluminium | Industry (aluminium) | Energetic | industry_aluminium_demand_oil_energetic | Liquids | EU | Energy demand | 0 | FEC
EE | TYNDP2026 | NT | 2040 | TWh | 109 | Sub_sector | Industry | Aluminium | Industry (aluminium) | Energetic | industry_aluminium_demand_others_energetic | Others | EU | Energy demand | 0 | FEC
EE | TYNDP2026 | NT | 2040 | TWh | 110 | Sub_sector | Industry | Aluminium | Industry (aluminium) | Energetic | industry_ammonia_demand_others_energetic | Ammonia | EU | Energy demand | 0 | FEC
EE | TYNDP2026 | NT | 2040 | TWh | 112 | Sub_sector | Industry | Chemicals | Industry (chemicals, energetic) | Energetic | industry_chemical_demand_electricity_energetic | Electricity | EU | Energy demand | 0.2642 | FEC
EE | TYNDP2026 | NT | 2040 | TWh | 113 | Sub_sector | Industry | Chemicals | Industry (chemicals, energetic) | Energetic | industry_chemical_demand_hydrogen_energetic | Hydrogen | EU | Energy demand | 0.034019 | FEC
EE | TYNDP2026 | NT | 2040 | TWh | 114 | Sub_sector | Industry | Chemicals | Industry (chemicals, energetic) | Energetic | industry_chemical_demand_methane_energetic | Methane | EU | Energy demand | 0.036854 | FEC
EE | TYNDP2026 | NT | 2040 | TWh | 115 | Sub_sector | Industry | Chemicals | Industry (chemicals, energetic) | Energetic | industry_chemical_demand_heat_energetic | Heat | EU | Energy demand | 0.028066 | FEC
EE | TYNDP2026 | NT | 2040 | TWh | 116 | Sub_sector | Industry | Chemicals | Industry (chemicals, energetic) | Energetic | industry_chemical_demand_biomass_energetic | Biomass | EU | Energy demand | 0.051029 | FEC
EE | TYNDP2026 | NT | 2040 | TWh | 117 | Sub_sector | Industry | Chemicals | Industry (chemicals, energetic) | Energetic | industry_chemical_demand_coal_energetic | Solids | EU | Energy demand | 0 | FEC
EE | TYNDP2026 | NT | 2040 | TWh | 118 | Sub_sector | Industry | Chemicals | Industry (chemicals, energetic) | Energetic | industry_chemical_demand_oil_energetic | Liquids | EU | Energy demand | 0 | FEC
EE | TYNDP2026 | NT | 2040 | TWh | 119 | Sub_sector | Industry | Chemicals | Industry (chemicals, energetic) | Energetic | industry_chemical_demand_others_energetic | Others | EU | Energy demand | 0 | FEC
EE | TYNDP2026 | NT | 2040 | TWh | 120 | Sub_sector | Industry | Chemicals | Industry (chemicals, energetic) | Energetic | industry_chemical_demand_ammonia_energetic | Ammonia | EU | Energy demand | 0 | FEC
EE | TYNDP2026 | NT | 2040 | TWh | 122 | Sub_sector | Industry | Chemicals | Industry (chemicals, non-energetic) | Non-energetic | industry_chemical_demand_electricity_non_energetic | Electricity | EU | Energy demand | 0 | not_included_in_FEC
EE | TYNDP2026 | NT | 2040 | TWh | 123 | Sub_sector | Industry | Chemicals | Industry (chemicals, non-energetic) | Non-energetic | industry_chemical_demand_hydrogen_non_energetic | Hydrogen | EU | Energy demand | 0 | not_included_in_FEC
EE | TYNDP2026 | NT | 2040 | TWh | 124 | Sub_sector | Industry | Chemicals | Industry (chemicals, non-energetic) | Non-energetic | industry_chemical_demand_methane_non_energetic | Methane | EU | Energy demand | 0 | not_included_in_FEC
EE | TYNDP2026 | NT | 2040 | TWh | 125 | Sub_sector | Industry | Chemicals | Industry (chemicals, non-energetic) | Non-energetic | industry_chemical_demand_heat_non_energetic | Heat | EU | Energy demand | 0 | not_included_in_FEC
EE | TYNDP2026 | NT | 2040 | TWh | 126 | Sub_sector | Industry | Chemicals | Industry (chemicals, non-energetic) | Non-energetic | industry_chemical_demand_biomass_non_energetic | Biomass | EU | Energy demand | 0 | not_included_in_FEC
EE | TYNDP2026 | NT | 2040 | TWh | 127 | Sub_sector | Industry | Chemicals | Industry (chemicals, non-energetic) | Non-energetic | industry_chemical_demand_coal_non_energetic | Solids | EU | Energy demand | 0 | not_included_in_FEC
EE | TYNDP2026 | NT | 2040 | TWh | 128 | Sub_sector | Industry | Chemicals | Industry (chemicals, non-energetic) | Non-energetic | industry_chemical_demand_oil_non_energetic | Liquids | EU | Energy demand | 0 | not_included_in_FEC
EE | TYNDP2026 | NT | 2040 | TWh | 129 | Sub_sector | Industry | Chemicals | Industry (chemicals, non-energetic) | Non-energetic | industry_chemical_demand_others_non_energetic | Others | EU | Energy demand | 0 | not_included_in_FEC
EE | TYNDP2026 | NT | 2040 | TWh | 130 | Sub_sector | Industry | Chemicals | Industry (chemicals, non-energetic) | Non-energetic | industry_chemical_demand_ammonia_non_energetic | Ammonia | EU | Energy demand | 0 | not_included_in_FEC
EE | TYNDP2026 | NT | 2040 | TWh | 132 | Sub_sector | Industry | Fertilizers | Industry (fertilizers, energetic) | Energetic | industry_fertilizers_demand_electricity_energetic | Electricity | EU | Energy demand | 0 | FEC
EE | TYNDP2026 | NT | 2040 | TWh | 133 | Sub_sector | Industry | Fertilizers | Industry (fertilizers, energetic) | Energetic | industry_fertilizers_demand_hydrogen_energetic | Hydrogen | EU | Energy demand | 0 | FEC
EE | TYNDP2026 | NT | 2040 | TWh | 134 | Sub_sector | Industry | Fertilizers | Industry (fertilizers, energetic) | Energetic | industry_fertilizers_demand_methane_energetic | Methane | EU | Energy demand | 0 | FEC
EE | TYNDP2026 | NT | 2040 | TWh | 135 | Sub_sector | Industry | Fertilizers | Industry (fertilizers, energetic) | Energetic | industry_fertilizers_demand_heat_energetic | Heat | EU | Energy demand | 0 | FEC
EE | TYNDP2026 | NT | 2040 | TWh | 136 | Sub_sector | Industry | Fertilizers | Industry (fertilizers, energetic) | Energetic | industry_fertilizers_demand_biomass_energetic | Biomass | EU | Energy demand | 0 | FEC
EE | TYNDP2026 | NT | 2040 | TWh | 137 | Sub_sector | Industry | Fertilizers | Industry (fertilizers, energetic) | Energetic | industry_fertilizers_demand_coal_energetic | Solids | EU | Energy demand | 0 | FEC
EE | TYNDP2026 | NT | 2040 | TWh | 138 | Sub_sector | Industry | Fertilizers | Industry (fertilizers, energetic) | Energetic | industry_fertilizers_demand_oil_energetic | Liquids | EU | Energy demand | 0 | FEC
EE | TYNDP2026 | NT | 2040 | TWh | 139 | Sub_sector | Industry | Fertilizers | Industry (fertilizers, energetic) | Energetic | industry_fertilizers_demand_others_energetic | Others | EU | Energy demand | 0 | FEC
EE | TYNDP2026 | NT | 2040 | TWh | 140 | Sub_sector | Industry | Fertilizers | Industry (fertilizers, energetic) | Energetic | industry_fertilizers_demand_ammonia_energetic | Ammonia | EU | Energy demand | 0 | FEC
EE | TYNDP2026 | NT | 2040 | TWh | 142 | Sub_sector | Industry | Fertilizers | Industry (fertilizers, non-energetic) | Non-energetic | industry_fertilizers_demand_electricity_non_energetic | Electricity | EU | Energy demand | 0 | not_included_in_FEC
EE | TYNDP2026 | NT | 2040 | TWh | 143 | Sub_sector | Industry | Fertilizers | Industry (fertilizers, non-energetic) | Non-energetic | industry_fertilizers_demand_hydrogen_non_energetic | Hydrogen | EU | Energy demand | 0 | not_included_in_FEC
EE | TYNDP2026 | NT | 2040 | TWh | 144 | Sub_sector | Industry | Fertilizers | Industry (fertilizers, non-energetic) | Non-energetic | industry_fertilizers_demand_methane_non_energetic | Methane | EU | Energy demand | 0 | not_included_in_FEC
EE | TYNDP2026 | NT | 2040 | TWh | 145 | Sub_sector | Industry | Fertilizers | Industry (fertilizers, non-energetic) | Non-energetic | industry_fertilizers_demand_heat_non_energetic | Heat | EU | Energy demand | 0 | not_included_in_FEC
EE | TYNDP2026 | NT | 2040 | TWh | 146 | Sub_sector | Industry | Fertilizers | Industry (fertilizers, non-energetic) | Non-energetic | industry_fertilizers_demand_biomass_non_energetic | Biomass | EU | Energy demand | 0 | not_included_in_FEC
EE | TYNDP2026 | NT | 2040 | TWh | 147 | Sub_sector | Industry | Fertilizers | Industry (fertilizers, non-energetic) | Non-energetic | industry_fertilizers_demand_coal_non_energetic | Solids | EU | Energy demand | 0 | not_included_in_FEC
EE | TYNDP2026 | NT | 2040 | TWh | 148 | Sub_sector | Industry | Fertilizers | Industry (fertilizers, non-energetic) | Non-energetic | industry_fertilizers_demand_oil_non_energetic | Liquids | EU | Energy demand | 0 | not_included_in_FEC
EE | TYNDP2026 | NT | 2040 | TWh | 149 | Sub_sector | Industry | Fertilizers | Industry (fertilizers, non-energetic) | Non-energetic | industry_fertilizers_demand_others_non_energetic | Others | EU | Energy demand | 0 | not_included_in_FEC
EE | TYNDP2026 | NT | 2040 | TWh | 150 | Sub_sector | Industry | Fertilizers | Industry (fertilizers, non-energetic) | Non-energetic | industry_fertilizers_demand_ammonia_non_energetic | Ammonia | EU | Energy demand | 0 | not_included_in_FEC
EE | TYNDP2026 | NT | 2040 | TWh | 152 | Sub_sector | Industry | Food | Industry (food) | Energetic | industry_food_demand_electricity_energetic | Electricity | EU | Energy demand | 0.38137 | FEC
EE | TYNDP2026 | NT | 2040 | TWh | 153 | Sub_sector | Industry | Food | Industry (food) | Energetic | industry_food_demand_hydrogen_energetic | Hydrogen | EU | Energy demand | 0 | FEC
EE | TYNDP2026 | NT | 2040 | TWh | 154 | Sub_sector | Industry | Food | Industry (food) | Energetic | industry_food_demand_methane_energetic | Methane | EU | Energy demand | 0.10546 | FEC
EE | TYNDP2026 | NT | 2040 | TWh | 155 | Sub_sector | Industry | Food | Industry (food) | Energetic | industry_food_demand_heat_energetic | Heat | EU | Energy demand | 0 | FEC
EE | TYNDP2026 | NT | 2040 | TWh | 156 | Sub_sector | Industry | Food | Industry (food) | Energetic | industry_food_demand_biomass_energetic | Biomass | EU | Energy demand | 0 | FEC
EE | TYNDP2026 | NT | 2040 | TWh | 157 | Sub_sector | Industry | Food | Industry (food) | Energetic | industry_food_demand_coal_energetic | Solids | EU | Energy demand | 0 | FEC
EE | TYNDP2026 | NT | 2040 | TWh | 158 | Sub_sector | Industry | Food | Industry (food) | Energetic | industry_food_demand_oil_energetic | Liquids | EU | Energy demand | 0.0067268 | FEC
EE | TYNDP2026 | NT | 2040 | TWh | 159 | Sub_sector | Industry | Food | Industry (food) | Energetic | industry_food_demand_others_energetic | Others | EU | Energy demand | 0 | FEC
EE | TYNDP2026 | NT | 2040 | TWh | 160 | Sub_sector | Industry | Food | Industry (food) | Energetic | industry_food_demand_ammonia_energetic | Ammonia | EU | Energy demand | 0 | FEC
EE | TYNDP2026 | NT | 2040 | TWh | 162 | Sub_sector | Industry | Metals | Industry (metal) | Energetic | industry_metal_demand_electricity_energetic | Electricity | EU | Energy demand | 0.0026613 | FEC
EE | TYNDP2026 | NT | 2040 | TWh | 163 | Sub_sector | Industry | Metals | Industry (metal) | Energetic | industry_metal_demand_hydrogen_energetic | Hydrogen | EU | Energy demand | 0 | FEC
EE | TYNDP2026 | NT | 2040 | TWh | 164 | Sub_sector | Industry | Metals | Industry (metal) | Energetic | industry_metal_demand_methane_energetic | Methane | EU | Energy demand | 0.0049529 | FEC
EE | TYNDP2026 | NT | 2040 | TWh | 165 | Sub_sector | Industry | Metals | Industry (metal) | Energetic | industry_metal_demand_heat_energetic | Heat | EU | Energy demand | 0 | FEC
EE | TYNDP2026 | NT | 2040 | TWh | 166 | Sub_sector | Industry | Metals | Industry (metal) | Energetic | industry_metal_demand_biomass_energetic | Biomass | EU | Energy demand | 0 | FEC
EE | TYNDP2026 | NT | 2040 | TWh | 167 | Sub_sector | Industry | Metals | Industry (metal) | Energetic | industry_metal_demand_coal_energetic | Solids | EU | Energy demand | 0 | FEC
EE | TYNDP2026 | NT | 2040 | TWh | 168 | Sub_sector | Industry | Metals | Industry (metal) | Energetic | industry_metal_demand_oil_energetic | Liquids | EU | Energy demand | 0 | FEC
EE | TYNDP2026 | NT | 2040 | TWh | 169 | Sub_sector | Industry | Metals | Industry (metal) | Energetic | industry_metal_demand_others_energetic | Others | EU | Energy demand | 0 | FEC
EE | TYNDP2026 | NT | 2040 | TWh | 170 | Sub_sector | Industry | Metals | Industry (metal) | Energetic | industry_metal_demand_ammonia_energetic | Ammonia | EU | Energy demand | 0 | FEC
EE | TYNDP2026 | NT | 2040 | TWh | 172 | Sub_sector | Industry | Others | Industry (other, energetic) | Energetic | industry_other_demand_electricity_energetic | Electricity | EU | Energy demand | 0.74877 | FEC
EE | TYNDP2026 | NT | 2040 | TWh | 173 | Sub_sector | Industry | Others | Industry (other, energetic) | Energetic | industry_other_demand_hydrogen_energetic | Hydrogen | EU | Energy demand | 0.53716 | FEC
EE | TYNDP2026 | NT | 2040 | TWh | 174 | Sub_sector | Industry | Others | Industry (other, energetic) | Energetic | industry_other_demand_methane_energetic | Methane | EU | Energy demand | 0.34183 | FEC
EE | TYNDP2026 | NT | 2040 | TWh | 175 | Sub_sector | Industry | Others | Industry (other, energetic) | Energetic | industry_other_demand_heat_energetic | Heat | EU | Energy demand | 0 | FEC
EE | TYNDP2026 | NT | 2040 | TWh | 176 | Sub_sector | Industry | Others | Industry (other, energetic) | Energetic | industry_other_demand_biomass_energetic | Biomass | EU | Energy demand | 0.96037 | FEC
EE | TYNDP2026 | NT | 2040 | TWh | 177 | Sub_sector | Industry | Others | Industry (other, energetic) | Energetic | industry_other_demand_coal_energetic | Solids | EU | Energy demand | 0.13022 | FEC
EE | TYNDP2026 | NT | 2040 | TWh | 178 | Sub_sector | Industry | Others | Industry (other, energetic) | Energetic | industry_other_demand_oil_energetic | Liquids | EU | Energy demand | 0.53716 | FEC
EE | TYNDP2026 | NT | 2040 | TWh | 179 | Sub_sector | Industry | Others | Industry (other, energetic) | Energetic | industry_other_demand_others_energetic | Others | EU | Energy demand | 0 | FEC
EE | TYNDP2026 | NT | 2040 | TWh | 180 | Sub_sector | Industry | Others | Industry (other, energetic) | Energetic | industry_other_demand_ammonia_energetic | Ammonia | EU | Energy demand | 0 | FEC
EE | TYNDP2026 | NT | 2040 | TWh | 182 | Sub_sector | Industry | Others | Industry (other, non-energetic) | Non-energetic | industry_other_demand_electricity_non_energetic | Electricity | EU | Energy demand | 0 | not_included_in_FEC
EE | TYNDP2026 | NT | 2040 | TWh | 183 | Sub_sector | Industry | Others | Industry (other, non-energetic) | Non-energetic | industry_other_demand_hydrogen_non_energetic | Hydrogen | EU | Energy demand | 0 | not_included_in_FEC
EE | TYNDP2026 | NT | 2040 | TWh | 184 | Sub_sector | Industry | Others | Industry (other, non-energetic) | Non-energetic | industry_other_demand_methane_non_energetic | Methane | EU | Energy demand | 0 | not_included_in_FEC
EE | TYNDP2026 | NT | 2040 | TWh | 185 | Sub_sector | Industry | Others | Industry (other, non-energetic) | Non-energetic | industry_other_demand_heat_non_energetic | Heat | EU | Energy demand | 0 | not_included_in_FEC
EE | TYNDP2026 | NT | 2040 | TWh | 186 | Sub_sector | Industry | Others | Industry (other, non-energetic) | Non-energetic | industry_other_demand_biomass_non_energetic | Biomass | EU | Energy demand | 0 | not_included_in_FEC
EE | TYNDP2026 | NT | 2040 | TWh | 187 | Sub_sector | Industry | Others | Industry (other, non-energetic) | Non-energetic | industry_other_demand_coal_non_energetic | Solids | EU | Energy demand | 0 | not_included_in_FEC
EE | TYNDP2026 | NT | 2040 | TWh | 188 | Sub_sector | Industry | Others | Industry (other, non-energetic) | Non-energetic | industry_other_demand_oil_non_energetic | Liquids | EU | Energy demand | 0.50901 | not_included_in_FEC
EE | TYNDP2026 | NT | 2040 | TWh | 189 | Sub_sector | Industry | Others | Industry (other, non-energetic) | Non-energetic | industry_other_demand_others_non_energetic | Others | EU | Energy demand | 0 | not_included_in_FEC
EE | TYNDP2026 | NT | 2040 | TWh | 190 | Sub_sector | Industry | Others | Industry (other, non-energetic) | Non-energetic | industry_other_demand_ammonia_non_energetic | Ammonia | EU | Energy demand | 0 | not_included_in_FEC
EE | TYNDP2026 | NT | 2040 | TWh | 192 | Sub_sector | Industry | Paper | Industry (paper) | Energetic | industry_paper_demand_electricity_energetic | Electricity | EU | Energy demand | 0.34753 | FEC
EE | TYNDP2026 | NT | 2040 | TWh | 193 | Sub_sector | Industry | Paper | Industry (paper) | Energetic | industry_paper_demand_hydrogen_energetic | Hydrogen | EU | Energy demand | 0.041888 | FEC
EE | TYNDP2026 | NT | 2040 | TWh | 194 | Sub_sector | Industry | Paper | Industry (paper) | Energetic | industry_paper_demand_methane_energetic | Methane | EU | Energy demand | 0.034496 | FEC
EE | TYNDP2026 | NT | 2040 | TWh | 195 | Sub_sector | Industry | Paper | Industry (paper) | Energetic | industry_paper_demand_heat_energetic | Heat | EU | Energy demand | 0 | FEC
EE | TYNDP2026 | NT | 2040 | TWh | 196 | Sub_sector | Industry | Paper | Industry (paper) | Energetic | industry_paper_demand_biomass_energetic | Biomass | EU | Energy demand | 0.052668 | FEC
EE | TYNDP2026 | NT | 2040 | TWh | 197 | Sub_sector | Industry | Paper | Industry (paper) | Energetic | industry_paper_demand_coal_energetic | Solids | EU | Energy demand | 0.005544 | FEC
EE | TYNDP2026 | NT | 2040 | TWh | 198 | Sub_sector | Industry | Paper | Industry (paper) | Energetic | industry_paper_demand_oil_energetic | Liquids | EU | Energy demand | 0 | FEC
EE | TYNDP2026 | NT | 2040 | TWh | 199 | Sub_sector | Industry | Paper | Industry (paper) | Energetic | industry_paper_demand_others_energetic | Others | EU | Energy demand | 0 | FEC
EE | TYNDP2026 | NT | 2040 | TWh | 200 | Sub_sector | Industry | Paper | Industry (paper) | Energetic | industry_paper_demand_ammonia_energetic | Ammonia | EU | Energy demand | 0 | FEC
EE | TYNDP2026 | NT | 2040 | TWh | 202 | Sub_sector | Industry | Refineries | Industry (refineries, energetic) | Energetic | industry_refinery_demand_electricity_energetic | Electricity | EU | Energy demand | 0 | not_included_in_FEC
EE | TYNDP2026 | NT | 2040 | TWh | 203 | Sub_sector | Industry | Refineries | Industry (refineries, energetic) | Energetic | industry_refinery_demand_hydrogen_energetic | Hydrogen | EU | Energy demand | 0 | not_included_in_FEC
EE | TYNDP2026 | NT | 2040 | TWh | 204 | Sub_sector | Industry | Refineries | Industry (refineries, energetic) | Energetic | industry_refinery_demand_methane_energetic | Methane | EU | Energy demand | 0 | not_included_in_FEC
EE | TYNDP2026 | NT | 2040 | TWh | 205 | Sub_sector | Industry | Refineries | Industry (refineries, energetic) | Energetic | industry_refinery_demand_heat_energetic | Heat | EU | Energy demand | 0 | not_included_in_FEC
EE | TYNDP2026 | NT | 2040 | TWh | 206 | Sub_sector | Industry | Refineries | Industry (refineries, energetic) | Energetic | industry_refinery_demand_biomass_energetic | Biomass | EU | Energy demand | 0 | not_included_in_FEC
EE | TYNDP2026 | NT | 2040 | TWh | 207 | Sub_sector | Industry | Refineries | Industry (refineries, energetic) | Energetic | industry_refinery_demand_coal_energetic | Solids | EU | Energy demand | 0 | not_included_in_FEC
EE | TYNDP2026 | NT | 2040 | TWh | 208 | Sub_sector | Industry | Refineries | Industry (refineries, energetic) | Energetic | industry_refinery_demand_oil_energetic | Liquids | EU | Energy demand | 0 | not_included_in_FEC
EE | TYNDP2026 | NT | 2040 | TWh | 209 | Sub_sector | Industry | Refineries | Industry (refineries, energetic) | Energetic | industry_refinery_demand_others_energetic | Others | EU | Energy demand | 0 | not_included_in_FEC
EE | TYNDP2026 | NT | 2040 | TWh | 210 | Sub_sector | Industry | Refineries | Industry (refineries, energetic) | Energetic | industry_refinery_demand_ammonia_energetic | Ammonia | EU | Energy demand | 0 | not_included_in_FEC
EE | TYNDP2026 | NT | 2040 | TWh | 212 | Sub_sector | Industry | Refineries | Industry (refineries, non-energetic) | Non-energetic | industry_refinery_demand_electricity_non_energetic | Electricity | EU | Energy demand | 0 | not_included_in_FEC
EE | TYNDP2026 | NT | 2040 | TWh | 213 | Sub_sector | Industry | Refineries | Industry (refineries, non-energetic) | Non-energetic | industry_refinery_demand_hydrogen_non_energetic | Hydrogen | EU | Energy demand | 0 | not_included_in_FEC
EE | TYNDP2026 | NT | 2040 | TWh | 214 | Sub_sector | Industry | Refineries | Industry (refineries, non-energetic) | Non-energetic | industry_refinery_demand_methane_non_energetic | Methane | EU | Energy demand | 0 | not_included_in_FEC
EE | TYNDP2026 | NT | 2040 | TWh | 215 | Sub_sector | Industry | Refineries | Industry (refineries, non-energetic) | Non-energetic | industry_refinery_demand_heat_non_energetic | Heat | EU | Energy demand | 0 | not_included_in_FEC
EE | TYNDP2026 | NT | 2040 | TWh | 216 | Sub_sector | Industry | Refineries | Industry (refineries, non-energetic) | Non-energetic | industry_refinery_demand_biomass_non_energetic | Biomass | EU | Energy demand | 0 | not_included_in_FEC
EE | TYNDP2026 | NT | 2040 | TWh | 217 | Sub_sector | Industry | Refineries | Industry (refineries, non-energetic) | Non-energetic | industry_refinery_demand_coal_non_energetic | Solids | EU | Energy demand | 0 | not_included_in_FEC
EE | TYNDP2026 | NT | 2040 | TWh | 218 | Sub_sector | Industry | Refineries | Industry (refineries, non-energetic) | Non-energetic | industry_refinery_demand_oil_non_energetic | Liquids | EU | Energy demand | 0 | not_included_in_FEC
EE | TYNDP2026 | NT | 2040 | TWh | 219 | Sub_sector | Industry | Refineries | Industry (refineries, non-energetic) | Non-energetic | industry_refinery_demand_others_non_energetic | Others | EU | Energy demand | 0 | not_included_in_FEC
EE | TYNDP2026 | NT | 2040 | TWh | 220 | Sub_sector | Industry | Refineries | Industry (refineries, non-energetic) | Non-energetic | industry_refinery_demand_ammonia_non_energetic | Ammonia | EU | Energy demand | 0 | not_included_in_FEC
EE | TYNDP2026 | NT | 2040 | TWh | 222 | Sub_sector | Industry | Steel | Industry (steel) | Energetic | industry_steel_demand_electricity_energetic | Electricity | EU | Energy demand | 0 | FEC
EE | TYNDP2026 | NT | 2040 | TWh | 223 | Sub_sector | Industry | Steel | Industry (steel) | Energetic | industry_steel_demand_hydrogen_energetic | Hydrogen | EU | Energy demand | 0 | FEC
EE | TYNDP2026 | NT | 2040 | TWh | 224 | Sub_sector | Industry | Steel | Industry (steel) | Energetic | industry_steel_demand_methane_energetic | Methane | EU | Energy demand | 0 | FEC
EE | TYNDP2026 | NT | 2040 | TWh | 225 | Sub_sector | Industry | Steel | Industry (steel) | Energetic | industry_steel_demand_heat_energetic | Heat | EU | Energy demand | 0 | FEC
EE | TYNDP2026 | NT | 2040 | TWh | 226 | Sub_sector | Industry | Steel | Industry (steel) | Energetic | industry_steel_demand_biomass_energetic | Biomass | EU | Energy demand | 0 | FEC
EE | TYNDP2026 | NT | 2040 | TWh | 227 | Sub_sector | Industry | Steel | Industry (steel) | Energetic | industry_steel_demand_coal_energetic | Solids | EU | Energy demand | 0 | FEC
EE | TYNDP2026 | NT | 2040 | TWh | 228 | Sub_sector | Industry | Steel | Industry (steel) | Energetic | industry_steel_demand_oil_energetic | Liquids | EU | Energy demand | 0 | FEC
EE | TYNDP2026 | NT | 2040 | TWh | 229 | Sub_sector | Industry | Steel | Industry (steel) | Energetic | industry_steel_demand_others_energetic | Others | EU | Energy demand | 0 | FEC
EE | TYNDP2026 | NT | 2040 | TWh | 230 | Sub_sector | Industry | Steel | Industry (steel) | Energetic | industry_steel_demand_ammonia_energetic | Ammonia | EU | Energy demand | 0 | FEC
EE | TYNDP2026 | NT | 2040 | TWh | 232 | Sub_sector | Transport | Cars | Transport (cars) | Energetic | transport_cars_final_demand_electricity | Electricity | EU | Energy demand | 0.79523 | FEC
EE | TYNDP2026 | NT | 2040 | TWh | 233 | Sub_sector | Transport | Cars | Transport (cars) | Energetic | transport_cars_final_demand_hydrogen | Hydrogen | EU | Energy demand | 0.035264 | FEC
EE | TYNDP2026 | NT | 2040 | TWh | 234 | Sub_sector | Transport | Cars | Transport (cars) | Energetic | transport_cars_final_demand_methane | Methane | EU | Energy demand | 0.37 | FEC
EE | TYNDP2026 | NT | 2040 | TWh | 235 | Sub_sector | Transport | Cars | Transport (cars) | Energetic | transport_cars_final_demand_heat | Heat | EU | Energy demand | 0 | FEC
EE | TYNDP2026 | NT | 2040 | TWh | 236 | Sub_sector | Transport | Cars | Transport (cars) | Energetic | transport_cars_final_demand_biomass | Biomass | EU | Energy demand | 0 | FEC
EE | TYNDP2026 | NT | 2040 | TWh | 237 | Sub_sector | Transport | Cars | Transport (cars) | Energetic | transport_cars_final_demand_coal | Solids | EU | Energy demand | 0 | FEC
EE | TYNDP2026 | NT | 2040 | TWh | 238 | Sub_sector | Transport | Cars | Transport (cars) | Energetic | transport_cars_final_demand_oil | Liquids | EU | Energy demand | 4.3173 | FEC
EE | TYNDP2026 | NT | 2040 | TWh | 239 | Sub_sector | Transport | Cars | Transport (cars) | Energetic | transport_cars_final_demand_other | Others | EU | Energy demand | 0 | FEC
EE | TYNDP2026 | NT | 2040 | TWh | 240 | Sub_sector | Transport | Cars | Transport (cars) | Energetic | transport_cars_final_demand_ammonia | Ammonia | EU | Energy demand | 0 | FEC
EE | TYNDP2026 | NT | 2040 | TWh | 242 | Sub_sector | Transport | Busses | Transport (busses) | Energetic | transport_busses_final_demand_electricity | Electricity | EU | Energy demand | 0.15213 | FEC
EE | TYNDP2026 | NT | 2040 | TWh | 243 | Sub_sector | Transport | Busses | Transport (busses) | Energetic | transport_busses_final_demand_hydrogen | Hydrogen | EU | Energy demand | 0.11702 | FEC
EE | TYNDP2026 | NT | 2040 | TWh | 244 | Sub_sector | Transport | Busses | Transport (busses) | Energetic | transport_busses_final_demand_methane | Methane | EU | Energy demand | 0.12611 | FEC
EE | TYNDP2026 | NT | 2040 | TWh | 245 | Sub_sector | Transport | Busses | Transport (busses) | Energetic | transport_busses_final_demand_heat | Heat | EU | Energy demand | 0 | FEC
EE | TYNDP2026 | NT | 2040 | TWh | 246 | Sub_sector | Transport | Busses | Transport (busses) | Energetic | transport_busses_final_demand_biomass | Biomass | EU | Energy demand | 0 | FEC
EE | TYNDP2026 | NT | 2040 | TWh | 247 | Sub_sector | Transport | Busses | Transport (busses) | Energetic | transport_busses_final_demand_coal | Solids | EU | Energy demand | 0 | FEC
EE | TYNDP2026 | NT | 2040 | TWh | 248 | Sub_sector | Transport | Busses | Transport (busses) | Energetic | transport_busses_final_demand_oil | Liquids | EU | Energy demand | 0.21774 | FEC
EE | TYNDP2026 | NT | 2040 | TWh | 249 | Sub_sector | Transport | Busses | Transport (busses) | Energetic | transport_busses_final_demand_other | Others | EU | Energy demand | 0 | FEC
EE | TYNDP2026 | NT | 2040 | TWh | 250 | Sub_sector | Transport | Busses | Transport (busses) | Energetic | transport_busses_final_demand_ammonia | Ammonia | EU | Energy demand | 0 | FEC
EE | TYNDP2026 | NT | 2040 | TWh | 252 | Sub_sector | Transport | Trucks | Transport (trucks) | Energetic | transport_trucks_final_demand_electricity | Electricity | EU | Energy demand | 0.069118 | FEC
EE | TYNDP2026 | NT | 2040 | TWh | 253 | Sub_sector | Transport | Trucks | Transport (trucks) | Energetic | transport_trucks_final_demand_hydrogen | Hydrogen | EU | Energy demand | 0.083829 | FEC
EE | TYNDP2026 | NT | 2040 | TWh | 254 | Sub_sector | Transport | Trucks | Transport (trucks) | Energetic | transport_trucks_final_demand_methane | Methane | EU | Energy demand | 0.13534 | FEC
EE | TYNDP2026 | NT | 2040 | TWh | 255 | Sub_sector | Transport | Trucks | Transport (trucks) | Energetic | transport_trucks_final_demand_heat | Heat | EU | Energy demand | 0 | FEC
EE | TYNDP2026 | NT | 2040 | TWh | 256 | Sub_sector | Transport | Trucks | Transport (trucks) | Energetic | transport_trucks_final_demand_biomass | Biomass | EU | Energy demand | 0 | FEC
EE | TYNDP2026 | NT | 2040 | TWh | 257 | Sub_sector | Transport | Trucks | Transport (trucks) | Energetic | transport_trucks_final_demand_coal | Solids | EU | Energy demand | 0 | FEC
EE | TYNDP2026 | NT | 2040 | TWh | 258 | Sub_sector | Transport | Trucks | Transport (trucks) | Energetic | transport_trucks_final_demand_oil | Liquids | EU | Energy demand | 0.46233 | FEC
EE | TYNDP2026 | NT | 2040 | TWh | 259 | Sub_sector | Transport | Trucks | Transport (trucks) | Energetic | transport_trucks_final_demand_other | Others | EU | Energy demand | 0 | FEC
EE | TYNDP2026 | NT | 2040 | TWh | 260 | Sub_sector | Transport | Trucks | Transport (trucks) | Energetic | transport_trucks_final_demand_ammonia | Ammonia | EU | Energy demand | 0 | FEC
EE | TYNDP2026 | NT | 2040 | TWh | 262 | Sub_sector | Transport | Vans | Transport (vans) | Energetic | transport_vans_final_demand_electricity | Electricity | EU | Energy demand | 0.075109 | FEC
EE | TYNDP2026 | NT | 2040 | TWh | 263 | Sub_sector | Transport | Vans | Transport (vans) | Energetic | transport_vans_final_demand_hydrogen | Hydrogen | EU | Energy demand | 0.016686 | FEC
EE | TYNDP2026 | NT | 2040 | TWh | 264 | Sub_sector | Transport | Vans | Transport (vans) | Energetic | transport_vans_final_demand_methane | Methane | EU | Energy demand | 0.0044648 | FEC
EE | TYNDP2026 | NT | 2040 | TWh | 265 | Sub_sector | Transport | Vans | Transport (vans) | Energetic | transport_vans_final_demand_heat | Heat | EU | Energy demand | 0 | FEC
EE | TYNDP2026 | NT | 2040 | TWh | 266 | Sub_sector | Transport | Vans | Transport (vans) | Energetic | transport_vans_final_demand_biomass | Biomass | EU | Energy demand | 0 | FEC
EE | TYNDP2026 | NT | 2040 | TWh | 267 | Sub_sector | Transport | Vans | Transport (vans) | Energetic | transport_vans_final_demand_coal | Solids | EU | Energy demand | 0 | FEC
EE | TYNDP2026 | NT | 2040 | TWh | 268 | Sub_sector | Transport | Vans | Transport (vans) | Energetic | transport_vans_final_demand_oil | Liquids | EU | Energy demand | 0.2817 | FEC
EE | TYNDP2026 | NT | 2040 | TWh | 269 | Sub_sector | Transport | Vans | Transport (vans) | Energetic | transport_vans_final_demand_other | Others | EU | Energy demand | 0 | FEC
EE | TYNDP2026 | NT | 2040 | TWh | 270 | Sub_sector | Transport | Vans | Transport (vans) | Energetic | transport_vans_final_demand_ammonia | Ammonia | EU | Energy demand | 0 | FEC
EE | TYNDP2026 | NT | 2040 | TWh | 272 | Sub_sector | Transport | Freight trains | Transport (trains) | Energetic | transport_trains_final_demand_electricity | Electricity | EU | Energy demand | 0.14212 | FEC
EE | TYNDP2026 | NT | 2040 | TWh | 273 | Sub_sector | Transport | Freight trains | Transport (trains) | Energetic | transport_trains_final_demand_hydrogen | Hydrogen | EU | Energy demand | 0.037936 | FEC
EE | TYNDP2026 | NT | 2040 | TWh | 274 | Sub_sector | Transport | Freight trains | Transport (trains) | Energetic | transport_trains_final_demand_methane | Methane | EU | Energy demand | 0 | FEC
EE | TYNDP2026 | NT | 2040 | TWh | 275 | Sub_sector | Transport | Freight trains | Transport (trains) | Energetic | transport_trains_final_demand_heat | Heat | EU | Energy demand | 0 | FEC
EE | TYNDP2026 | NT | 2040 | TWh | 276 | Sub_sector | Transport | Freight trains | Transport (trains) | Energetic | transport_trains_final_demand_biomass | Biomass | EU | Energy demand | 0 | FEC
EE | TYNDP2026 | NT | 2040 | TWh | 277 | Sub_sector | Transport | Freight trains | Transport (trains) | Energetic | transport_trains_final_demand_coal | Solids | EU | Energy demand | 0 | FEC
EE | TYNDP2026 | NT | 2040 | TWh | 278 | Sub_sector | Transport | Freight trains | Transport (trains) | Energetic | transport_trains_final_demand_oil | Liquids | EU | Energy demand | 0.12977 | FEC
EE | TYNDP2026 | NT | 2040 | TWh | 279 | Sub_sector | Transport | Freight trains | Transport (trains) | Energetic | transport_trains_final_demand_other | Others | EU | Energy demand | 0 | FEC
EE | TYNDP2026 | NT | 2040 | TWh | 280 | Sub_sector | Transport | Freight trains | Transport (trains) | Energetic | transport_trains_final_demand_ammonia | Ammonia | EU | Energy demand | 0 | FEC
EE | TYNDP2026 | NT | 2040 | TWh | 282 | Sub_sector | Transport | Ships | Transport (ships) | Energetic | transport_ships_final_demand_electricity | Electricity | EU | Energy demand | 0.0050264 | FEC
EE | TYNDP2026 | NT | 2040 | TWh | 283 | Sub_sector | Transport | Ships | Transport (ships) | Energetic | transport_ships_final_demand_hydrogen | Hydrogen | EU | Energy demand | 0.0039628 | FEC
EE | TYNDP2026 | NT | 2040 | TWh | 284 | Sub_sector | Transport | Ships | Transport (ships) | Energetic | transport_ships_final_demand_methane | Methane | EU | Energy demand | 0 | FEC
EE | TYNDP2026 | NT | 2040 | TWh | 285 | Sub_sector | Transport | Ships | Transport (ships) | Energetic | transport_ships_final_demand_heat | Heat | EU | Energy demand | 0 | FEC
EE | TYNDP2026 | NT | 2040 | TWh | 286 | Sub_sector | Transport | Ships | Transport (ships) | Energetic | transport_ships_final_demand_biomass | Biomass | EU | Energy demand | 0 | FEC
EE | TYNDP2026 | NT | 2040 | TWh | 287 | Sub_sector | Transport | Ships | Transport (ships) | Energetic | transport_ships_final_demand_coal | Solids | EU | Energy demand | 0 | FEC
EE | TYNDP2026 | NT | 2040 | TWh | 288 | Sub_sector | Transport | Ships | Transport (ships) | Energetic | transport_ships_final_demand_oil | Liquids | EU | Energy demand | 0.014153 | FEC
EE | TYNDP2026 | NT | 2040 | TWh | 289 | Sub_sector | Transport | Ships | Transport (ships) | Energetic | transport_ships_final_demand_other | Others | EU | Energy demand | 0 | FEC
EE | TYNDP2026 | NT | 2040 | TWh | 290 | Sub_sector | Transport | Ships | Transport (ships) | Energetic | transport_ships_final_demand_ammonia | Ammonia | EU | Energy demand | 0 | FEC
EE | TYNDP2026 | NT | 2040 | TWh | 292 | Sub_sector | Transport | Planes | Transport (planes) | Energetic | transport_planes_final_demand_electricity | Electricity | EU | Energy demand | 0.0026184 | FEC
EE | TYNDP2026 | NT | 2040 | TWh | 293 | Sub_sector | Transport | Planes | Transport (planes) | Energetic | transport_planes_final_demand_hydrogen | Hydrogen | EU | Energy demand | 0.0033426 | FEC
EE | TYNDP2026 | NT | 2040 | TWh | 294 | Sub_sector | Transport | Planes | Transport (planes) | Energetic | transport_planes_final_demand_methane | Methane | EU | Energy demand | 0 | FEC
EE | TYNDP2026 | NT | 2040 | TWh | 295 | Sub_sector | Transport | Planes | Transport (planes) | Energetic | transport_planes_final_demand_heat | Heat | EU | Energy demand | 0 | FEC
EE | TYNDP2026 | NT | 2040 | TWh | 296 | Sub_sector | Transport | Planes | Transport (planes) | Energetic | transport_planes_final_demand_biomass | Biomass | EU | Energy demand | 0 | FEC
EE | TYNDP2026 | NT | 2040 | TWh | 297 | Sub_sector | Transport | Planes | Transport (planes) | Energetic | transport_planes_final_demand_coal | Solids | EU | Energy demand | 0 | FEC
EE | TYNDP2026 | NT | 2040 | TWh | 298 | Sub_sector | Transport | Planes | Transport (planes) | Energetic | transport_planes_final_demand_oil | Liquids | EU | Energy demand | 0.018986 | FEC
EE | TYNDP2026 | NT | 2040 | TWh | 299 | Sub_sector | Transport | Planes | Transport (planes) | Energetic | transport_planes_final_demand_other | Others | EU | Energy demand | 0 | FEC
EE | TYNDP2026 | NT | 2040 | TWh | 300 | Sub_sector | Transport | Planes | Transport (planes) | Energetic | transport_planes_final_demand_ammonia | Ammonia | EU | Energy demand | 0 | FEC
EE | TYNDP2026 | NT | 2040 | TWh | 302 | Sub_sector | Transport | Others | Transport (others) | Energetic | transport_other_final_demand_electricity | Electricity | EU | Energy demand | 0.0043585 | FEC
EE | TYNDP2026 | NT | 2040 | TWh | 303 | Sub_sector | Transport | Others | Transport (others) | Energetic | transport_other_final_demand_hydrogen | Hydrogen | EU | Energy demand | 0 | FEC
EE | TYNDP2026 | NT | 2040 | TWh | 304 | Sub_sector | Transport | Others | Transport (others) | Energetic | transport_other_final_demand_methane | Methane | EU | Energy demand | 0 | FEC
EE | TYNDP2026 | NT | 2040 | TWh | 305 | Sub_sector | Transport | Others | Transport (others) | Energetic | transport_other_final_demand_heat | Heat | EU | Energy demand | 0 | FEC
EE | TYNDP2026 | NT | 2040 | TWh | 306 | Sub_sector | Transport | Others | Transport (others) | Energetic | transport_other_final_demand_biomass | Biomass | EU | Energy demand | 0 | FEC
EE | TYNDP2026 | NT | 2040 | TWh | 307 | Sub_sector | Transport | Others | Transport (others) | Energetic | transport_other_final_demand_coal | Solids | EU | Energy demand | 0 | FEC
EE | TYNDP2026 | NT | 2040 | TWh | 308 | Sub_sector | Transport | Others | Transport (others) | Energetic | transport_other_final_demand_oil | Liquids | EU | Energy demand | 0.041224 | FEC
EE | TYNDP2026 | NT | 2040 | TWh | 309 | Sub_sector | Transport | Others | Transport (others) | Energetic | transport_other_final_demand_other | Others | EU | Energy demand | 0 | FEC
EE | TYNDP2026 | NT | 2040 | TWh | 310 | Sub_sector | Transport | Others | Transport (others) | Energetic | transport_other_final_demand_ammonia | Ammonia | EU | Energy demand | 0 | FEC
EE | TYNDP2026 | NT | 2040 | TWh | 312 | Sub_sector | International transport | International aviation | Transport (int. aviation) | Energetic | transport_int_aviation_final_demand_electricity | Electricity | EU | Energy demand | 0 | FEC
EE | TYNDP2026 | NT | 2040 | TWh | 313 | Sub_sector | International transport | International aviation | Transport (int. aviation) | Energetic | transport_int_aviation_final_demand_hydrogen | Hydrogen | EU | Energy demand | 0 | FEC
EE | TYNDP2026 | NT | 2040 | TWh | 314 | Sub_sector | International transport | International aviation | Transport (int. aviation) | Energetic | transport_int_aviation_final_demand_methane | Methane | EU | Energy demand | 0 | FEC
EE | TYNDP2026 | NT | 2040 | TWh | 315 | Sub_sector | International transport | International aviation | Transport (int. aviation) | Energetic | transport_int_aviation_final_demand_heat | Heat | EU | Energy demand | 0 | FEC
EE | TYNDP2026 | NT | 2040 | TWh | 316 | Sub_sector | International transport | International aviation | Transport (int. aviation) | Energetic | transport_int_aviation_final_demand_biofuels | Biomass | EU | Energy demand | 0 | FEC
EE | TYNDP2026 | NT | 2040 | TWh | 317 | Sub_sector | International transport | International aviation | Transport (int. aviation) | Energetic | transport_int_aviation_final_demand_coal | Solids | EU | Energy demand | 0 | FEC
EE | TYNDP2026 | NT | 2040 | TWh | 318 | Sub_sector | International transport | International aviation | Transport (int. aviation) | Energetic | transport_int_aviation_final_demand_oil | Liquids | EU | Energy demand | 0.77671 | FEC
EE | TYNDP2026 | NT | 2040 | TWh | 319 | Sub_sector | International transport | International aviation | Transport (int. aviation) | Energetic | transport_int_aviation_final_demand_other | Others | EU | Energy demand | 0 | FEC
EE | TYNDP2026 | NT | 2040 | TWh | 320 | Sub_sector | International transport | International aviation | Transport (int. aviation) | Energetic | transport_int_aviation_final_demand_ammonia | Ammonia | EU | Energy demand | 0 | FEC
EE | TYNDP2026 | NT | 2040 | TWh | 322 | Sub_sector | International transport | International shipping | Transport (int. shipping) | Energetic | transport_int_shipping_final_demand_electricity | Electricity | EU | Energy demand | 0 | not_included_in_FEC
EE | TYNDP2026 | NT | 2040 | TWh | 323 | Sub_sector | International transport | International shipping | Transport (int. shipping) | Energetic | transport_int_shipping_final_demand_hydrogen | Hydrogen | EU | Energy demand | 0.41455 | not_included_in_FEC
EE | TYNDP2026 | NT | 2040 | TWh | 324 | Sub_sector | International transport | International shipping | Transport (int. shipping) | Energetic | transport_int_shipping_final_demand_methane | Methane | EU | Energy demand | 0.7449 | not_included_in_FEC
EE | TYNDP2026 | NT | 2040 | TWh | 325 | Sub_sector | International transport | International shipping | Transport (int. shipping) | Energetic | transport_int_shipping_final_demand_heat | Heat | EU | Energy demand | 0 | not_included_in_FEC
EE | TYNDP2026 | NT | 2040 | TWh | 326 | Sub_sector | International transport | International shipping | Transport (int. shipping) | Energetic | transport_int_shipping_final_demand_biofuels | Biomass | EU | Energy demand | 0 | not_included_in_FEC
EE | TYNDP2026 | NT | 2040 | TWh | 327 | Sub_sector | International transport | International shipping | Transport (int. shipping) | Energetic | transport_int_shipping_final_demand_coal | Solids | EU | Energy demand | 0 | not_included_in_FEC
EE | TYNDP2026 | NT | 2040 | TWh | 328 | Sub_sector | International transport | International shipping | Transport (int. shipping) | Energetic | transport_int_shipping_final_demand_oil | Liquids | EU | Energy demand | 0.80465 | not_included_in_FEC
EE | TYNDP2026 | NT | 2040 | TWh | 329 | Sub_sector | International transport | International shipping | Transport (int. shipping) | Energetic | transport_int_shipping_final_demand_other | Others | EU | Energy demand | 0 | not_included_in_FEC
EE | TYNDP2026 | NT | 2040 | TWh | 330 | Sub_sector | International transport | International shipping | Transport (int. shipping) | Energetic | transport_int_shipping_final_demand_ammonia | Ammonia | EU | Energy demand | 0 | not_included_in_FEC
EE | TYNDP2026 | NT | 2040 | TWh | 332 | Sub_sector | Households | Space heating | Households (heating) | Energetic | households_heating_final_demand_electricity | Electricity | EU | Energy demand | 0.90922 | FEC
EE | TYNDP2026 | NT | 2040 | TWh | 333 | Sub_sector | Households | Space heating | Households (heating) | Energetic | households_heating_final_demand_hydrogen | Hydrogen | EU | Energy demand | 0 | FEC
EE | TYNDP2026 | NT | 2040 | TWh | 334 | Sub_sector | Households | Space heating | Households (heating) | Energetic | households_heating_final_demand_methane | Methane | EU | Energy demand | 0.47438 | FEC
EE | TYNDP2026 | NT | 2040 | TWh | 335 | Sub_sector | Households | Space heating | Households (heating) | Energetic | households_heating_final_demand_heat | Heat | EU | Energy demand | 2.6428 | FEC
EE | TYNDP2026 | NT | 2040 | TWh | 336 | Sub_sector | Households | Space heating | Households (heating) | Energetic | households_heating_final_demand_biomass | Biomass | EU | Energy demand | 1.579 | FEC
EE | TYNDP2026 | NT | 2040 | TWh | 337 | Sub_sector | Households | Space heating | Households (heating) | Energetic | households_heating_final_demand_coal | Solids | EU | Energy demand | 0 | FEC
EE | TYNDP2026 | NT | 2040 | TWh | 338 | Sub_sector | Households | Space heating | Households (heating) | Energetic | households_heating_final_demand_oil | Liquids | EU | Energy demand | 0 | FEC
EE | TYNDP2026 | NT | 2040 | TWh | 339 | Sub_sector | Households | Space heating | Households (heating) | Energetic | households_heating_final_demand_other | Others | EU | Energy demand | 0.082363 | FEC
EE | TYNDP2026 | NT | 2040 | TWh | 340 | Sub_sector | Households | Space heating | Households (heating) | Energetic | households_heating_final_demand_ammonia | Ammonia | EU | Energy demand | 0 | FEC
EE | TYNDP2026 | NT | 2040 | TWh | 343 | Sub_sector | Households | Cooling | Households (cooling) | Energetic | households_cooling_final_demand_electricity | Electricity | EU | Energy demand | 0 | FEC
EE | TYNDP2026 | NT | 2040 | TWh | 344 | Sub_sector | Households | Cooling | Households (cooling) | Energetic | households_cooling_final_demand_hydrogen | Hydrogen | EU | Energy demand | 0 | FEC
EE | TYNDP2026 | NT | 2040 | TWh | 345 | Sub_sector | Households | Cooling | Households (cooling) | Energetic | households_cooling_final_demand_methane | Methane | EU | Energy demand | 0 | FEC
EE | TYNDP2026 | NT | 2040 | TWh | 346 | Sub_sector | Households | Cooling | Households (cooling) | Energetic | households_cooling_final_demand_heat | Heat | EU | Energy demand | 0 | FEC
EE | TYNDP2026 | NT | 2040 | TWh | 347 | Sub_sector | Households | Cooling | Households (cooling) | Energetic | households_cooling_final_demand_biomass | Biomass | EU | Energy demand | 0 | FEC
EE | TYNDP2026 | NT | 2040 | TWh | 348 | Sub_sector | Households | Cooling | Households (cooling) | Energetic | households_cooling_final_demand_coal | Solids | EU | Energy demand | 0 | FEC
EE | TYNDP2026 | NT | 2040 | TWh | 349 | Sub_sector | Households | Cooling | Households (cooling) | Energetic | households_cooling_final_demand_oil | Liquids | EU | Energy demand | 0 | FEC
EE | TYNDP2026 | NT | 2040 | TWh | 350 | Sub_sector | Households | Cooling | Households (cooling) | Energetic | households_cooling_final_demand_other | Others | EU | Energy demand | 0 | FEC
EE | TYNDP2026 | NT | 2040 | TWh | 351 | Sub_sector | Households | Cooling | Households (cooling) | Energetic | households_cooling_final_demand_ammonia | Ammonia | EU | Energy demand | 0 | FEC
EE | TYNDP2026 | NT | 2040 | TWh | 354 | Sub_sector | Households | Hot water | Households (hot water) | Energetic | households_hot_water_final_demand_electricity | Electricity | EU | Energy demand | 0.23674 | FEC
EE | TYNDP2026 | NT | 2040 | TWh | 355 | Sub_sector | Households | Hot water | Households (hot water) | Energetic | households_hot_water_final_demand_hydrogen | Hydrogen | EU | Energy demand | 0 | FEC
EE | TYNDP2026 | NT | 2040 | TWh | 356 | Sub_sector | Households | Hot water | Households (hot water) | Energetic | households_hot_water_final_demand_methane | Methane | EU | Energy demand | 0.051814 | FEC
EE | TYNDP2026 | NT | 2040 | TWh | 357 | Sub_sector | Households | Hot water | Households (hot water) | Energetic | households_hot_water_final_demand_heat | Heat | EU | Energy demand | 0.48199 | FEC
EE | TYNDP2026 | NT | 2040 | TWh | 358 | Sub_sector | Households | Hot water | Households (hot water) | Energetic | households_hot_water_final_demand_biomass | Biomass | EU | Energy demand | 0.15952 | FEC
EE | TYNDP2026 | NT | 2040 | TWh | 359 | Sub_sector | Households | Hot water | Households (hot water) | Energetic | households_hot_water_final_demand_coal | Solids | EU | Energy demand | 0 | FEC
EE | TYNDP2026 | NT | 2040 | TWh | 360 | Sub_sector | Households | Hot water | Households (hot water) | Energetic | households_hot_water_final_demand_oil | Liquids | EU | Energy demand | 0 | FEC
EE | TYNDP2026 | NT | 2040 | TWh | 361 | Sub_sector | Households | Hot water | Households (hot water) | Energetic | households_hot_water_final_demand_other | Others | EU | Energy demand | 0.032854 | FEC
EE | TYNDP2026 | NT | 2040 | TWh | 362 | Sub_sector | Households | Hot water | Households (hot water) | Energetic | households_hot_water_final_demand_ammonia | Ammonia | EU | Energy demand | 0 | FEC
EE | TYNDP2026 | NT | 2040 | TWh | 365 | Sub_sector | Households | Appliances | Households (appliances) | Energetic | households_appliances_final_demand_electricity | Electricity | EU | Energy demand | 1.5263 | FEC
EE | TYNDP2026 | NT | 2040 | TWh | 366 | Sub_sector | Households | Appliances | Households (appliances) | Energetic | households_appliances_final_demand_hydrogen | Hydrogen | EU | Energy demand | 0 | FEC
EE | TYNDP2026 | NT | 2040 | TWh | 367 | Sub_sector | Households | Appliances | Households (appliances) | Energetic | households_appliances_final_demand_methane | Methane | EU | Energy demand | 0.028178 | FEC
EE | TYNDP2026 | NT | 2040 | TWh | 368 | Sub_sector | Households | Appliances | Households (appliances) | Energetic | households_appliances_final_demand_heat | Heat | EU | Energy demand | 0 | FEC
EE | TYNDP2026 | NT | 2040 | TWh | 369 | Sub_sector | Households | Appliances | Households (appliances) | Energetic | households_appliances_final_demand_biomass | Biomass | EU | Energy demand | 0.014265 | FEC
EE | TYNDP2026 | NT | 2040 | TWh | 370 | Sub_sector | Households | Appliances | Households (appliances) | Energetic | households_appliances_final_demand_coal | Solids | EU | Energy demand | 0 | FEC
EE | TYNDP2026 | NT | 2040 | TWh | 371 | Sub_sector | Households | Appliances | Households (appliances) | Energetic | households_appliances_final_demand_oil | Liquids | EU | Energy demand | 0 | FEC
EE | TYNDP2026 | NT | 2040 | TWh | 372 | Sub_sector | Households | Appliances | Households (appliances) | Energetic | households_appliances_final_demand_other | Others | EU | Energy demand | 0 | FEC
EE | TYNDP2026 | NT | 2040 | TWh | 373 | Sub_sector | Households | Appliances | Households (appliances) | Energetic | households_appliances_final_demand_ammonia | Ammonia | EU | Energy demand | 0 | FEC
EE | TYNDP2026 | NT | 2040 | TWh | 375 | Sub_sector | Buildings | Space heating | Buildings (heat) | Energetic | buildings_heat_final_demand_electricity | Electricity | EU | Energy demand | 0.91925 | FEC
EE | TYNDP2026 | NT | 2040 | TWh | 376 | Sub_sector | Buildings | Space heating | Buildings (heat) | Energetic | buildings_heat_final_demand_hydrogen | Hydrogen | EU | Energy demand | 0.038121 | FEC
EE | TYNDP2026 | NT | 2040 | TWh | 377 | Sub_sector | Buildings | Space heating | Buildings (heat) | Energetic | buildings_heat_final_demand_methane | Methane | EU | Energy demand | 0.61542 | FEC
EE | TYNDP2026 | NT | 2040 | TWh | 378 | Sub_sector | Buildings | Space heating | Buildings (heat) | Energetic | buildings_heat_final_demand_heat | Heat | EU | Energy demand | 1.3355 | FEC
EE | TYNDP2026 | NT | 2040 | TWh | 379 | Sub_sector | Buildings | Space heating | Buildings (heat) | Energetic | buildings_heat_final_demand_biomass | Biomass | EU | Energy demand | 0.069249 | FEC
EE | TYNDP2026 | NT | 2040 | TWh | 380 | Sub_sector | Buildings | Space heating | Buildings (heat) | Energetic | buildings_heat_final_demand_coal | Solids | EU | Energy demand | 0.0072349 | FEC
EE | TYNDP2026 | NT | 2040 | TWh | 381 | Sub_sector | Buildings | Space heating | Buildings (heat) | Energetic | buildings_heat_final_demand_oil | Liquids | EU | Energy demand | 0.090979 | FEC
EE | TYNDP2026 | NT | 2040 | TWh | 382 | Sub_sector | Buildings | Space heating | Buildings (heat) | Energetic | buildings_heat_final_demand_other | Others | EU | Energy demand | 0 | FEC
EE | TYNDP2026 | NT | 2040 | TWh | 383 | Sub_sector | Buildings | Space heating | Buildings (heat) | Energetic | buildings_heat_final_demand_ammonia | Ammonia | EU | Energy demand | 0 | FEC
EE | TYNDP2026 | NT | 2040 | TWh | 386 | Sub_sector | Buildings | Cooling | Buildings (cooling) | Energetic | buildings_cooling_final_demand_electricity | Electricity | EU | Energy demand | 0.021001 | FEC
EE | TYNDP2026 | NT | 2040 | TWh | 387 | Sub_sector | Buildings | Cooling | Buildings (cooling) | Energetic | buildings_cooling_final_demand_hydrogen | Hydrogen | EU | Energy demand | 0 | FEC
EE | TYNDP2026 | NT | 2040 | TWh | 388 | Sub_sector | Buildings | Cooling | Buildings (cooling) | Energetic | buildings_cooling_final_demand_methane | Methane | EU | Energy demand | 0 | FEC
EE | TYNDP2026 | NT | 2040 | TWh | 389 | Sub_sector | Buildings | Cooling | Buildings (cooling) | Energetic | buildings_cooling_final_demand_heat | Heat | EU | Energy demand | 0 | FEC
EE | TYNDP2026 | NT | 2040 | TWh | 390 | Sub_sector | Buildings | Cooling | Buildings (cooling) | Energetic | buildings_cooling_final_demand_biomass | Biomass | EU | Energy demand | 0 | FEC
EE | TYNDP2026 | NT | 2040 | TWh | 391 | Sub_sector | Buildings | Cooling | Buildings (cooling) | Energetic | buildings_cooling_final_demand_coal | Solids | EU | Energy demand | 0 | FEC
EE | TYNDP2026 | NT | 2040 | TWh | 392 | Sub_sector | Buildings | Cooling | Buildings (cooling) | Energetic | buildings_cooling_final_demand_oil | Liquids | EU | Energy demand | 0 | FEC
EE | TYNDP2026 | NT | 2040 | TWh | 393 | Sub_sector | Buildings | Cooling | Buildings (cooling) | Energetic | buildings_cooling_final_demand_other | Others | EU | Energy demand | 0 | FEC
EE | TYNDP2026 | NT | 2040 | TWh | 394 | Sub_sector | Buildings | Cooling | Buildings (cooling) | Energetic | buildings_cooling_final_demand_ammonia | Ammonia | EU | Energy demand | 0 | FEC
EE | TYNDP2026 | NT | 2040 | TWh | 397 | Sub_sector | Buildings | Appliances | Buildings (appliances) | Energetic | buildings_appliances_final_demand_electricity | Electricity | EU | Energy demand | 1.9227 | FEC
EE | TYNDP2026 | NT | 2040 | TWh | 398 | Sub_sector | Buildings | Appliances | Buildings (appliances) | Energetic | buildings_appliances_final_demand_hydrogen | Hydrogen | EU | Energy demand | 0 | FEC
EE | TYNDP2026 | NT | 2040 | TWh | 399 | Sub_sector | Buildings | Appliances | Buildings (appliances) | Energetic | buildings_appliances_final_demand_methane | Methane | EU | Energy demand | 0.24023 | FEC
EE | TYNDP2026 | NT | 2040 | TWh | 400 | Sub_sector | Buildings | Appliances | Buildings (appliances) | Energetic | buildings_appliances_final_demand_heat | Heat | EU | Energy demand | 0 | FEC
EE | TYNDP2026 | NT | 2040 | TWh | 401 | Sub_sector | Buildings | Appliances | Buildings (appliances) | Energetic | buildings_appliances_final_demand_biomass | Biomass | EU | Energy demand | 0 | FEC
EE | TYNDP2026 | NT | 2040 | TWh | 402 | Sub_sector | Buildings | Appliances | Buildings (appliances) | Energetic | buildings_appliances_final_demand_coal | Solids | EU | Energy demand | 0 | FEC
EE | TYNDP2026 | NT | 2040 | TWh | 403 | Sub_sector | Buildings | Appliances | Buildings (appliances) | Energetic | buildings_appliances_final_demand_oil | Liquids | EU | Energy demand | 0 | FEC
EE | TYNDP2026 | NT | 2040 | TWh | 404 | Sub_sector | Buildings | Appliances | Buildings (appliances) | Energetic | buildings_appliances_final_demand_other | Others | EU | Energy demand | 0 | FEC
EE | TYNDP2026 | NT | 2040 | TWh | 405 | Sub_sector | Buildings | Appliances | Buildings (appliances) | Energetic | buildings_appliances_final_demand_ammonia | Ammonia | EU | Energy demand | 0 | FEC
EE | TYNDP2026 | NT | 2040 | TWh | 407 | Sub_sector | Buildings | Datacenters | Datacenters & ICT | Energetic | datacentres_final_demand_electricity_energetic | Electricity | EU | Energy demand | 0.63565 | FEC
EE | TYNDP2026 | NT | 2040 | TWh | 408 | Sub_sector | Buildings | Datacenters | Datacenters & ICT | Energetic | datacentres_final_demand_hydrogen_energetic | Hydrogen | EU | Energy demand | 0 | FEC
EE | TYNDP2026 | NT | 2040 | TWh | 409 | Sub_sector | Buildings | Datacenters | Datacenters & ICT | Energetic | datacentres_final_demand_methane_energetic | Methane | EU | Energy demand | 0 | FEC
EE | TYNDP2026 | NT | 2040 | TWh | 410 | Sub_sector | Buildings | Datacenters | Datacenters & ICT | Energetic | datacentres_final_demand_heat_energetic | Heat | EU | Energy demand | 0 | FEC
EE | TYNDP2026 | NT | 2040 | TWh | 411 | Sub_sector | Buildings | Datacenters | Datacenters & ICT | Energetic | datacentres_final_demand_biomass_energetic | Biomass | EU | Energy demand | 0 | FEC
EE | TYNDP2026 | NT | 2040 | TWh | 412 | Sub_sector | Buildings | Datacenters | Datacenters & ICT | Energetic | datacentres_final_demand_coal_energetic | Solids | EU | Energy demand | 0 | FEC
EE | TYNDP2026 | NT | 2040 | TWh | 413 | Sub_sector | Buildings | Datacenters | Datacenters & ICT | Energetic | datacentres_final_demand_oil_energetic | Liquids | EU | Energy demand | 0 | FEC
EE | TYNDP2026 | NT | 2040 | TWh | 414 | Sub_sector | Buildings | Datacenters | Datacenters & ICT | Energetic | datacentres_final_demand_other_energetic | Others | EU | Energy demand | 0 | FEC
EE | TYNDP2026 | NT | 2040 | TWh | 415 | Sub_sector | Buildings | Datacenters | Datacenters & ICT | Energetic | datacentres_final_demand_ammonia_energetic | Ammonia | EU | Energy demand | 0 | FEC
EE | TYNDP2026 | NT | 2040 | TWh | 417 | Sub_sector | Transport | Others_Sector | Others_Sector | Energetic | other_final_demand_electricity_energetic | Electricity | EU | Energy demand | 0 | FEC
EE | TYNDP2026 | NT | 2040 | TWh | 418 | Sub_sector | Transport | Others_Sector | Others_Sector | Energetic | other_final_demand_hydrogen_energetic | Hydrogen | EU | Energy demand | 0 | FEC
EE | TYNDP2026 | NT | 2040 | TWh | 419 | Sub_sector | Transport | Pipeline Transport | Others_Sector | Energetic | other_final_demand_methane_energetic | Methane | EU | Energy demand | 0 | FEC
EE | TYNDP2026 | NT | 2040 | TWh | 420 | Sub_sector | Transport | Others_Sector | Others_Sector | Energetic | other_final_demand_heat_energetic | Heat | EU | Energy demand | 0 | FEC
EE | TYNDP2026 | NT | 2040 | TWh | 421 | Sub_sector | Transport | Others_Sector | Others_Sector | Energetic | other_final_demand_biomass_energetic | Biomass | EU | Energy demand | 0 | FEC
EE | TYNDP2026 | NT | 2040 | TWh | 422 | Sub_sector | Transport | Others_Sector | Others_Sector | Energetic | other_final_demand_coal_energetic | Solids | EU | Energy demand | 0 | FEC
EE | TYNDP2026 | NT | 2040 | TWh | 423 | Sub_sector | Transport | Others_Sector | Others_Sector | Energetic | other_final_demand_oil_energetic | Liquids | EU | Energy demand | 0.027 | FEC
EE | TYNDP2026 | NT | 2040 | TWh | 424 | Sub_sector | Others_Sector | Others_Sector | Others_Sector | Non-energetic | other_final_demand_oil_non_energetic | Liquids | EU | Energy demand | 0.015167 | not_included_in_FEC
EE | TYNDP2026 | NT | 2040 | TWh | 425 | Sub_sector | Transport | Others_Sector | Others_Sector | Energetic | other_final_demand_other_energetic | Others | EU | Energy demand | 0 | FEC
EE | TYNDP2026 | NT | 2040 | TWh | 426 | Sub_sector | Transport | Others_Sector | Others_Sector | Energetic | other_final_demand_ammonia_energetic | Ammonia | EU | Energy demand | 0 | FEC
EE | TYNDP2026 | NT | 2040 | TWh | 427 | Sub_sector | Industry | Surplus_Heat_in_Industry | Surplus_Heat_in_Industry | Energetic | final_demand_of_industry_unused_local_production_steam_hot_water | Heat | EU | Energy demand | 0 | FEC
EE | TYNDP2026 | NT | 2040 | TWh | 429 | Sub_sector | Agriculture | Total | Agriculture | Energetic | agriculture_final_demand_electricity_energetic | Electricity | EU | Energy demand | 0.15335 | FEC
EE | TYNDP2026 | NT | 2040 | TWh | 430 | Sub_sector | Agriculture | Total | Agriculture | Energetic | agriculture_final_demand_hydrogen_energetic | Hydrogen | EU | Energy demand | 0 | FEC
EE | TYNDP2026 | NT | 2040 | TWh | 431 | Sub_sector | Agriculture | Total | Agriculture | Energetic | agriculture_final_demand_methane_energetic | Methane | EU | Energy demand | 0.10324 | FEC
EE | TYNDP2026 | NT | 2040 | TWh | 432 | Sub_sector | Agriculture | Total | Agriculture | Energetic | agriculture_final_demand_heat_energetic | Heat | EU | Energy demand | 0.019263 | FEC
EE | TYNDP2026 | NT | 2040 | TWh | 433 | Sub_sector | Agriculture | Total | Agriculture | Energetic | agriculture_final_demand_biomass_energetic | Biomass | EU | Energy demand | 0.1804 | FEC
EE | TYNDP2026 | NT | 2040 | TWh | 434 | Sub_sector | Agriculture | Total | Agriculture | Energetic | agriculture_final_demand_coal_energetic | Solids | EU | Energy demand | 0 | FEC
EE | TYNDP2026 | NT | 2040 | TWh | 435 | Sub_sector | Agriculture | Total | Agriculture | Energetic | agriculture_final_demand_oil_energetic | Liquids | EU | Energy demand | 0.74812 | FEC
EE | TYNDP2026 | NT | 2040 | TWh | 436 | Sub_sector | Agriculture | Total | Agriculture | Energetic | agriculture_final_demand_other_energetic | Others | EU | Energy demand | 0 | FEC
EE | TYNDP2026 | NT | 2040 | TWh | 437 | Sub_sector | Agriculture | Total | Agriculture | Energetic | agriculture_final_demand_ammonia_energetic | Ammonia | EU | Energy demand | 0 | FEC
EE | TYNDP2026 | NT | 2040 | TWh | 447 | Sub_sector | Buildings | Surplus Energy | Buildings | Energetic | GAP | Electricity | EU | Energy demand | 0 | FEC
EE | TYNDP2026 | NT | 2040 | TWh | 448 | Sub_sector | Buildings | Surplus Energy | Buildings | Energetic | GAP | Hydrogen | EU | Energy demand | 0 | FEC
EE | TYNDP2026 | NT | 2040 | TWh | 449 | Sub_sector | Buildings | Surplus Energy | Buildings | Energetic | GAP | Methane | EU | Energy demand | 0.004418 | FEC
EE | TYNDP2026 | NT | 2040 | TWh | 450 | Sub_sector | Buildings | Surplus Energy | Buildings | Energetic | GAP | Heat | EU | Energy demand | 0 | FEC
EE | TYNDP2026 | NT | 2040 | TWh | 451 | Sub_sector | Buildings | Surplus Energy | Buildings | Energetic | GAP | Biomass | EU | Energy demand | 0.00029814 | FEC
EE | TYNDP2026 | NT | 2040 | TWh | 452 | Sub_sector | Buildings | Surplus Energy | Buildings | Energetic | GAP | Solids | EU | Energy demand | 0 | FEC
EE | TYNDP2026 | NT | 2040 | TWh | 453 | Sub_sector | Buildings | Surplus Energy | Buildings | Energetic | GAP | Liquids | EU | Energy demand | 0.032931 | FEC
EE | TYNDP2026 | NT | 2040 | TWh | 454 | Sub_sector | Buildings | Surplus Energy | Buildings | Energetic | GAP | Others | EU | Energy demand | 0 | FEC
EE | TYNDP2026 | NT | 2040 | TWh | 455 | Sub_sector | Buildings | Surplus Energy | Buildings | Energetic | GAP | Ammonia | EU | Energy demand | 0 | FEC
EE | TYNDP2026 | NT | 2040 | TWh | 456 | Sub_sector | Households | Surplus Energy | Households | Energetic | GAP | Electricity | EU | Energy demand | 0 | FEC
EE | TYNDP2026 | NT | 2040 | TWh | 457 | Sub_sector | Households | Surplus Energy | Households | Energetic | GAP | Hydrogen | EU | Energy demand | 0 | FEC
EE | TYNDP2026 | NT | 2040 | TWh | 458 | Sub_sector | Households | Surplus Energy | Households | Energetic | GAP | Methane | EU | Energy demand | 0.010195 | FEC
EE | TYNDP2026 | NT | 2040 | TWh | 459 | Sub_sector | Households | Surplus Energy | Households | Energetic | GAP | Heat | EU | Energy demand | 0 | FEC
EE | TYNDP2026 | NT | 2040 | TWh | 460 | Sub_sector | Households | Surplus Energy | Households | Energetic | GAP | Biomass | EU | Energy demand | 0 | FEC
EE | TYNDP2026 | NT | 2040 | TWh | 461 | Sub_sector | Households | Surplus Energy | Households | Energetic | GAP | Solids | EU | Energy demand | 0 | FEC
EE | TYNDP2026 | NT | 2040 | TWh | 462 | Sub_sector | Households | Surplus Energy | Households | Energetic | GAP | Liquids | EU | Energy demand | 0 | FEC
EE | TYNDP2026 | NT | 2040 | TWh | 463 | Sub_sector | Households | Surplus Energy | Households | Energetic | GAP | Others | EU | Energy demand | 0 | FEC
EE | TYNDP2026 | NT | 2040 | TWh | 464 | Sub_sector | Households | Surplus Energy | Households | Energetic | GAP | Ammonia | EU | Energy demand | 0 | FEC
EE | TYNDP2026 | NT | 2050 | TWh | 102 | Sub_sector | Industry | Aluminium | Industry (aluminium) | Energetic | industry_aluminium_demand_electricity_energetic | Electricity | EU | Energy demand | 0 | FEC
EE | TYNDP2026 | NT | 2050 | TWh | 103 | Sub_sector | Industry | Aluminium | Industry (aluminium) | Energetic | industry_aluminium_demand_hydrogen_energetic | Hydrogen | EU | Energy demand | 0 | FEC
EE | TYNDP2026 | NT | 2050 | TWh | 104 | Sub_sector | Industry | Aluminium | Industry (aluminium) | Energetic | industry_aluminium_demand_methane_energetic | Methane | EU | Energy demand | 0 | FEC
EE | TYNDP2026 | NT | 2050 | TWh | 105 | Sub_sector | Industry | Aluminium | Industry (aluminium) | Energetic | industry_aluminium_demand_heat_energetic | Heat | EU | Energy demand | 0 | FEC
EE | TYNDP2026 | NT | 2050 | TWh | 106 | Sub_sector | Industry | Aluminium | Industry (aluminium) | Energetic | industry_aluminium_demand_biomass_energetic | Biomass | EU | Energy demand | 0 | FEC
EE | TYNDP2026 | NT | 2050 | TWh | 107 | Sub_sector | Industry | Aluminium | Industry (aluminium) | Energetic | industry_aluminium_demand_coal_energetic | Solids | EU | Energy demand | 0 | FEC
EE | TYNDP2026 | NT | 2050 | TWh | 108 | Sub_sector | Industry | Aluminium | Industry (aluminium) | Energetic | industry_aluminium_demand_oil_energetic | Liquids | EU | Energy demand | 0 | FEC
EE | TYNDP2026 | NT | 2050 | TWh | 109 | Sub_sector | Industry | Aluminium | Industry (aluminium) | Energetic | industry_aluminium_demand_others_energetic | Others | EU | Energy demand | 0 | FEC
EE | TYNDP2026 | NT | 2050 | TWh | 110 | Sub_sector | Industry | Aluminium | Industry (aluminium) | Energetic | industry_ammonia_demand_others_energetic | Ammonia | EU | Energy demand | 0 | FEC
EE | TYNDP2026 | NT | 2050 | TWh | 112 | Sub_sector | Industry | Chemicals | Industry (chemicals, energetic) | Energetic | industry_chemical_demand_electricity_energetic | Electricity | EU | Energy demand | 0.28247 | FEC
EE | TYNDP2026 | NT | 2050 | TWh | 113 | Sub_sector | Industry | Chemicals | Industry (chemicals, energetic) | Energetic | industry_chemical_demand_hydrogen_energetic | Hydrogen | EU | Energy demand | 0.049058 | FEC
EE | TYNDP2026 | NT | 2050 | TWh | 114 | Sub_sector | Industry | Chemicals | Industry (chemicals, energetic) | Energetic | industry_chemical_demand_methane_energetic | Methane | EU | Energy demand | 0.014866 | FEC
EE | TYNDP2026 | NT | 2050 | TWh | 115 | Sub_sector | Industry | Chemicals | Industry (chemicals, energetic) | Energetic | industry_chemical_demand_heat_energetic | Heat | EU | Energy demand | 0.030773 | FEC
EE | TYNDP2026 | NT | 2050 | TWh | 116 | Sub_sector | Industry | Chemicals | Industry (chemicals, energetic) | Energetic | industry_chemical_demand_biomass_energetic | Biomass | EU | Energy demand | 0.056863 | FEC
EE | TYNDP2026 | NT | 2050 | TWh | 117 | Sub_sector | Industry | Chemicals | Industry (chemicals, energetic) | Energetic | industry_chemical_demand_coal_energetic | Solids | EU | Energy demand | 0 | FEC
EE | TYNDP2026 | NT | 2050 | TWh | 118 | Sub_sector | Industry | Chemicals | Industry (chemicals, energetic) | Energetic | industry_chemical_demand_oil_energetic | Liquids | EU | Energy demand | 0 | FEC
EE | TYNDP2026 | NT | 2050 | TWh | 119 | Sub_sector | Industry | Chemicals | Industry (chemicals, energetic) | Energetic | industry_chemical_demand_others_energetic | Others | EU | Energy demand | 0 | FEC
EE | TYNDP2026 | NT | 2050 | TWh | 120 | Sub_sector | Industry | Chemicals | Industry (chemicals, energetic) | Energetic | industry_chemical_demand_ammonia_energetic | Ammonia | EU | Energy demand | 0 | FEC
EE | TYNDP2026 | NT | 2050 | TWh | 122 | Sub_sector | Industry | Chemicals | Industry (chemicals, non-energetic) | Non-energetic | industry_chemical_demand_electricity_non_energetic | Electricity | EU | Energy demand | 0 | not_included_in_FEC
EE | TYNDP2026 | NT | 2050 | TWh | 123 | Sub_sector | Industry | Chemicals | Industry (chemicals, non-energetic) | Non-energetic | industry_chemical_demand_hydrogen_non_energetic | Hydrogen | EU | Energy demand | 0 | not_included_in_FEC
EE | TYNDP2026 | NT | 2050 | TWh | 124 | Sub_sector | Industry | Chemicals | Industry (chemicals, non-energetic) | Non-energetic | industry_chemical_demand_methane_non_energetic | Methane | EU | Energy demand | 0 | not_included_in_FEC
EE | TYNDP2026 | NT | 2050 | TWh | 125 | Sub_sector | Industry | Chemicals | Industry (chemicals, non-energetic) | Non-energetic | industry_chemical_demand_heat_non_energetic | Heat | EU | Energy demand | 0 | not_included_in_FEC
EE | TYNDP2026 | NT | 2050 | TWh | 126 | Sub_sector | Industry | Chemicals | Industry (chemicals, non-energetic) | Non-energetic | industry_chemical_demand_biomass_non_energetic | Biomass | EU | Energy demand | 0 | not_included_in_FEC
EE | TYNDP2026 | NT | 2050 | TWh | 127 | Sub_sector | Industry | Chemicals | Industry (chemicals, non-energetic) | Non-energetic | industry_chemical_demand_coal_non_energetic | Solids | EU | Energy demand | 0 | not_included_in_FEC
EE | TYNDP2026 | NT | 2050 | TWh | 128 | Sub_sector | Industry | Chemicals | Industry (chemicals, non-energetic) | Non-energetic | industry_chemical_demand_oil_non_energetic | Liquids | EU | Energy demand | 0 | not_included_in_FEC
EE | TYNDP2026 | NT | 2050 | TWh | 129 | Sub_sector | Industry | Chemicals | Industry (chemicals, non-energetic) | Non-energetic | industry_chemical_demand_others_non_energetic | Others | EU | Energy demand | 0 | not_included_in_FEC
EE | TYNDP2026 | NT | 2050 | TWh | 130 | Sub_sector | Industry | Chemicals | Industry (chemicals, non-energetic) | Non-energetic | industry_chemical_demand_ammonia_non_energetic | Ammonia | EU | Energy demand | 0 | not_included_in_FEC
EE | TYNDP2026 | NT | 2050 | TWh | 132 | Sub_sector | Industry | Fertilizers | Industry (fertilizers, energetic) | Energetic | industry_fertilizers_demand_electricity_energetic | Electricity | EU | Energy demand | 0 | FEC
EE | TYNDP2026 | NT | 2050 | TWh | 133 | Sub_sector | Industry | Fertilizers | Industry (fertilizers, energetic) | Energetic | industry_fertilizers_demand_hydrogen_energetic | Hydrogen | EU | Energy demand | 0 | FEC
EE | TYNDP2026 | NT | 2050 | TWh | 134 | Sub_sector | Industry | Fertilizers | Industry (fertilizers, energetic) | Energetic | industry_fertilizers_demand_methane_energetic | Methane | EU | Energy demand | 0 | FEC
EE | TYNDP2026 | NT | 2050 | TWh | 135 | Sub_sector | Industry | Fertilizers | Industry (fertilizers, energetic) | Energetic | industry_fertilizers_demand_heat_energetic | Heat | EU | Energy demand | 0 | FEC
EE | TYNDP2026 | NT | 2050 | TWh | 136 | Sub_sector | Industry | Fertilizers | Industry (fertilizers, energetic) | Energetic | industry_fertilizers_demand_biomass_energetic | Biomass | EU | Energy demand | 0 | FEC
EE | TYNDP2026 | NT | 2050 | TWh | 137 | Sub_sector | Industry | Fertilizers | Industry (fertilizers, energetic) | Energetic | industry_fertilizers_demand_coal_energetic | Solids | EU | Energy demand | 0 | FEC
EE | TYNDP2026 | NT | 2050 | TWh | 138 | Sub_sector | Industry | Fertilizers | Industry (fertilizers, energetic) | Energetic | industry_fertilizers_demand_oil_energetic | Liquids | EU | Energy demand | 0 | FEC
EE | TYNDP2026 | NT | 2050 | TWh | 139 | Sub_sector | Industry | Fertilizers | Industry (fertilizers, energetic) | Energetic | industry_fertilizers_demand_others_energetic | Others | EU | Energy demand | 0 | FEC
EE | TYNDP2026 | NT | 2050 | TWh | 140 | Sub_sector | Industry | Fertilizers | Industry (fertilizers, energetic) | Energetic | industry_fertilizers_demand_ammonia_energetic | Ammonia | EU | Energy demand | 0 | FEC
EE | TYNDP2026 | NT | 2050 | TWh | 142 | Sub_sector | Industry | Fertilizers | Industry (fertilizers, non-energetic) | Non-energetic | industry_fertilizers_demand_electricity_non_energetic | Electricity | EU | Energy demand | 0 | not_included_in_FEC
EE | TYNDP2026 | NT | 2050 | TWh | 143 | Sub_sector | Industry | Fertilizers | Industry (fertilizers, non-energetic) | Non-energetic | industry_fertilizers_demand_hydrogen_non_energetic | Hydrogen | EU | Energy demand | 0 | not_included_in_FEC
EE | TYNDP2026 | NT | 2050 | TWh | 144 | Sub_sector | Industry | Fertilizers | Industry (fertilizers, non-energetic) | Non-energetic | industry_fertilizers_demand_methane_non_energetic | Methane | EU | Energy demand | 0 | not_included_in_FEC
EE | TYNDP2026 | NT | 2050 | TWh | 145 | Sub_sector | Industry | Fertilizers | Industry (fertilizers, non-energetic) | Non-energetic | industry_fertilizers_demand_heat_non_energetic | Heat | EU | Energy demand | 0 | not_included_in_FEC
EE | TYNDP2026 | NT | 2050 | TWh | 146 | Sub_sector | Industry | Fertilizers | Industry (fertilizers, non-energetic) | Non-energetic | industry_fertilizers_demand_biomass_non_energetic | Biomass | EU | Energy demand | 0 | not_included_in_FEC
EE | TYNDP2026 | NT | 2050 | TWh | 147 | Sub_sector | Industry | Fertilizers | Industry (fertilizers, non-energetic) | Non-energetic | industry_fertilizers_demand_coal_non_energetic | Solids | EU | Energy demand | 0 | not_included_in_FEC
EE | TYNDP2026 | NT | 2050 | TWh | 148 | Sub_sector | Industry | Fertilizers | Industry (fertilizers, non-energetic) | Non-energetic | industry_fertilizers_demand_oil_non_energetic | Liquids | EU | Energy demand | 0 | not_included_in_FEC
EE | TYNDP2026 | NT | 2050 | TWh | 149 | Sub_sector | Industry | Fertilizers | Industry (fertilizers, non-energetic) | Non-energetic | industry_fertilizers_demand_others_non_energetic | Others | EU | Energy demand | 0 | not_included_in_FEC
EE | TYNDP2026 | NT | 2050 | TWh | 150 | Sub_sector | Industry | Fertilizers | Industry (fertilizers, non-energetic) | Non-energetic | industry_fertilizers_demand_ammonia_non_energetic | Ammonia | EU | Energy demand | 0 | not_included_in_FEC
EE | TYNDP2026 | NT | 2050 | TWh | 152 | Sub_sector | Industry | Food | Industry (food) | Energetic | industry_food_demand_electricity_energetic | Electricity | EU | Energy demand | 0.34971 | FEC
EE | TYNDP2026 | NT | 2050 | TWh | 153 | Sub_sector | Industry | Food | Industry (food) | Energetic | industry_food_demand_hydrogen_energetic | Hydrogen | EU | Energy demand | 0 | FEC
EE | TYNDP2026 | NT | 2050 | TWh | 154 | Sub_sector | Industry | Food | Industry (food) | Energetic | industry_food_demand_methane_energetic | Methane | EU | Energy demand | 0.051574 | FEC
EE | TYNDP2026 | NT | 2050 | TWh | 155 | Sub_sector | Industry | Food | Industry (food) | Energetic | industry_food_demand_heat_energetic | Heat | EU | Energy demand | 0 | FEC
EE | TYNDP2026 | NT | 2050 | TWh | 156 | Sub_sector | Industry | Food | Industry (food) | Energetic | industry_food_demand_biomass_energetic | Biomass | EU | Energy demand | 0 | FEC
EE | TYNDP2026 | NT | 2050 | TWh | 157 | Sub_sector | Industry | Food | Industry (food) | Energetic | industry_food_demand_coal_energetic | Solids | EU | Energy demand | 0 | FEC
EE | TYNDP2026 | NT | 2050 | TWh | 158 | Sub_sector | Industry | Food | Industry (food) | Energetic | industry_food_demand_oil_energetic | Liquids | EU | Energy demand | 0.0055924 | FEC
EE | TYNDP2026 | NT | 2050 | TWh | 159 | Sub_sector | Industry | Food | Industry (food) | Energetic | industry_food_demand_others_energetic | Others | EU | Energy demand | 0 | FEC
EE | TYNDP2026 | NT | 2050 | TWh | 160 | Sub_sector | Industry | Food | Industry (food) | Energetic | industry_food_demand_ammonia_energetic | Ammonia | EU | Energy demand | 0 | FEC
EE | TYNDP2026 | NT | 2050 | TWh | 162 | Sub_sector | Industry | Metals | Industry (metal) | Energetic | industry_metal_demand_electricity_energetic | Electricity | EU | Energy demand | 0.0026613 | FEC
EE | TYNDP2026 | NT | 2050 | TWh | 163 | Sub_sector | Industry | Metals | Industry (metal) | Energetic | industry_metal_demand_hydrogen_energetic | Hydrogen | EU | Energy demand | 0 | FEC
EE | TYNDP2026 | NT | 2050 | TWh | 164 | Sub_sector | Industry | Metals | Industry (metal) | Energetic | industry_metal_demand_methane_energetic | Methane | EU | Energy demand | 0.0049529 | FEC
EE | TYNDP2026 | NT | 2050 | TWh | 165 | Sub_sector | Industry | Metals | Industry (metal) | Energetic | industry_metal_demand_heat_energetic | Heat | EU | Energy demand | 0 | FEC
EE | TYNDP2026 | NT | 2050 | TWh | 166 | Sub_sector | Industry | Metals | Industry (metal) | Energetic | industry_metal_demand_biomass_energetic | Biomass | EU | Energy demand | 0 | FEC
EE | TYNDP2026 | NT | 2050 | TWh | 167 | Sub_sector | Industry | Metals | Industry (metal) | Energetic | industry_metal_demand_coal_energetic | Solids | EU | Energy demand | 0 | FEC
EE | TYNDP2026 | NT | 2050 | TWh | 168 | Sub_sector | Industry | Metals | Industry (metal) | Energetic | industry_metal_demand_oil_energetic | Liquids | EU | Energy demand | 0 | FEC
EE | TYNDP2026 | NT | 2050 | TWh | 169 | Sub_sector | Industry | Metals | Industry (metal) | Energetic | industry_metal_demand_others_energetic | Others | EU | Energy demand | 0 | FEC
EE | TYNDP2026 | NT | 2050 | TWh | 170 | Sub_sector | Industry | Metals | Industry (metal) | Energetic | industry_metal_demand_ammonia_energetic | Ammonia | EU | Energy demand | 0 | FEC
EE | TYNDP2026 | NT | 2050 | TWh | 172 | Sub_sector | Industry | Others | Industry (other, energetic) | Energetic | industry_other_demand_electricity_energetic | Electricity | EU | Energy demand | 1.0941 | FEC
EE | TYNDP2026 | NT | 2050 | TWh | 173 | Sub_sector | Industry | Others | Industry (other, energetic) | Energetic | industry_other_demand_hydrogen_energetic | Hydrogen | EU | Energy demand | 0.69766 | FEC
EE | TYNDP2026 | NT | 2050 | TWh | 174 | Sub_sector | Industry | Others | Industry (other, energetic) | Energetic | industry_other_demand_methane_energetic | Methane | EU | Energy demand | 0.30126 | FEC
EE | TYNDP2026 | NT | 2050 | TWh | 175 | Sub_sector | Industry | Others | Industry (other, energetic) | Energetic | industry_other_demand_heat_energetic | Heat | EU | Energy demand | 0 | FEC
EE | TYNDP2026 | NT | 2050 | TWh | 176 | Sub_sector | Industry | Others | Industry (other, energetic) | Energetic | industry_other_demand_biomass_energetic | Biomass | EU | Energy demand | 1.0148 | FEC
EE | TYNDP2026 | NT | 2050 | TWh | 177 | Sub_sector | Industry | Others | Industry (other, energetic) | Energetic | industry_other_demand_coal_energetic | Solids | EU | Energy demand | 0 | FEC
EE | TYNDP2026 | NT | 2050 | TWh | 178 | Sub_sector | Industry | Others | Industry (other, energetic) | Energetic | industry_other_demand_oil_energetic | Liquids | EU | Energy demand | 0.063423 | FEC
EE | TYNDP2026 | NT | 2050 | TWh | 179 | Sub_sector | Industry | Others | Industry (other, energetic) | Energetic | industry_other_demand_others_energetic | Others | EU | Energy demand | 0 | FEC
EE | TYNDP2026 | NT | 2050 | TWh | 180 | Sub_sector | Industry | Others | Industry (other, energetic) | Energetic | industry_other_demand_ammonia_energetic | Ammonia | EU | Energy demand | 0 | FEC
EE | TYNDP2026 | NT | 2050 | TWh | 182 | Sub_sector | Industry | Others | Industry (other, non-energetic) | Non-energetic | industry_other_demand_electricity_non_energetic | Electricity | EU | Energy demand | 0 | not_included_in_FEC
EE | TYNDP2026 | NT | 2050 | TWh | 183 | Sub_sector | Industry | Others | Industry (other, non-energetic) | Non-energetic | industry_other_demand_hydrogen_non_energetic | Hydrogen | EU | Energy demand | 0 | not_included_in_FEC
EE | TYNDP2026 | NT | 2050 | TWh | 184 | Sub_sector | Industry | Others | Industry (other, non-energetic) | Non-energetic | industry_other_demand_methane_non_energetic | Methane | EU | Energy demand | 0 | not_included_in_FEC
EE | TYNDP2026 | NT | 2050 | TWh | 185 | Sub_sector | Industry | Others | Industry (other, non-energetic) | Non-energetic | industry_other_demand_heat_non_energetic | Heat | EU | Energy demand | 0 | not_included_in_FEC
EE | TYNDP2026 | NT | 2050 | TWh | 186 | Sub_sector | Industry | Others | Industry (other, non-energetic) | Non-energetic | industry_other_demand_biomass_non_energetic | Biomass | EU | Energy demand | 0 | not_included_in_FEC
EE | TYNDP2026 | NT | 2050 | TWh | 187 | Sub_sector | Industry | Others | Industry (other, non-energetic) | Non-energetic | industry_other_demand_coal_non_energetic | Solids | EU | Energy demand | 0 | not_included_in_FEC
EE | TYNDP2026 | NT | 2050 | TWh | 188 | Sub_sector | Industry | Others | Industry (other, non-energetic) | Non-energetic | industry_other_demand_oil_non_energetic | Liquids | EU | Energy demand | 0.49582 | not_included_in_FEC
EE | TYNDP2026 | NT | 2050 | TWh | 189 | Sub_sector | Industry | Others | Industry (other, non-energetic) | Non-energetic | industry_other_demand_others_non_energetic | Others | EU | Energy demand | 0 | not_included_in_FEC
EE | TYNDP2026 | NT | 2050 | TWh | 190 | Sub_sector | Industry | Others | Industry (other, non-energetic) | Non-energetic | industry_other_demand_ammonia_non_energetic | Ammonia | EU | Energy demand | 0 | not_included_in_FEC
EE | TYNDP2026 | NT | 2050 | TWh | 192 | Sub_sector | Industry | Paper | Industry (paper) | Energetic | industry_paper_demand_electricity_energetic | Electricity | EU | Energy demand | 0.28892 | FEC
EE | TYNDP2026 | NT | 2050 | TWh | 193 | Sub_sector | Industry | Paper | Industry (paper) | Energetic | industry_paper_demand_hydrogen_energetic | Hydrogen | EU | Energy demand | 0.069648 | FEC
EE | TYNDP2026 | NT | 2050 | TWh | 194 | Sub_sector | Industry | Paper | Industry (paper) | Energetic | industry_paper_demand_methane_energetic | Methane | EU | Energy demand | 0.0081939 | FEC
EE | TYNDP2026 | NT | 2050 | TWh | 195 | Sub_sector | Industry | Paper | Industry (paper) | Energetic | industry_paper_demand_heat_energetic | Heat | EU | Energy demand | 0 | FEC
EE | TYNDP2026 | NT | 2050 | TWh | 196 | Sub_sector | Industry | Paper | Industry (paper) | Energetic | industry_paper_demand_biomass_energetic | Biomass | EU | Energy demand | 0.032263 | FEC
EE | TYNDP2026 | NT | 2050 | TWh | 197 | Sub_sector | Industry | Paper | Industry (paper) | Energetic | industry_paper_demand_coal_energetic | Solids | EU | Energy demand | 0 | FEC
EE | TYNDP2026 | NT | 2050 | TWh | 198 | Sub_sector | Industry | Paper | Industry (paper) | Energetic | industry_paper_demand_oil_energetic | Liquids | EU | Energy demand | 0 | FEC
EE | TYNDP2026 | NT | 2050 | TWh | 199 | Sub_sector | Industry | Paper | Industry (paper) | Energetic | industry_paper_demand_others_energetic | Others | EU | Energy demand | 0 | FEC
EE | TYNDP2026 | NT | 2050 | TWh | 200 | Sub_sector | Industry | Paper | Industry (paper) | Energetic | industry_paper_demand_ammonia_energetic | Ammonia | EU | Energy demand | 0 | FEC
EE | TYNDP2026 | NT | 2050 | TWh | 202 | Sub_sector | Industry | Refineries | Industry (refineries, energetic) | Energetic | industry_refinery_demand_electricity_energetic | Electricity | EU | Energy demand | 0 | not_included_in_FEC
EE | TYNDP2026 | NT | 2050 | TWh | 203 | Sub_sector | Industry | Refineries | Industry (refineries, energetic) | Energetic | industry_refinery_demand_hydrogen_energetic | Hydrogen | EU | Energy demand | 0 | not_included_in_FEC
EE | TYNDP2026 | NT | 2050 | TWh | 204 | Sub_sector | Industry | Refineries | Industry (refineries, energetic) | Energetic | industry_refinery_demand_methane_energetic | Methane | EU | Energy demand | 0 | not_included_in_FEC
EE | TYNDP2026 | NT | 2050 | TWh | 205 | Sub_sector | Industry | Refineries | Industry (refineries, energetic) | Energetic | industry_refinery_demand_heat_energetic | Heat | EU | Energy demand | 0 | not_included_in_FEC
EE | TYNDP2026 | NT | 2050 | TWh | 206 | Sub_sector | Industry | Refineries | Industry (refineries, energetic) | Energetic | industry_refinery_demand_biomass_energetic | Biomass | EU | Energy demand | 0 | not_included_in_FEC
EE | TYNDP2026 | NT | 2050 | TWh | 207 | Sub_sector | Industry | Refineries | Industry (refineries, energetic) | Energetic | industry_refinery_demand_coal_energetic | Solids | EU | Energy demand | 0 | not_included_in_FEC
EE | TYNDP2026 | NT | 2050 | TWh | 208 | Sub_sector | Industry | Refineries | Industry (refineries, energetic) | Energetic | industry_refinery_demand_oil_energetic | Liquids | EU | Energy demand | 0 | not_included_in_FEC
EE | TYNDP2026 | NT | 2050 | TWh | 209 | Sub_sector | Industry | Refineries | Industry (refineries, energetic) | Energetic | industry_refinery_demand_others_energetic | Others | EU | Energy demand | 0 | not_included_in_FEC
EE | TYNDP2026 | NT | 2050 | TWh | 210 | Sub_sector | Industry | Refineries | Industry (refineries, energetic) | Energetic | industry_refinery_demand_ammonia_energetic | Ammonia | EU | Energy demand | 0 | not_included_in_FEC
EE | TYNDP2026 | NT | 2050 | TWh | 212 | Sub_sector | Industry | Refineries | Industry (refineries, non-energetic) | Non-energetic | industry_refinery_demand_electricity_non_energetic | Electricity | EU | Energy demand | 0 | not_included_in_FEC
EE | TYNDP2026 | NT | 2050 | TWh | 213 | Sub_sector | Industry | Refineries | Industry (refineries, non-energetic) | Non-energetic | industry_refinery_demand_hydrogen_non_energetic | Hydrogen | EU | Energy demand | 0 | not_included_in_FEC
EE | TYNDP2026 | NT | 2050 | TWh | 214 | Sub_sector | Industry | Refineries | Industry (refineries, non-energetic) | Non-energetic | industry_refinery_demand_methane_non_energetic | Methane | EU | Energy demand | 0 | not_included_in_FEC
EE | TYNDP2026 | NT | 2050 | TWh | 215 | Sub_sector | Industry | Refineries | Industry (refineries, non-energetic) | Non-energetic | industry_refinery_demand_heat_non_energetic | Heat | EU | Energy demand | 0 | not_included_in_FEC
EE | TYNDP2026 | NT | 2050 | TWh | 216 | Sub_sector | Industry | Refineries | Industry (refineries, non-energetic) | Non-energetic | industry_refinery_demand_biomass_non_energetic | Biomass | EU | Energy demand | 0 | not_included_in_FEC
EE | TYNDP2026 | NT | 2050 | TWh | 217 | Sub_sector | Industry | Refineries | Industry (refineries, non-energetic) | Non-energetic | industry_refinery_demand_coal_non_energetic | Solids | EU | Energy demand | 0 | not_included_in_FEC
EE | TYNDP2026 | NT | 2050 | TWh | 218 | Sub_sector | Industry | Refineries | Industry (refineries, non-energetic) | Non-energetic | industry_refinery_demand_oil_non_energetic | Liquids | EU | Energy demand | 0 | not_included_in_FEC
EE | TYNDP2026 | NT | 2050 | TWh | 219 | Sub_sector | Industry | Refineries | Industry (refineries, non-energetic) | Non-energetic | industry_refinery_demand_others_non_energetic | Others | EU | Energy demand | 0 | not_included_in_FEC
EE | TYNDP2026 | NT | 2050 | TWh | 220 | Sub_sector | Industry | Refineries | Industry (refineries, non-energetic) | Non-energetic | industry_refinery_demand_ammonia_non_energetic | Ammonia | EU | Energy demand | 0 | not_included_in_FEC
EE | TYNDP2026 | NT | 2050 | TWh | 222 | Sub_sector | Industry | Steel | Industry (steel) | Energetic | industry_steel_demand_electricity_energetic | Electricity | EU | Energy demand | 0 | FEC
EE | TYNDP2026 | NT | 2050 | TWh | 223 | Sub_sector | Industry | Steel | Industry (steel) | Energetic | industry_steel_demand_hydrogen_energetic | Hydrogen | EU | Energy demand | 0 | FEC
EE | TYNDP2026 | NT | 2050 | TWh | 224 | Sub_sector | Industry | Steel | Industry (steel) | Energetic | industry_steel_demand_methane_energetic | Methane | EU | Energy demand | 0 | FEC
EE | TYNDP2026 | NT | 2050 | TWh | 225 | Sub_sector | Industry | Steel | Industry (steel) | Energetic | industry_steel_demand_heat_energetic | Heat | EU | Energy demand | 0 | FEC
EE | TYNDP2026 | NT | 2050 | TWh | 226 | Sub_sector | Industry | Steel | Industry (steel) | Energetic | industry_steel_demand_biomass_energetic | Biomass | EU | Energy demand | 0 | FEC
EE | TYNDP2026 | NT | 2050 | TWh | 227 | Sub_sector | Industry | Steel | Industry (steel) | Energetic | industry_steel_demand_coal_energetic | Solids | EU | Energy demand | 0 | FEC
EE | TYNDP2026 | NT | 2050 | TWh | 228 | Sub_sector | Industry | Steel | Industry (steel) | Energetic | industry_steel_demand_oil_energetic | Liquids | EU | Energy demand | 0 | FEC
EE | TYNDP2026 | NT | 2050 | TWh | 229 | Sub_sector | Industry | Steel | Industry (steel) | Energetic | industry_steel_demand_others_energetic | Others | EU | Energy demand | 0 | FEC
EE | TYNDP2026 | NT | 2050 | TWh | 230 | Sub_sector | Industry | Steel | Industry (steel) | Energetic | industry_steel_demand_ammonia_energetic | Ammonia | EU | Energy demand | 0 | FEC
EE | TYNDP2026 | NT | 2050 | TWh | 232 | Sub_sector | Transport | Cars | Transport (cars) | Energetic | transport_cars_final_demand_electricity | Electricity | EU | Energy demand | 1.6848 | FEC
EE | TYNDP2026 | NT | 2050 | TWh | 233 | Sub_sector | Transport | Cars | Transport (cars) | Energetic | transport_cars_final_demand_hydrogen | Hydrogen | EU | Energy demand | 0.26277 | FEC
EE | TYNDP2026 | NT | 2050 | TWh | 234 | Sub_sector | Transport | Cars | Transport (cars) | Energetic | transport_cars_final_demand_methane | Methane | EU | Energy demand | 0.36397 | FEC
EE | TYNDP2026 | NT | 2050 | TWh | 235 | Sub_sector | Transport | Cars | Transport (cars) | Energetic | transport_cars_final_demand_heat | Heat | EU | Energy demand | 0 | FEC
EE | TYNDP2026 | NT | 2050 | TWh | 236 | Sub_sector | Transport | Cars | Transport (cars) | Energetic | transport_cars_final_demand_biomass | Biomass | EU | Energy demand | 0 | FEC
EE | TYNDP2026 | NT | 2050 | TWh | 237 | Sub_sector | Transport | Cars | Transport (cars) | Energetic | transport_cars_final_demand_coal | Solids | EU | Energy demand | 0 | FEC
EE | TYNDP2026 | NT | 2050 | TWh | 238 | Sub_sector | Transport | Cars | Transport (cars) | Energetic | transport_cars_final_demand_oil | Liquids | EU | Energy demand | 1.0572 | FEC
EE | TYNDP2026 | NT | 2050 | TWh | 239 | Sub_sector | Transport | Cars | Transport (cars) | Energetic | transport_cars_final_demand_other | Others | EU | Energy demand | 0 | FEC
EE | TYNDP2026 | NT | 2050 | TWh | 240 | Sub_sector | Transport | Cars | Transport (cars) | Energetic | transport_cars_final_demand_ammonia | Ammonia | EU | Energy demand | 0 | FEC
EE | TYNDP2026 | NT | 2050 | TWh | 242 | Sub_sector | Transport | Busses | Transport (busses) | Energetic | transport_busses_final_demand_electricity | Electricity | EU | Energy demand | 0.24688 | FEC
EE | TYNDP2026 | NT | 2050 | TWh | 243 | Sub_sector | Transport | Busses | Transport (busses) | Energetic | transport_busses_final_demand_hydrogen | Hydrogen | EU | Energy demand | 0.18516 | FEC
EE | TYNDP2026 | NT | 2050 | TWh | 244 | Sub_sector | Transport | Busses | Transport (busses) | Energetic | transport_busses_final_demand_methane | Methane | EU | Energy demand | 0.040933 | FEC
EE | TYNDP2026 | NT | 2050 | TWh | 245 | Sub_sector | Transport | Busses | Transport (busses) | Energetic | transport_busses_final_demand_heat | Heat | EU | Energy demand | 0 | FEC
EE | TYNDP2026 | NT | 2050 | TWh | 246 | Sub_sector | Transport | Busses | Transport (busses) | Energetic | transport_busses_final_demand_biomass | Biomass | EU | Energy demand | 0 | FEC
EE | TYNDP2026 | NT | 2050 | TWh | 247 | Sub_sector | Transport | Busses | Transport (busses) | Energetic | transport_busses_final_demand_coal | Solids | EU | Energy demand | 0 | FEC
EE | TYNDP2026 | NT | 2050 | TWh | 248 | Sub_sector | Transport | Busses | Transport (busses) | Energetic | transport_busses_final_demand_oil | Liquids | EU | Energy demand | 0.045481 | FEC
EE | TYNDP2026 | NT | 2050 | TWh | 249 | Sub_sector | Transport | Busses | Transport (busses) | Energetic | transport_busses_final_demand_other | Others | EU | Energy demand | 0 | FEC
EE | TYNDP2026 | NT | 2050 | TWh | 250 | Sub_sector | Transport | Busses | Transport (busses) | Energetic | transport_busses_final_demand_ammonia | Ammonia | EU | Energy demand | 0 | FEC
EE | TYNDP2026 | NT | 2050 | TWh | 252 | Sub_sector | Transport | Trucks | Transport (trucks) | Energetic | transport_trucks_final_demand_electricity | Electricity | EU | Energy demand | 0.16654 | FEC
EE | TYNDP2026 | NT | 2050 | TWh | 253 | Sub_sector | Transport | Trucks | Transport (trucks) | Energetic | transport_trucks_final_demand_hydrogen | Hydrogen | EU | Energy demand | 0.21695 | FEC
EE | TYNDP2026 | NT | 2050 | TWh | 254 | Sub_sector | Transport | Trucks | Transport (trucks) | Energetic | transport_trucks_final_demand_methane | Methane | EU | Energy demand | 0.061388 | FEC
EE | TYNDP2026 | NT | 2050 | TWh | 255 | Sub_sector | Transport | Trucks | Transport (trucks) | Energetic | transport_trucks_final_demand_heat | Heat | EU | Energy demand | 0 | FEC
EE | TYNDP2026 | NT | 2050 | TWh | 256 | Sub_sector | Transport | Trucks | Transport (trucks) | Energetic | transport_trucks_final_demand_biomass | Biomass | EU | Energy demand | 0 | FEC
EE | TYNDP2026 | NT | 2050 | TWh | 257 | Sub_sector | Transport | Trucks | Transport (trucks) | Energetic | transport_trucks_final_demand_coal | Solids | EU | Energy demand | 0 | FEC
EE | TYNDP2026 | NT | 2050 | TWh | 258 | Sub_sector | Transport | Trucks | Transport (trucks) | Energetic | transport_trucks_final_demand_oil | Liquids | EU | Energy demand | 0.16155 | FEC
EE | TYNDP2026 | NT | 2050 | TWh | 259 | Sub_sector | Transport | Trucks | Transport (trucks) | Energetic | transport_trucks_final_demand_other | Others | EU | Energy demand | 0 | FEC
EE | TYNDP2026 | NT | 2050 | TWh | 260 | Sub_sector | Transport | Trucks | Transport (trucks) | Energetic | transport_trucks_final_demand_ammonia | Ammonia | EU | Energy demand | 0 | FEC
EE | TYNDP2026 | NT | 2050 | TWh | 262 | Sub_sector | Transport | Vans | Transport (vans) | Energetic | transport_vans_final_demand_electricity | Electricity | EU | Energy demand | 0.16847 | FEC
EE | TYNDP2026 | NT | 2050 | TWh | 263 | Sub_sector | Transport | Vans | Transport (vans) | Energetic | transport_vans_final_demand_hydrogen | Hydrogen | EU | Energy demand | 0.016967 | FEC
EE | TYNDP2026 | NT | 2050 | TWh | 264 | Sub_sector | Transport | Vans | Transport (vans) | Energetic | transport_vans_final_demand_methane | Methane | EU | Energy demand | 0.022475 | FEC
EE | TYNDP2026 | NT | 2050 | TWh | 265 | Sub_sector | Transport | Vans | Transport (vans) | Energetic | transport_vans_final_demand_heat | Heat | EU | Energy demand | 0 | FEC
EE | TYNDP2026 | NT | 2050 | TWh | 266 | Sub_sector | Transport | Vans | Transport (vans) | Energetic | transport_vans_final_demand_biomass | Biomass | EU | Energy demand | 0 | FEC
EE | TYNDP2026 | NT | 2050 | TWh | 267 | Sub_sector | Transport | Vans | Transport (vans) | Energetic | transport_vans_final_demand_coal | Solids | EU | Energy demand | 0 | FEC
EE | TYNDP2026 | NT | 2050 | TWh | 268 | Sub_sector | Transport | Vans | Transport (vans) | Energetic | transport_vans_final_demand_oil | Liquids | EU | Energy demand | 0.0709 | FEC
EE | TYNDP2026 | NT | 2050 | TWh | 269 | Sub_sector | Transport | Vans | Transport (vans) | Energetic | transport_vans_final_demand_other | Others | EU | Energy demand | 0 | FEC
EE | TYNDP2026 | NT | 2050 | TWh | 270 | Sub_sector | Transport | Vans | Transport (vans) | Energetic | transport_vans_final_demand_ammonia | Ammonia | EU | Energy demand | 0 | FEC
EE | TYNDP2026 | NT | 2050 | TWh | 272 | Sub_sector | Transport | Freight trains | Transport (trains) | Energetic | transport_trains_final_demand_electricity | Electricity | EU | Energy demand | 0.15572 | FEC
EE | TYNDP2026 | NT | 2050 | TWh | 273 | Sub_sector | Transport | Freight trains | Transport (trains) | Energetic | transport_trains_final_demand_hydrogen | Hydrogen | EU | Energy demand | 0.11312 | FEC
EE | TYNDP2026 | NT | 2050 | TWh | 274 | Sub_sector | Transport | Freight trains | Transport (trains) | Energetic | transport_trains_final_demand_methane | Methane | EU | Energy demand | 0 | FEC
EE | TYNDP2026 | NT | 2050 | TWh | 275 | Sub_sector | Transport | Freight trains | Transport (trains) | Energetic | transport_trains_final_demand_heat | Heat | EU | Energy demand | 0 | FEC
EE | TYNDP2026 | NT | 2050 | TWh | 276 | Sub_sector | Transport | Freight trains | Transport (trains) | Energetic | transport_trains_final_demand_biomass | Biomass | EU | Energy demand | 0 | FEC
EE | TYNDP2026 | NT | 2050 | TWh | 277 | Sub_sector | Transport | Freight trains | Transport (trains) | Energetic | transport_trains_final_demand_coal | Solids | EU | Energy demand | 0 | FEC
EE | TYNDP2026 | NT | 2050 | TWh | 278 | Sub_sector | Transport | Freight trains | Transport (trains) | Energetic | transport_trains_final_demand_oil | Liquids | EU | Energy demand | 0.032577 | FEC
EE | TYNDP2026 | NT | 2050 | TWh | 279 | Sub_sector | Transport | Freight trains | Transport (trains) | Energetic | transport_trains_final_demand_other | Others | EU | Energy demand | 0 | FEC
EE | TYNDP2026 | NT | 2050 | TWh | 280 | Sub_sector | Transport | Freight trains | Transport (trains) | Energetic | transport_trains_final_demand_ammonia | Ammonia | EU | Energy demand | 0 | FEC
EE | TYNDP2026 | NT | 2050 | TWh | 282 | Sub_sector | Transport | Ships | Transport (ships) | Energetic | transport_ships_final_demand_electricity | Electricity | EU | Energy demand | 0.0057361 | FEC
EE | TYNDP2026 | NT | 2050 | TWh | 283 | Sub_sector | Transport | Ships | Transport (ships) | Energetic | transport_ships_final_demand_hydrogen | Hydrogen | EU | Energy demand | 0.01319 | FEC
EE | TYNDP2026 | NT | 2050 | TWh | 284 | Sub_sector | Transport | Ships | Transport (ships) | Energetic | transport_ships_final_demand_methane | Methane | EU | Energy demand | 0 | FEC
EE | TYNDP2026 | NT | 2050 | TWh | 285 | Sub_sector | Transport | Ships | Transport (ships) | Energetic | transport_ships_final_demand_heat | Heat | EU | Energy demand | 0 | FEC
EE | TYNDP2026 | NT | 2050 | TWh | 286 | Sub_sector | Transport | Ships | Transport (ships) | Energetic | transport_ships_final_demand_biomass | Biomass | EU | Energy demand | 0 | FEC
EE | TYNDP2026 | NT | 2050 | TWh | 287 | Sub_sector | Transport | Ships | Transport (ships) | Energetic | transport_ships_final_demand_coal | Solids | EU | Energy demand | 0 | FEC
EE | TYNDP2026 | NT | 2050 | TWh | 288 | Sub_sector | Transport | Ships | Transport (ships) | Energetic | transport_ships_final_demand_oil | Liquids | EU | Energy demand | 0.0028265 | FEC
EE | TYNDP2026 | NT | 2050 | TWh | 289 | Sub_sector | Transport | Ships | Transport (ships) | Energetic | transport_ships_final_demand_other | Others | EU | Energy demand | 0 | FEC
EE | TYNDP2026 | NT | 2050 | TWh | 290 | Sub_sector | Transport | Ships | Transport (ships) | Energetic | transport_ships_final_demand_ammonia | Ammonia | EU | Energy demand | 0 | FEC
EE | TYNDP2026 | NT | 2050 | TWh | 292 | Sub_sector | Transport | Planes | Transport (planes) | Energetic | transport_planes_final_demand_electricity | Electricity | EU | Energy demand | 0.0051139 | FEC
EE | TYNDP2026 | NT | 2050 | TWh | 293 | Sub_sector | Transport | Planes | Transport (planes) | Energetic | transport_planes_final_demand_hydrogen | Hydrogen | EU | Energy demand | 0.0057123 | FEC
EE | TYNDP2026 | NT | 2050 | TWh | 294 | Sub_sector | Transport | Planes | Transport (planes) | Energetic | transport_planes_final_demand_methane | Methane | EU | Energy demand | 0 | FEC
EE | TYNDP2026 | NT | 2050 | TWh | 295 | Sub_sector | Transport | Planes | Transport (planes) | Energetic | transport_planes_final_demand_heat | Heat | EU | Energy demand | 0 | FEC
EE | TYNDP2026 | NT | 2050 | TWh | 296 | Sub_sector | Transport | Planes | Transport (planes) | Energetic | transport_planes_final_demand_biomass | Biomass | EU | Energy demand | 0 | FEC
EE | TYNDP2026 | NT | 2050 | TWh | 297 | Sub_sector | Transport | Planes | Transport (planes) | Energetic | transport_planes_final_demand_coal | Solids | EU | Energy demand | 0 | FEC
EE | TYNDP2026 | NT | 2050 | TWh | 298 | Sub_sector | Transport | Planes | Transport (planes) | Energetic | transport_planes_final_demand_oil | Liquids | EU | Energy demand | 0.0088994 | FEC
EE | TYNDP2026 | NT | 2050 | TWh | 299 | Sub_sector | Transport | Planes | Transport (planes) | Energetic | transport_planes_final_demand_other | Others | EU | Energy demand | 0 | FEC
EE | TYNDP2026 | NT | 2050 | TWh | 300 | Sub_sector | Transport | Planes | Transport (planes) | Energetic | transport_planes_final_demand_ammonia | Ammonia | EU | Energy demand | 0 | FEC
EE | TYNDP2026 | NT | 2050 | TWh | 302 | Sub_sector | Transport | Others | Transport (others) | Energetic | transport_other_final_demand_electricity | Electricity | EU | Energy demand | 0.0094749 | FEC
EE | TYNDP2026 | NT | 2050 | TWh | 303 | Sub_sector | Transport | Others | Transport (others) | Energetic | transport_other_final_demand_hydrogen | Hydrogen | EU | Energy demand | 0 | FEC
EE | TYNDP2026 | NT | 2050 | TWh | 304 | Sub_sector | Transport | Others | Transport (others) | Energetic | transport_other_final_demand_methane | Methane | EU | Energy demand | 0 | FEC
EE | TYNDP2026 | NT | 2050 | TWh | 305 | Sub_sector | Transport | Others | Transport (others) | Energetic | transport_other_final_demand_heat | Heat | EU | Energy demand | 0 | FEC
EE | TYNDP2026 | NT | 2050 | TWh | 306 | Sub_sector | Transport | Others | Transport (others) | Energetic | transport_other_final_demand_biomass | Biomass | EU | Energy demand | 0 | FEC
EE | TYNDP2026 | NT | 2050 | TWh | 307 | Sub_sector | Transport | Others | Transport (others) | Energetic | transport_other_final_demand_coal | Solids | EU | Energy demand | 0 | FEC
EE | TYNDP2026 | NT | 2050 | TWh | 308 | Sub_sector | Transport | Others | Transport (others) | Energetic | transport_other_final_demand_oil | Liquids | EU | Energy demand | 0.014951 | FEC
EE | TYNDP2026 | NT | 2050 | TWh | 309 | Sub_sector | Transport | Others | Transport (others) | Energetic | transport_other_final_demand_other | Others | EU | Energy demand | 0 | FEC
EE | TYNDP2026 | NT | 2050 | TWh | 310 | Sub_sector | Transport | Others | Transport (others) | Energetic | transport_other_final_demand_ammonia | Ammonia | EU | Energy demand | 0 | FEC
EE | TYNDP2026 | NT | 2050 | TWh | 312 | Sub_sector | International transport | International aviation | Transport (int. aviation) | Energetic | transport_int_aviation_final_demand_electricity | Electricity | EU | Energy demand | 0 | FEC
EE | TYNDP2026 | NT | 2050 | TWh | 313 | Sub_sector | International transport | International aviation | Transport (int. aviation) | Energetic | transport_int_aviation_final_demand_hydrogen | Hydrogen | EU | Energy demand | 0 | FEC
EE | TYNDP2026 | NT | 2050 | TWh | 314 | Sub_sector | International transport | International aviation | Transport (int. aviation) | Energetic | transport_int_aviation_final_demand_methane | Methane | EU | Energy demand | 0 | FEC
EE | TYNDP2026 | NT | 2050 | TWh | 315 | Sub_sector | International transport | International aviation | Transport (int. aviation) | Energetic | transport_int_aviation_final_demand_heat | Heat | EU | Energy demand | 0 | FEC
EE | TYNDP2026 | NT | 2050 | TWh | 316 | Sub_sector | International transport | International aviation | Transport (int. aviation) | Energetic | transport_int_aviation_final_demand_biofuels | Biomass | EU | Energy demand | 0 | FEC
EE | TYNDP2026 | NT | 2050 | TWh | 317 | Sub_sector | International transport | International aviation | Transport (int. aviation) | Energetic | transport_int_aviation_final_demand_coal | Solids | EU | Energy demand | 0 | FEC
EE | TYNDP2026 | NT | 2050 | TWh | 318 | Sub_sector | International transport | International aviation | Transport (int. aviation) | Energetic | transport_int_aviation_final_demand_oil | Liquids | EU | Energy demand | 0.71047 | FEC
EE | TYNDP2026 | NT | 2050 | TWh | 319 | Sub_sector | International transport | International aviation | Transport (int. aviation) | Energetic | transport_int_aviation_final_demand_other | Others | EU | Energy demand | 0 | FEC
EE | TYNDP2026 | NT | 2050 | TWh | 320 | Sub_sector | International transport | International aviation | Transport (int. aviation) | Energetic | transport_int_aviation_final_demand_ammonia | Ammonia | EU | Energy demand | 0 | FEC
EE | TYNDP2026 | NT | 2050 | TWh | 322 | Sub_sector | International transport | International shipping | Transport (int. shipping) | Energetic | transport_int_shipping_final_demand_electricity | Electricity | EU | Energy demand | 0 | not_included_in_FEC
EE | TYNDP2026 | NT | 2050 | TWh | 323 | Sub_sector | International transport | International shipping | Transport (int. shipping) | Energetic | transport_int_shipping_final_demand_hydrogen | Hydrogen | EU | Energy demand | 0.97994 | not_included_in_FEC
EE | TYNDP2026 | NT | 2050 | TWh | 324 | Sub_sector | International transport | International shipping | Transport (int. shipping) | Energetic | transport_int_shipping_final_demand_methane | Methane | EU | Energy demand | 0.20201 | not_included_in_FEC
EE | TYNDP2026 | NT | 2050 | TWh | 325 | Sub_sector | International transport | International shipping | Transport (int. shipping) | Energetic | transport_int_shipping_final_demand_heat | Heat | EU | Energy demand | 0 | not_included_in_FEC
EE | TYNDP2026 | NT | 2050 | TWh | 326 | Sub_sector | International transport | International shipping | Transport (int. shipping) | Energetic | transport_int_shipping_final_demand_biofuels | Biomass | EU | Energy demand | 0 | not_included_in_FEC
EE | TYNDP2026 | NT | 2050 | TWh | 327 | Sub_sector | International transport | International shipping | Transport (int. shipping) | Energetic | transport_int_shipping_final_demand_coal | Solids | EU | Energy demand | 0 | not_included_in_FEC
EE | TYNDP2026 | NT | 2050 | TWh | 328 | Sub_sector | International transport | International shipping | Transport (int. shipping) | Energetic | transport_int_shipping_final_demand_oil | Liquids | EU | Energy demand | 0.5654 | not_included_in_FEC
EE | TYNDP2026 | NT | 2050 | TWh | 329 | Sub_sector | International transport | International shipping | Transport (int. shipping) | Energetic | transport_int_shipping_final_demand_other | Others | EU | Energy demand | 0 | not_included_in_FEC
EE | TYNDP2026 | NT | 2050 | TWh | 330 | Sub_sector | International transport | International shipping | Transport (int. shipping) | Energetic | transport_int_shipping_final_demand_ammonia | Ammonia | EU | Energy demand | 0 | not_included_in_FEC
EE | TYNDP2026 | NT | 2050 | TWh | 332 | Sub_sector | Households | Space heating | Households (heating) | Energetic | households_heating_final_demand_electricity | Electricity | EU | Energy demand | 1.0133 | FEC
EE | TYNDP2026 | NT | 2050 | TWh | 333 | Sub_sector | Households | Space heating | Households (heating) | Energetic | households_heating_final_demand_hydrogen | Hydrogen | EU | Energy demand | 0 | FEC
EE | TYNDP2026 | NT | 2050 | TWh | 334 | Sub_sector | Households | Space heating | Households (heating) | Energetic | households_heating_final_demand_methane | Methane | EU | Energy demand | 0 | FEC
EE | TYNDP2026 | NT | 2050 | TWh | 335 | Sub_sector | Households | Space heating | Households (heating) | Energetic | households_heating_final_demand_heat | Heat | EU | Energy demand | 2.5965 | FEC
EE | TYNDP2026 | NT | 2050 | TWh | 336 | Sub_sector | Households | Space heating | Households (heating) | Energetic | households_heating_final_demand_biomass | Biomass | EU | Energy demand | 0.76591 | FEC
EE | TYNDP2026 | NT | 2050 | TWh | 337 | Sub_sector | Households | Space heating | Households (heating) | Energetic | households_heating_final_demand_coal | Solids | EU | Energy demand | 0 | FEC
EE | TYNDP2026 | NT | 2050 | TWh | 338 | Sub_sector | Households | Space heating | Households (heating) | Energetic | households_heating_final_demand_oil | Liquids | EU | Energy demand | 0 | FEC
EE | TYNDP2026 | NT | 2050 | TWh | 339 | Sub_sector | Households | Space heating | Households (heating) | Energetic | households_heating_final_demand_other | Others | EU | Energy demand | 0.28841 | FEC
EE | TYNDP2026 | NT | 2050 | TWh | 340 | Sub_sector | Households | Space heating | Households (heating) | Energetic | households_heating_final_demand_ammonia | Ammonia | EU | Energy demand | 0 | FEC
EE | TYNDP2026 | NT | 2050 | TWh | 343 | Sub_sector | Households | Cooling | Households (cooling) | Energetic | households_cooling_final_demand_electricity | Electricity | EU | Energy demand | 0 | FEC
EE | TYNDP2026 | NT | 2050 | TWh | 344 | Sub_sector | Households | Cooling | Households (cooling) | Energetic | households_cooling_final_demand_hydrogen | Hydrogen | EU | Energy demand | 0 | FEC
EE | TYNDP2026 | NT | 2050 | TWh | 345 | Sub_sector | Households | Cooling | Households (cooling) | Energetic | households_cooling_final_demand_methane | Methane | EU | Energy demand | 0 | FEC
EE | TYNDP2026 | NT | 2050 | TWh | 346 | Sub_sector | Households | Cooling | Households (cooling) | Energetic | households_cooling_final_demand_heat | Heat | EU | Energy demand | 0 | FEC
EE | TYNDP2026 | NT | 2050 | TWh | 347 | Sub_sector | Households | Cooling | Households (cooling) | Energetic | households_cooling_final_demand_biomass | Biomass | EU | Energy demand | 0 | FEC
EE | TYNDP2026 | NT | 2050 | TWh | 348 | Sub_sector | Households | Cooling | Households (cooling) | Energetic | households_cooling_final_demand_coal | Solids | EU | Energy demand | 0 | FEC
EE | TYNDP2026 | NT | 2050 | TWh | 349 | Sub_sector | Households | Cooling | Households (cooling) | Energetic | households_cooling_final_demand_oil | Liquids | EU | Energy demand | 0 | FEC
EE | TYNDP2026 | NT | 2050 | TWh | 350 | Sub_sector | Households | Cooling | Households (cooling) | Energetic | households_cooling_final_demand_other | Others | EU | Energy demand | 0 | FEC
EE | TYNDP2026 | NT | 2050 | TWh | 351 | Sub_sector | Households | Cooling | Households (cooling) | Energetic | households_cooling_final_demand_ammonia | Ammonia | EU | Energy demand | 0 | FEC
EE | TYNDP2026 | NT | 2050 | TWh | 354 | Sub_sector | Households | Hot water | Households (hot water) | Energetic | households_hot_water_final_demand_electricity | Electricity | EU | Energy demand | 0.3748 | FEC
EE | TYNDP2026 | NT | 2050 | TWh | 355 | Sub_sector | Households | Hot water | Households (hot water) | Energetic | households_hot_water_final_demand_hydrogen | Hydrogen | EU | Energy demand | 0 | FEC
EE | TYNDP2026 | NT | 2050 | TWh | 356 | Sub_sector | Households | Hot water | Households (hot water) | Energetic | households_hot_water_final_demand_methane | Methane | EU | Energy demand | 0 | FEC
EE | TYNDP2026 | NT | 2050 | TWh | 357 | Sub_sector | Households | Hot water | Households (hot water) | Energetic | households_hot_water_final_demand_heat | Heat | EU | Energy demand | 0.61959 | FEC
EE | TYNDP2026 | NT | 2050 | TWh | 358 | Sub_sector | Households | Hot water | Households (hot water) | Energetic | households_hot_water_final_demand_biomass | Biomass | EU | Energy demand | 0.10739 | FEC
EE | TYNDP2026 | NT | 2050 | TWh | 359 | Sub_sector | Households | Hot water | Households (hot water) | Energetic | households_hot_water_final_demand_coal | Solids | EU | Energy demand | 0 | FEC
EE | TYNDP2026 | NT | 2050 | TWh | 360 | Sub_sector | Households | Hot water | Households (hot water) | Energetic | households_hot_water_final_demand_oil | Liquids | EU | Energy demand | 0 | FEC
EE | TYNDP2026 | NT | 2050 | TWh | 361 | Sub_sector | Households | Hot water | Households (hot water) | Energetic | households_hot_water_final_demand_other | Others | EU | Energy demand | 0.054801 | FEC
EE | TYNDP2026 | NT | 2050 | TWh | 362 | Sub_sector | Households | Hot water | Households (hot water) | Energetic | households_hot_water_final_demand_ammonia | Ammonia | EU | Energy demand | 0 | FEC
EE | TYNDP2026 | NT | 2050 | TWh | 365 | Sub_sector | Households | Appliances | Households (appliances) | Energetic | households_appliances_final_demand_electricity | Electricity | EU | Energy demand | 1.1836 | FEC
EE | TYNDP2026 | NT | 2050 | TWh | 366 | Sub_sector | Households | Appliances | Households (appliances) | Energetic | households_appliances_final_demand_hydrogen | Hydrogen | EU | Energy demand | 0 | FEC
EE | TYNDP2026 | NT | 2050 | TWh | 367 | Sub_sector | Households | Appliances | Households (appliances) | Energetic | households_appliances_final_demand_methane | Methane | EU | Energy demand | 0.0055132 | FEC
EE | TYNDP2026 | NT | 2050 | TWh | 368 | Sub_sector | Households | Appliances | Households (appliances) | Energetic | households_appliances_final_demand_heat | Heat | EU | Energy demand | 0 | FEC
EE | TYNDP2026 | NT | 2050 | TWh | 369 | Sub_sector | Households | Appliances | Households (appliances) | Energetic | households_appliances_final_demand_biomass | Biomass | EU | Energy demand | 0.0075875 | FEC
EE | TYNDP2026 | NT | 2050 | TWh | 370 | Sub_sector | Households | Appliances | Households (appliances) | Energetic | households_appliances_final_demand_coal | Solids | EU | Energy demand | 0 | FEC
EE | TYNDP2026 | NT | 2050 | TWh | 371 | Sub_sector | Households | Appliances | Households (appliances) | Energetic | households_appliances_final_demand_oil | Liquids | EU | Energy demand | 0 | FEC
EE | TYNDP2026 | NT | 2050 | TWh | 372 | Sub_sector | Households | Appliances | Households (appliances) | Energetic | households_appliances_final_demand_other | Others | EU | Energy demand | 0 | FEC
EE | TYNDP2026 | NT | 2050 | TWh | 373 | Sub_sector | Households | Appliances | Households (appliances) | Energetic | households_appliances_final_demand_ammonia | Ammonia | EU | Energy demand | 0 | FEC
EE | TYNDP2026 | NT | 2050 | TWh | 375 | Sub_sector | Buildings | Space heating | Buildings (heat) | Energetic | buildings_heat_final_demand_electricity | Electricity | EU | Energy demand | 0.92229 | FEC
EE | TYNDP2026 | NT | 2050 | TWh | 376 | Sub_sector | Buildings | Space heating | Buildings (heat) | Energetic | buildings_heat_final_demand_hydrogen | Hydrogen | EU | Energy demand | 0.10166 | FEC
EE | TYNDP2026 | NT | 2050 | TWh | 377 | Sub_sector | Buildings | Space heating | Buildings (heat) | Energetic | buildings_heat_final_demand_methane | Methane | EU | Energy demand | 0.17542 | FEC
EE | TYNDP2026 | NT | 2050 | TWh | 378 | Sub_sector | Buildings | Space heating | Buildings (heat) | Energetic | buildings_heat_final_demand_heat | Heat | EU | Energy demand | 1.5155 | FEC
EE | TYNDP2026 | NT | 2050 | TWh | 379 | Sub_sector | Buildings | Space heating | Buildings (heat) | Energetic | buildings_heat_final_demand_biomass | Biomass | EU | Energy demand | 0 | FEC
EE | TYNDP2026 | NT | 2050 | TWh | 380 | Sub_sector | Buildings | Space heating | Buildings (heat) | Energetic | buildings_heat_final_demand_coal | Solids | EU | Energy demand | 0 | FEC
EE | TYNDP2026 | NT | 2050 | TWh | 381 | Sub_sector | Buildings | Space heating | Buildings (heat) | Energetic | buildings_heat_final_demand_oil | Liquids | EU | Energy demand | 0 | FEC
EE | TYNDP2026 | NT | 2050 | TWh | 382 | Sub_sector | Buildings | Space heating | Buildings (heat) | Energetic | buildings_heat_final_demand_other | Others | EU | Energy demand | 0 | FEC
EE | TYNDP2026 | NT | 2050 | TWh | 383 | Sub_sector | Buildings | Space heating | Buildings (heat) | Energetic | buildings_heat_final_demand_ammonia | Ammonia | EU | Energy demand | 0 | FEC
EE | TYNDP2026 | NT | 2050 | TWh | 386 | Sub_sector | Buildings | Cooling | Buildings (cooling) | Energetic | buildings_cooling_final_demand_electricity | Electricity | EU | Energy demand | 0.024671 | FEC
EE | TYNDP2026 | NT | 2050 | TWh | 387 | Sub_sector | Buildings | Cooling | Buildings (cooling) | Energetic | buildings_cooling_final_demand_hydrogen | Hydrogen | EU | Energy demand | 0 | FEC
EE | TYNDP2026 | NT | 2050 | TWh | 388 | Sub_sector | Buildings | Cooling | Buildings (cooling) | Energetic | buildings_cooling_final_demand_methane | Methane | EU | Energy demand | 0 | FEC
EE | TYNDP2026 | NT | 2050 | TWh | 389 | Sub_sector | Buildings | Cooling | Buildings (cooling) | Energetic | buildings_cooling_final_demand_heat | Heat | EU | Energy demand | 0 | FEC
EE | TYNDP2026 | NT | 2050 | TWh | 390 | Sub_sector | Buildings | Cooling | Buildings (cooling) | Energetic | buildings_cooling_final_demand_biomass | Biomass | EU | Energy demand | 0 | FEC
EE | TYNDP2026 | NT | 2050 | TWh | 391 | Sub_sector | Buildings | Cooling | Buildings (cooling) | Energetic | buildings_cooling_final_demand_coal | Solids | EU | Energy demand | 0 | FEC
EE | TYNDP2026 | NT | 2050 | TWh | 392 | Sub_sector | Buildings | Cooling | Buildings (cooling) | Energetic | buildings_cooling_final_demand_oil | Liquids | EU | Energy demand | 0 | FEC
EE | TYNDP2026 | NT | 2050 | TWh | 393 | Sub_sector | Buildings | Cooling | Buildings (cooling) | Energetic | buildings_cooling_final_demand_other | Others | EU | Energy demand | 0 | FEC
EE | TYNDP2026 | NT | 2050 | TWh | 394 | Sub_sector | Buildings | Cooling | Buildings (cooling) | Energetic | buildings_cooling_final_demand_ammonia | Ammonia | EU | Energy demand | 0 | FEC
EE | TYNDP2026 | NT | 2050 | TWh | 397 | Sub_sector | Buildings | Appliances | Buildings (appliances) | Energetic | buildings_appliances_final_demand_electricity | Electricity | EU | Energy demand | 2.2335 | FEC
EE | TYNDP2026 | NT | 2050 | TWh | 398 | Sub_sector | Buildings | Appliances | Buildings (appliances) | Energetic | buildings_appliances_final_demand_hydrogen | Hydrogen | EU | Energy demand | 0 | FEC
EE | TYNDP2026 | NT | 2050 | TWh | 399 | Sub_sector | Buildings | Appliances | Buildings (appliances) | Energetic | buildings_appliances_final_demand_methane | Methane | EU | Energy demand | 0.2686 | FEC
EE | TYNDP2026 | NT | 2050 | TWh | 400 | Sub_sector | Buildings | Appliances | Buildings (appliances) | Energetic | buildings_appliances_final_demand_heat | Heat | EU | Energy demand | 0 | FEC
EE | TYNDP2026 | NT | 2050 | TWh | 401 | Sub_sector | Buildings | Appliances | Buildings (appliances) | Energetic | buildings_appliances_final_demand_biomass | Biomass | EU | Energy demand | 0 | FEC
EE | TYNDP2026 | NT | 2050 | TWh | 402 | Sub_sector | Buildings | Appliances | Buildings (appliances) | Energetic | buildings_appliances_final_demand_coal | Solids | EU | Energy demand | 0 | FEC
EE | TYNDP2026 | NT | 2050 | TWh | 403 | Sub_sector | Buildings | Appliances | Buildings (appliances) | Energetic | buildings_appliances_final_demand_oil | Liquids | EU | Energy demand | 0 | FEC
EE | TYNDP2026 | NT | 2050 | TWh | 404 | Sub_sector | Buildings | Appliances | Buildings (appliances) | Energetic | buildings_appliances_final_demand_other | Others | EU | Energy demand | 0 | FEC
EE | TYNDP2026 | NT | 2050 | TWh | 405 | Sub_sector | Buildings | Appliances | Buildings (appliances) | Energetic | buildings_appliances_final_demand_ammonia | Ammonia | EU | Energy demand | 0 | FEC
EE | TYNDP2026 | NT | 2050 | TWh | 407 | Sub_sector | Buildings | Datacenters | Datacenters & ICT | Energetic | datacentres_final_demand_electricity_energetic | Electricity | EU | Energy demand | 0.80745 | FEC
EE | TYNDP2026 | NT | 2050 | TWh | 408 | Sub_sector | Buildings | Datacenters | Datacenters & ICT | Energetic | datacentres_final_demand_hydrogen_energetic | Hydrogen | EU | Energy demand | 0 | FEC
EE | TYNDP2026 | NT | 2050 | TWh | 409 | Sub_sector | Buildings | Datacenters | Datacenters & ICT | Energetic | datacentres_final_demand_methane_energetic | Methane | EU | Energy demand | 0 | FEC
EE | TYNDP2026 | NT | 2050 | TWh | 410 | Sub_sector | Buildings | Datacenters | Datacenters & ICT | Energetic | datacentres_final_demand_heat_energetic | Heat | EU | Energy demand | 0 | FEC
EE | TYNDP2026 | NT | 2050 | TWh | 411 | Sub_sector | Buildings | Datacenters | Datacenters & ICT | Energetic | datacentres_final_demand_biomass_energetic | Biomass | EU | Energy demand | 0 | FEC
EE | TYNDP2026 | NT | 2050 | TWh | 412 | Sub_sector | Buildings | Datacenters | Datacenters & ICT | Energetic | datacentres_final_demand_coal_energetic | Solids | EU | Energy demand | 0 | FEC
EE | TYNDP2026 | NT | 2050 | TWh | 413 | Sub_sector | Buildings | Datacenters | Datacenters & ICT | Energetic | datacentres_final_demand_oil_energetic | Liquids | EU | Energy demand | 0 | FEC
EE | TYNDP2026 | NT | 2050 | TWh | 414 | Sub_sector | Buildings | Datacenters | Datacenters & ICT | Energetic | datacentres_final_demand_other_energetic | Others | EU | Energy demand | 0 | FEC
EE | TYNDP2026 | NT | 2050 | TWh | 415 | Sub_sector | Buildings | Datacenters | Datacenters & ICT | Energetic | datacentres_final_demand_ammonia_energetic | Ammonia | EU | Energy demand | 0 | FEC
EE | TYNDP2026 | NT | 2050 | TWh | 417 | Sub_sector | Transport | Others_Sector | Others_Sector | Energetic | other_final_demand_electricity_energetic | Electricity | EU | Energy demand | 0 | FEC
EE | TYNDP2026 | NT | 2050 | TWh | 418 | Sub_sector | Transport | Others_Sector | Others_Sector | Energetic | other_final_demand_hydrogen_energetic | Hydrogen | EU | Energy demand | 0 | FEC
EE | TYNDP2026 | NT | 2050 | TWh | 419 | Sub_sector | Transport | Pipeline Transport | Others_Sector | Energetic | other_final_demand_methane_energetic | Methane | EU | Energy demand | 0 | FEC
EE | TYNDP2026 | NT | 2050 | TWh | 420 | Sub_sector | Transport | Others_Sector | Others_Sector | Energetic | other_final_demand_heat_energetic | Heat | EU | Energy demand | 0 | FEC
EE | TYNDP2026 | NT | 2050 | TWh | 421 | Sub_sector | Transport | Others_Sector | Others_Sector | Energetic | other_final_demand_biomass_energetic | Biomass | EU | Energy demand | 0 | FEC
EE | TYNDP2026 | NT | 2050 | TWh | 422 | Sub_sector | Transport | Others_Sector | Others_Sector | Energetic | other_final_demand_coal_energetic | Solids | EU | Energy demand | 0 | FEC
EE | TYNDP2026 | NT | 2050 | TWh | 423 | Sub_sector | Transport | Others_Sector | Others_Sector | Energetic | other_final_demand_oil_energetic | Liquids | EU | Energy demand | 0.027 | FEC
EE | TYNDP2026 | NT | 2050 | TWh | 424 | Sub_sector | Others_Sector | Others_Sector | Others_Sector | Non-energetic | other_final_demand_oil_non_energetic | Liquids | EU | Energy demand | 0.015167 | not_included_in_FEC
EE | TYNDP2026 | NT | 2050 | TWh | 425 | Sub_sector | Transport | Others_Sector | Others_Sector | Energetic | other_final_demand_other_energetic | Others | EU | Energy demand | 0 | FEC
EE | TYNDP2026 | NT | 2050 | TWh | 426 | Sub_sector | Transport | Others_Sector | Others_Sector | Energetic | other_final_demand_ammonia_energetic | Ammonia | EU | Energy demand | 0 | FEC
EE | TYNDP2026 | NT | 2050 | TWh | 427 | Sub_sector | Industry | Surplus_Heat_in_Industry | Surplus_Heat_in_Industry | Energetic | final_demand_of_industry_unused_local_production_steam_hot_water | Heat | EU | Energy demand | 0 | FEC
EE | TYNDP2026 | NT | 2050 | TWh | 429 | Sub_sector | Agriculture | Total | Agriculture | Energetic | agriculture_final_demand_electricity_energetic | Electricity | EU | Energy demand | 0.16889 | FEC
EE | TYNDP2026 | NT | 2050 | TWh | 430 | Sub_sector | Agriculture | Total | Agriculture | Energetic | agriculture_final_demand_hydrogen_energetic | Hydrogen | EU | Energy demand | 0 | FEC
EE | TYNDP2026 | NT | 2050 | TWh | 431 | Sub_sector | Agriculture | Total | Agriculture | Energetic | agriculture_final_demand_methane_energetic | Methane | EU | Energy demand | 0.19925 | FEC
EE | TYNDP2026 | NT | 2050 | TWh | 432 | Sub_sector | Agriculture | Total | Agriculture | Energetic | agriculture_final_demand_heat_energetic | Heat | EU | Energy demand | 0.020676 | FEC
EE | TYNDP2026 | NT | 2050 | TWh | 433 | Sub_sector | Agriculture | Total | Agriculture | Energetic | agriculture_final_demand_biomass_energetic | Biomass | EU | Energy demand | 0.16778 | FEC
EE | TYNDP2026 | NT | 2050 | TWh | 434 | Sub_sector | Agriculture | Total | Agriculture | Energetic | agriculture_final_demand_coal_energetic | Solids | EU | Energy demand | 0 | FEC
EE | TYNDP2026 | NT | 2050 | TWh | 435 | Sub_sector | Agriculture | Total | Agriculture | Energetic | agriculture_final_demand_oil_energetic | Liquids | EU | Energy demand | 0.599 | FEC
EE | TYNDP2026 | NT | 2050 | TWh | 436 | Sub_sector | Agriculture | Total | Agriculture | Energetic | agriculture_final_demand_other_energetic | Others | EU | Energy demand | 0 | FEC
EE | TYNDP2026 | NT | 2050 | TWh | 437 | Sub_sector | Agriculture | Total | Agriculture | Energetic | agriculture_final_demand_ammonia_energetic | Ammonia | EU | Energy demand | 0 | FEC
EE | TYNDP2026 | NT | 2050 | TWh | 447 | Sub_sector | Buildings | Surplus Energy | Buildings | Energetic | GAP | Electricity | EU | Energy demand | 0 | FEC
EE | TYNDP2026 | NT | 2050 | TWh | 448 | Sub_sector | Buildings | Surplus Energy | Buildings | Energetic | GAP | Hydrogen | EU | Energy demand | 0 | FEC
EE | TYNDP2026 | NT | 2050 | TWh | 449 | Sub_sector | Buildings | Surplus Energy | Buildings | Energetic | GAP | Methane | EU | Energy demand | 0.0049399 | FEC
EE | TYNDP2026 | NT | 2050 | TWh | 450 | Sub_sector | Buildings | Surplus Energy | Buildings | Energetic | GAP | Heat | EU | Energy demand | 0 | FEC
EE | TYNDP2026 | NT | 2050 | TWh | 451 | Sub_sector | Buildings | Surplus Energy | Buildings | Energetic | GAP | Biomass | EU | Energy demand | 0.00033336 | FEC
EE | TYNDP2026 | NT | 2050 | TWh | 452 | Sub_sector | Buildings | Surplus Energy | Buildings | Energetic | GAP | Solids | EU | Energy demand | 0 | FEC
EE | TYNDP2026 | NT | 2050 | TWh | 453 | Sub_sector | Buildings | Surplus Energy | Buildings | Energetic | GAP | Liquids | EU | Energy demand | 0.036821 | FEC
EE | TYNDP2026 | NT | 2050 | TWh | 454 | Sub_sector | Buildings | Surplus Energy | Buildings | Energetic | GAP | Others | EU | Energy demand | 0 | FEC
EE | TYNDP2026 | NT | 2050 | TWh | 455 | Sub_sector | Buildings | Surplus Energy | Buildings | Energetic | GAP | Ammonia | EU | Energy demand | 0 | FEC
EE | TYNDP2026 | NT | 2050 | TWh | 456 | Sub_sector | Households | Surplus Energy | Households | Energetic | GAP | Electricity | EU | Energy demand | 0 | FEC
EE | TYNDP2026 | NT | 2050 | TWh | 457 | Sub_sector | Households | Surplus Energy | Households | Energetic | GAP | Hydrogen | EU | Energy demand | 0 | FEC
EE | TYNDP2026 | NT | 2050 | TWh | 458 | Sub_sector | Households | Surplus Energy | Households | Energetic | GAP | Methane | EU | Energy demand | 0.00010139 | FEC
EE | TYNDP2026 | NT | 2050 | TWh | 459 | Sub_sector | Households | Surplus Energy | Households | Energetic | GAP | Heat | EU | Energy demand | 0 | FEC
EE | TYNDP2026 | NT | 2050 | TWh | 460 | Sub_sector | Households | Surplus Energy | Households | Energetic | GAP | Biomass | EU | Energy demand | 0 | FEC
EE | TYNDP2026 | NT | 2050 | TWh | 461 | Sub_sector | Households | Surplus Energy | Households | Energetic | GAP | Solids | EU | Energy demand | 0 | FEC
EE | TYNDP2026 | NT | 2050 | TWh | 462 | Sub_sector | Households | Surplus Energy | Households | Energetic | GAP | Liquids | EU | Energy demand | 0 | FEC
EE | TYNDP2026 | NT | 2050 | TWh | 463 | Sub_sector | Households | Surplus Energy | Households | Energetic | GAP | Others | EU | Energy demand | 0 | FEC
EE | TYNDP2026 | NT | 2050 | TWh | 464 | Sub_sector | Households | Surplus Energy | Households | Energetic | GAP | Ammonia | EU | Energy demand | 0 | FEC
EE | TYNDP2026 | HEV | 2035 | TWh | 102 | Sub_sector | Industry | Aluminium | Industry (aluminium) | Energetic | industry_aluminium_demand_electricity_energetic | Electricity | EU | Energy demand | 0 | FEC
EE | TYNDP2026 | HEV | 2035 | TWh | 103 | Sub_sector | Industry | Aluminium | Industry (aluminium) | Energetic | industry_aluminium_demand_hydrogen_energetic | Hydrogen | EU | Energy demand | 0 | FEC
EE | TYNDP2026 | HEV | 2035 | TWh | 104 | Sub_sector | Industry | Aluminium | Industry (aluminium) | Energetic | industry_aluminium_demand_methane_energetic | Methane | EU | Energy demand | 0 | FEC
EE | TYNDP2026 | HEV | 2035 | TWh | 105 | Sub_sector | Industry | Aluminium | Industry (aluminium) | Energetic | industry_aluminium_demand_heat_energetic | Heat | EU | Energy demand | 0 | FEC
EE | TYNDP2026 | HEV | 2035 | TWh | 106 | Sub_sector | Industry | Aluminium | Industry (aluminium) | Energetic | industry_aluminium_demand_biomass_energetic | Biomass | EU | Energy demand | 0 | FEC
EE | TYNDP2026 | HEV | 2035 | TWh | 107 | Sub_sector | Industry | Aluminium | Industry (aluminium) | Energetic | industry_aluminium_demand_coal_energetic | Solids | EU | Energy demand | 0 | FEC
EE | TYNDP2026 | HEV | 2035 | TWh | 108 | Sub_sector | Industry | Aluminium | Industry (aluminium) | Energetic | industry_aluminium_demand_oil_energetic | Liquids | EU | Energy demand | 0 | FEC
EE | TYNDP2026 | HEV | 2035 | TWh | 109 | Sub_sector | Industry | Aluminium | Industry (aluminium) | Energetic | industry_aluminium_demand_others_energetic | Others | EU | Energy demand | 0 | FEC
EE | TYNDP2026 | HEV | 2035 | TWh | 110 | Sub_sector | Industry | Aluminium | Industry (aluminium) | Energetic | industry_ammonia_demand_others_energetic | Ammonia | EU | Energy demand | 0 | FEC
EE | TYNDP2026 | HEV | 2035 | TWh | 112 | Sub_sector | Industry | Chemicals | Industry (chemicals, energetic) | Energetic | industry_chemical_demand_electricity_energetic | Electricity | EU | Energy demand | 0.29076 | FEC
EE | TYNDP2026 | HEV | 2035 | TWh | 113 | Sub_sector | Industry | Chemicals | Industry (chemicals, energetic) | Energetic | industry_chemical_demand_hydrogen_energetic | Hydrogen | EU | Energy demand | 0.023856 | FEC
EE | TYNDP2026 | HEV | 2035 | TWh | 114 | Sub_sector | Industry | Chemicals | Industry (chemicals, energetic) | Energetic | industry_chemical_demand_methane_energetic | Methane | EU | Energy demand | 0.043888 | FEC
EE | TYNDP2026 | HEV | 2035 | TWh | 115 | Sub_sector | Industry | Chemicals | Industry (chemicals, energetic) | Energetic | industry_chemical_demand_heat_energetic | Heat | EU | Energy demand | 0.03048 | FEC
EE | TYNDP2026 | HEV | 2035 | TWh | 116 | Sub_sector | Industry | Chemicals | Industry (chemicals, energetic) | Energetic | industry_chemical_demand_biomass_energetic | Biomass | EU | Energy demand | 0.04572 | FEC
EE | TYNDP2026 | HEV | 2035 | TWh | 117 | Sub_sector | Industry | Chemicals | Industry (chemicals, energetic) | Energetic | industry_chemical_demand_coal_energetic | Solids | EU | Energy demand | 0.0016874 | FEC
EE | TYNDP2026 | HEV | 2035 | TWh | 118 | Sub_sector | Industry | Chemicals | Industry (chemicals, energetic) | Energetic | industry_chemical_demand_oil_energetic | Liquids | EU | Energy demand | 0.0016264 | FEC
EE | TYNDP2026 | HEV | 2035 | TWh | 119 | Sub_sector | Industry | Chemicals | Industry (chemicals, energetic) | Energetic | industry_chemical_demand_others_energetic | Others | EU | Energy demand | 0 | FEC
EE | TYNDP2026 | HEV | 2035 | TWh | 120 | Sub_sector | Industry | Chemicals | Industry (chemicals, energetic) | Energetic | industry_chemical_demand_ammonia_energetic | Ammonia | EU | Energy demand | 0 | FEC
EE | TYNDP2026 | HEV | 2035 | TWh | 122 | Sub_sector | Industry | Chemicals | Industry (chemicals, non-energetic) | Non-energetic | industry_chemical_demand_electricity_non_energetic | Electricity | EU | Energy demand | 0 | not_included_in_FEC
EE | TYNDP2026 | HEV | 2035 | TWh | 123 | Sub_sector | Industry | Chemicals | Industry (chemicals, non-energetic) | Non-energetic | industry_chemical_demand_hydrogen_non_energetic | Hydrogen | EU | Energy demand | 0 | not_included_in_FEC
EE | TYNDP2026 | HEV | 2035 | TWh | 124 | Sub_sector | Industry | Chemicals | Industry (chemicals, non-energetic) | Non-energetic | industry_chemical_demand_methane_non_energetic | Methane | EU | Energy demand | 0 | not_included_in_FEC
EE | TYNDP2026 | HEV | 2035 | TWh | 125 | Sub_sector | Industry | Chemicals | Industry (chemicals, non-energetic) | Non-energetic | industry_chemical_demand_heat_non_energetic | Heat | EU | Energy demand | 0 | not_included_in_FEC
EE | TYNDP2026 | HEV | 2035 | TWh | 126 | Sub_sector | Industry | Chemicals | Industry (chemicals, non-energetic) | Non-energetic | industry_chemical_demand_biomass_non_energetic | Biomass | EU | Energy demand | 0 | not_included_in_FEC
EE | TYNDP2026 | HEV | 2035 | TWh | 127 | Sub_sector | Industry | Chemicals | Industry (chemicals, non-energetic) | Non-energetic | industry_chemical_demand_coal_non_energetic | Solids | EU | Energy demand | 0 | not_included_in_FEC
EE | TYNDP2026 | HEV | 2035 | TWh | 128 | Sub_sector | Industry | Chemicals | Industry (chemicals, non-energetic) | Non-energetic | industry_chemical_demand_oil_non_energetic | Liquids | EU | Energy demand | 0 | not_included_in_FEC
EE | TYNDP2026 | HEV | 2035 | TWh | 129 | Sub_sector | Industry | Chemicals | Industry (chemicals, non-energetic) | Non-energetic | industry_chemical_demand_others_non_energetic | Others | EU | Energy demand | 0 | not_included_in_FEC
EE | TYNDP2026 | HEV | 2035 | TWh | 130 | Sub_sector | Industry | Chemicals | Industry (chemicals, non-energetic) | Non-energetic | industry_chemical_demand_ammonia_non_energetic | Ammonia | EU | Energy demand | 0 | not_included_in_FEC
EE | TYNDP2026 | HEV | 2035 | TWh | 132 | Sub_sector | Industry | Fertilizers | Industry (fertilizers, energetic) | Energetic | industry_fertilizers_demand_electricity_energetic | Electricity | EU | Energy demand | 0 | FEC
EE | TYNDP2026 | HEV | 2035 | TWh | 133 | Sub_sector | Industry | Fertilizers | Industry (fertilizers, energetic) | Energetic | industry_fertilizers_demand_hydrogen_energetic | Hydrogen | EU | Energy demand | 0 | FEC
EE | TYNDP2026 | HEV | 2035 | TWh | 134 | Sub_sector | Industry | Fertilizers | Industry (fertilizers, energetic) | Energetic | industry_fertilizers_demand_methane_energetic | Methane | EU | Energy demand | 0 | FEC
EE | TYNDP2026 | HEV | 2035 | TWh | 135 | Sub_sector | Industry | Fertilizers | Industry (fertilizers, energetic) | Energetic | industry_fertilizers_demand_heat_energetic | Heat | EU | Energy demand | 0 | FEC
EE | TYNDP2026 | HEV | 2035 | TWh | 136 | Sub_sector | Industry | Fertilizers | Industry (fertilizers, energetic) | Energetic | industry_fertilizers_demand_biomass_energetic | Biomass | EU | Energy demand | 0 | FEC
EE | TYNDP2026 | HEV | 2035 | TWh | 137 | Sub_sector | Industry | Fertilizers | Industry (fertilizers, energetic) | Energetic | industry_fertilizers_demand_coal_energetic | Solids | EU | Energy demand | 0 | FEC
EE | TYNDP2026 | HEV | 2035 | TWh | 138 | Sub_sector | Industry | Fertilizers | Industry (fertilizers, energetic) | Energetic | industry_fertilizers_demand_oil_energetic | Liquids | EU | Energy demand | 0 | FEC
EE | TYNDP2026 | HEV | 2035 | TWh | 139 | Sub_sector | Industry | Fertilizers | Industry (fertilizers, energetic) | Energetic | industry_fertilizers_demand_others_energetic | Others | EU | Energy demand | 0 | FEC
EE | TYNDP2026 | HEV | 2035 | TWh | 140 | Sub_sector | Industry | Fertilizers | Industry (fertilizers, energetic) | Energetic | industry_fertilizers_demand_ammonia_energetic | Ammonia | EU | Energy demand | 0 | FEC
EE | TYNDP2026 | HEV | 2035 | TWh | 142 | Sub_sector | Industry | Fertilizers | Industry (fertilizers, non-energetic) | Non-energetic | industry_fertilizers_demand_electricity_non_energetic | Electricity | EU | Energy demand | 0 | not_included_in_FEC
EE | TYNDP2026 | HEV | 2035 | TWh | 143 | Sub_sector | Industry | Fertilizers | Industry (fertilizers, non-energetic) | Non-energetic | industry_fertilizers_demand_hydrogen_non_energetic | Hydrogen | EU | Energy demand | 0 | not_included_in_FEC
EE | TYNDP2026 | HEV | 2035 | TWh | 144 | Sub_sector | Industry | Fertilizers | Industry (fertilizers, non-energetic) | Non-energetic | industry_fertilizers_demand_methane_non_energetic | Methane | EU | Energy demand | 0 | not_included_in_FEC
EE | TYNDP2026 | HEV | 2035 | TWh | 145 | Sub_sector | Industry | Fertilizers | Industry (fertilizers, non-energetic) | Non-energetic | industry_fertilizers_demand_heat_non_energetic | Heat | EU | Energy demand | 0 | not_included_in_FEC
EE | TYNDP2026 | HEV | 2035 | TWh | 146 | Sub_sector | Industry | Fertilizers | Industry (fertilizers, non-energetic) | Non-energetic | industry_fertilizers_demand_biomass_non_energetic | Biomass | EU | Energy demand | 0 | not_included_in_FEC
EE | TYNDP2026 | HEV | 2035 | TWh | 147 | Sub_sector | Industry | Fertilizers | Industry (fertilizers, non-energetic) | Non-energetic | industry_fertilizers_demand_coal_non_energetic | Solids | EU | Energy demand | 0 | not_included_in_FEC
EE | TYNDP2026 | HEV | 2035 | TWh | 148 | Sub_sector | Industry | Fertilizers | Industry (fertilizers, non-energetic) | Non-energetic | industry_fertilizers_demand_oil_non_energetic | Liquids | EU | Energy demand | 0 | not_included_in_FEC
EE | TYNDP2026 | HEV | 2035 | TWh | 149 | Sub_sector | Industry | Fertilizers | Industry (fertilizers, non-energetic) | Non-energetic | industry_fertilizers_demand_others_non_energetic | Others | EU | Energy demand | 0 | not_included_in_FEC
EE | TYNDP2026 | HEV | 2035 | TWh | 150 | Sub_sector | Industry | Fertilizers | Industry (fertilizers, non-energetic) | Non-energetic | industry_fertilizers_demand_ammonia_non_energetic | Ammonia | EU | Energy demand | 0 | not_included_in_FEC
EE | TYNDP2026 | HEV | 2035 | TWh | 152 | Sub_sector | Industry | Food | Industry (food) | Energetic | industry_food_demand_electricity_energetic | Electricity | EU | Energy demand | 0.44716 | FEC
EE | TYNDP2026 | HEV | 2035 | TWh | 153 | Sub_sector | Industry | Food | Industry (food) | Energetic | industry_food_demand_hydrogen_energetic | Hydrogen | EU | Energy demand | 0 | FEC
EE | TYNDP2026 | HEV | 2035 | TWh | 154 | Sub_sector | Industry | Food | Industry (food) | Energetic | industry_food_demand_methane_energetic | Methane | EU | Energy demand | 0.12539 | FEC
EE | TYNDP2026 | HEV | 2035 | TWh | 155 | Sub_sector | Industry | Food | Industry (food) | Energetic | industry_food_demand_heat_energetic | Heat | EU | Energy demand | 0 | FEC
EE | TYNDP2026 | HEV | 2035 | TWh | 156 | Sub_sector | Industry | Food | Industry (food) | Energetic | industry_food_demand_biomass_energetic | Biomass | EU | Energy demand | 0 | FEC
EE | TYNDP2026 | HEV | 2035 | TWh | 157 | Sub_sector | Industry | Food | Industry (food) | Energetic | industry_food_demand_coal_energetic | Solids | EU | Energy demand | 0 | FEC
EE | TYNDP2026 | HEV | 2035 | TWh | 158 | Sub_sector | Industry | Food | Industry (food) | Energetic | industry_food_demand_oil_energetic | Liquids | EU | Energy demand | 0.0097683 | FEC
EE | TYNDP2026 | HEV | 2035 | TWh | 159 | Sub_sector | Industry | Food | Industry (food) | Energetic | industry_food_demand_others_energetic | Others | EU | Energy demand | 0 | FEC
EE | TYNDP2026 | HEV | 2035 | TWh | 160 | Sub_sector | Industry | Food | Industry (food) | Energetic | industry_food_demand_ammonia_energetic | Ammonia | EU | Energy demand | 0 | FEC
EE | TYNDP2026 | HEV | 2035 | TWh | 162 | Sub_sector | Industry | Metals | Industry (metal) | Energetic | industry_metal_demand_electricity_energetic | Electricity | EU | Energy demand | 0.0026613 | FEC
EE | TYNDP2026 | HEV | 2035 | TWh | 163 | Sub_sector | Industry | Metals | Industry (metal) | Energetic | industry_metal_demand_hydrogen_energetic | Hydrogen | EU | Energy demand | 0 | FEC
EE | TYNDP2026 | HEV | 2035 | TWh | 164 | Sub_sector | Industry | Metals | Industry (metal) | Energetic | industry_metal_demand_methane_energetic | Methane | EU | Energy demand | 0.0049529 | FEC
EE | TYNDP2026 | HEV | 2035 | TWh | 165 | Sub_sector | Industry | Metals | Industry (metal) | Energetic | industry_metal_demand_heat_energetic | Heat | EU | Energy demand | 0 | FEC
EE | TYNDP2026 | HEV | 2035 | TWh | 166 | Sub_sector | Industry | Metals | Industry (metal) | Energetic | industry_metal_demand_biomass_energetic | Biomass | EU | Energy demand | 0 | FEC
EE | TYNDP2026 | HEV | 2035 | TWh | 167 | Sub_sector | Industry | Metals | Industry (metal) | Energetic | industry_metal_demand_coal_energetic | Solids | EU | Energy demand | 0 | FEC
EE | TYNDP2026 | HEV | 2035 | TWh | 168 | Sub_sector | Industry | Metals | Industry (metal) | Energetic | industry_metal_demand_oil_energetic | Liquids | EU | Energy demand | 0 | FEC
EE | TYNDP2026 | HEV | 2035 | TWh | 169 | Sub_sector | Industry | Metals | Industry (metal) | Energetic | industry_metal_demand_others_energetic | Others | EU | Energy demand | 0 | FEC
EE | TYNDP2026 | HEV | 2035 | TWh | 170 | Sub_sector | Industry | Metals | Industry (metal) | Energetic | industry_metal_demand_ammonia_energetic | Ammonia | EU | Energy demand | 0 | FEC
EE | TYNDP2026 | HEV | 2035 | TWh | 172 | Sub_sector | Industry | Others | Industry (other, energetic) | Energetic | industry_other_demand_electricity_energetic | Electricity | EU | Energy demand | 0.85122 | FEC
EE | TYNDP2026 | HEV | 2035 | TWh | 173 | Sub_sector | Industry | Others | Industry (other, energetic) | Energetic | industry_other_demand_hydrogen_energetic | Hydrogen | EU | Energy demand | 0.42504 | FEC
EE | TYNDP2026 | HEV | 2035 | TWh | 174 | Sub_sector | Industry | Others | Industry (other, energetic) | Energetic | industry_other_demand_methane_energetic | Methane | EU | Energy demand | 0.37634 | FEC
EE | TYNDP2026 | HEV | 2035 | TWh | 175 | Sub_sector | Industry | Others | Industry (other, energetic) | Energetic | industry_other_demand_heat_energetic | Heat | EU | Energy demand | 0 | FEC
EE | TYNDP2026 | HEV | 2035 | TWh | 176 | Sub_sector | Industry | Others | Industry (other, energetic) | Energetic | industry_other_demand_biomass_energetic | Biomass | EU | Energy demand | 1.0202 | FEC
EE | TYNDP2026 | HEV | 2035 | TWh | 177 | Sub_sector | Industry | Others | Industry (other, energetic) | Energetic | industry_other_demand_coal_energetic | Solids | EU | Energy demand | 0.20454 | FEC
EE | TYNDP2026 | HEV | 2035 | TWh | 178 | Sub_sector | Industry | Others | Industry (other, energetic) | Energetic | industry_other_demand_oil_energetic | Liquids | EU | Energy demand | 0.6405 | FEC
EE | TYNDP2026 | HEV | 2035 | TWh | 179 | Sub_sector | Industry | Others | Industry (other, energetic) | Energetic | industry_other_demand_others_energetic | Others | EU | Energy demand | 0 | FEC
EE | TYNDP2026 | HEV | 2035 | TWh | 180 | Sub_sector | Industry | Others | Industry (other, energetic) | Energetic | industry_other_demand_ammonia_energetic | Ammonia | EU | Energy demand | 0 | FEC
EE | TYNDP2026 | HEV | 2035 | TWh | 182 | Sub_sector | Industry | Others | Industry (other, non-energetic) | Non-energetic | industry_other_demand_electricity_non_energetic | Electricity | EU | Energy demand | 0 | not_included_in_FEC
EE | TYNDP2026 | HEV | 2035 | TWh | 183 | Sub_sector | Industry | Others | Industry (other, non-energetic) | Non-energetic | industry_other_demand_hydrogen_non_energetic | Hydrogen | EU | Energy demand | 0 | not_included_in_FEC
EE | TYNDP2026 | HEV | 2035 | TWh | 184 | Sub_sector | Industry | Others | Industry (other, non-energetic) | Non-energetic | industry_other_demand_methane_non_energetic | Methane | EU | Energy demand | 0 | not_included_in_FEC
EE | TYNDP2026 | HEV | 2035 | TWh | 185 | Sub_sector | Industry | Others | Industry (other, non-energetic) | Non-energetic | industry_other_demand_heat_non_energetic | Heat | EU | Energy demand | 0 | not_included_in_FEC
EE | TYNDP2026 | HEV | 2035 | TWh | 186 | Sub_sector | Industry | Others | Industry (other, non-energetic) | Non-energetic | industry_other_demand_biomass_non_energetic | Biomass | EU | Energy demand | 0 | not_included_in_FEC
EE | TYNDP2026 | HEV | 2035 | TWh | 187 | Sub_sector | Industry | Others | Industry (other, non-energetic) | Non-energetic | industry_other_demand_coal_non_energetic | Solids | EU | Energy demand | 0 | not_included_in_FEC
EE | TYNDP2026 | HEV | 2035 | TWh | 188 | Sub_sector | Industry | Others | Industry (other, non-energetic) | Non-energetic | industry_other_demand_oil_non_energetic | Liquids | EU | Energy demand | 0.51164 | not_included_in_FEC
EE | TYNDP2026 | HEV | 2035 | TWh | 189 | Sub_sector | Industry | Others | Industry (other, non-energetic) | Non-energetic | industry_other_demand_others_non_energetic | Others | EU | Energy demand | 0 | not_included_in_FEC
EE | TYNDP2026 | HEV | 2035 | TWh | 190 | Sub_sector | Industry | Others | Industry (other, non-energetic) | Non-energetic | industry_other_demand_ammonia_non_energetic | Ammonia | EU | Energy demand | 0 | not_included_in_FEC
EE | TYNDP2026 | HEV | 2035 | TWh | 192 | Sub_sector | Industry | Paper | Industry (paper) | Energetic | industry_paper_demand_electricity_energetic | Electricity | EU | Energy demand | 0.41808 | FEC
EE | TYNDP2026 | HEV | 2035 | TWh | 193 | Sub_sector | Industry | Paper | Industry (paper) | Energetic | industry_paper_demand_hydrogen_energetic | Hydrogen | EU | Energy demand | 0.038469 | FEC
EE | TYNDP2026 | HEV | 2035 | TWh | 194 | Sub_sector | Industry | Paper | Industry (paper) | Energetic | industry_paper_demand_methane_energetic | Methane | EU | Energy demand | 0.036933 | FEC
EE | TYNDP2026 | HEV | 2035 | TWh | 195 | Sub_sector | Industry | Paper | Industry (paper) | Energetic | industry_paper_demand_heat_energetic | Heat | EU | Energy demand | 0 | FEC
EE | TYNDP2026 | HEV | 2035 | TWh | 196 | Sub_sector | Industry | Paper | Industry (paper) | Energetic | industry_paper_demand_biomass_energetic | Biomass | EU | Energy demand | 0.065364 | FEC
EE | TYNDP2026 | HEV | 2035 | TWh | 197 | Sub_sector | Industry | Paper | Industry (paper) | Energetic | industry_paper_demand_coal_energetic | Solids | EU | Energy demand | 0.0093788 | FEC
EE | TYNDP2026 | HEV | 2035 | TWh | 198 | Sub_sector | Industry | Paper | Industry (paper) | Energetic | industry_paper_demand_oil_energetic | Liquids | EU | Energy demand | 0 | FEC
EE | TYNDP2026 | HEV | 2035 | TWh | 199 | Sub_sector | Industry | Paper | Industry (paper) | Energetic | industry_paper_demand_others_energetic | Others | EU | Energy demand | 0 | FEC
EE | TYNDP2026 | HEV | 2035 | TWh | 200 | Sub_sector | Industry | Paper | Industry (paper) | Energetic | industry_paper_demand_ammonia_energetic | Ammonia | EU | Energy demand | 0 | FEC
EE | TYNDP2026 | HEV | 2035 | TWh | 202 | Sub_sector | Industry | Refineries | Industry (refineries, energetic) | Energetic | industry_refinery_demand_electricity_energetic | Electricity | EU | Energy demand | 0 | not_included_in_FEC
EE | TYNDP2026 | HEV | 2035 | TWh | 203 | Sub_sector | Industry | Refineries | Industry (refineries, energetic) | Energetic | industry_refinery_demand_hydrogen_energetic | Hydrogen | EU | Energy demand | 0 | not_included_in_FEC
EE | TYNDP2026 | HEV | 2035 | TWh | 204 | Sub_sector | Industry | Refineries | Industry (refineries, energetic) | Energetic | industry_refinery_demand_methane_energetic | Methane | EU | Energy demand | 0 | not_included_in_FEC
EE | TYNDP2026 | HEV | 2035 | TWh | 205 | Sub_sector | Industry | Refineries | Industry (refineries, energetic) | Energetic | industry_refinery_demand_heat_energetic | Heat | EU | Energy demand | 0 | not_included_in_FEC
EE | TYNDP2026 | HEV | 2035 | TWh | 206 | Sub_sector | Industry | Refineries | Industry (refineries, energetic) | Energetic | industry_refinery_demand_biomass_energetic | Biomass | EU | Energy demand | 0 | not_included_in_FEC
EE | TYNDP2026 | HEV | 2035 | TWh | 207 | Sub_sector | Industry | Refineries | Industry (refineries, energetic) | Energetic | industry_refinery_demand_coal_energetic | Solids | EU | Energy demand | 0 | not_included_in_FEC
EE | TYNDP2026 | HEV | 2035 | TWh | 208 | Sub_sector | Industry | Refineries | Industry (refineries, energetic) | Energetic | industry_refinery_demand_oil_energetic | Liquids | EU | Energy demand | 0 | not_included_in_FEC
EE | TYNDP2026 | HEV | 2035 | TWh | 209 | Sub_sector | Industry | Refineries | Industry (refineries, energetic) | Energetic | industry_refinery_demand_others_energetic | Others | EU | Energy demand | 0 | not_included_in_FEC
EE | TYNDP2026 | HEV | 2035 | TWh | 210 | Sub_sector | Industry | Refineries | Industry (refineries, energetic) | Energetic | industry_refinery_demand_ammonia_energetic | Ammonia | EU | Energy demand | 0 | not_included_in_FEC
EE | TYNDP2026 | HEV | 2035 | TWh | 212 | Sub_sector | Industry | Refineries | Industry (refineries, non-energetic) | Non-energetic | industry_refinery_demand_electricity_non_energetic | Electricity | EU | Energy demand | 0 | not_included_in_FEC
EE | TYNDP2026 | HEV | 2035 | TWh | 213 | Sub_sector | Industry | Refineries | Industry (refineries, non-energetic) | Non-energetic | industry_refinery_demand_hydrogen_non_energetic | Hydrogen | EU | Energy demand | 0 | not_included_in_FEC
EE | TYNDP2026 | HEV | 2035 | TWh | 214 | Sub_sector | Industry | Refineries | Industry (refineries, non-energetic) | Non-energetic | industry_refinery_demand_methane_non_energetic | Methane | EU | Energy demand | 0 | not_included_in_FEC
EE | TYNDP2026 | HEV | 2035 | TWh | 215 | Sub_sector | Industry | Refineries | Industry (refineries, non-energetic) | Non-energetic | industry_refinery_demand_heat_non_energetic | Heat | EU | Energy demand | 0 | not_included_in_FEC
EE | TYNDP2026 | HEV | 2035 | TWh | 216 | Sub_sector | Industry | Refineries | Industry (refineries, non-energetic) | Non-energetic | industry_refinery_demand_biomass_non_energetic | Biomass | EU | Energy demand | 0 | not_included_in_FEC
EE | TYNDP2026 | HEV | 2035 | TWh | 217 | Sub_sector | Industry | Refineries | Industry (refineries, non-energetic) | Non-energetic | industry_refinery_demand_coal_non_energetic | Solids | EU | Energy demand | 0 | not_included_in_FEC
EE | TYNDP2026 | HEV | 2035 | TWh | 218 | Sub_sector | Industry | Refineries | Industry (refineries, non-energetic) | Non-energetic | industry_refinery_demand_oil_non_energetic | Liquids | EU | Energy demand | 0 | not_included_in_FEC
EE | TYNDP2026 | HEV | 2035 | TWh | 219 | Sub_sector | Industry | Refineries | Industry (refineries, non-energetic) | Non-energetic | industry_refinery_demand_others_non_energetic | Others | EU | Energy demand | 0 | not_included_in_FEC
EE | TYNDP2026 | HEV | 2035 | TWh | 220 | Sub_sector | Industry | Refineries | Industry (refineries, non-energetic) | Non-energetic | industry_refinery_demand_ammonia_non_energetic | Ammonia | EU | Energy demand | 0 | not_included_in_FEC
EE | TYNDP2026 | HEV | 2035 | TWh | 222 | Sub_sector | Industry | Steel | Industry (steel) | Energetic | industry_steel_demand_electricity_energetic | Electricity | EU | Energy demand | 0 | FEC
EE | TYNDP2026 | HEV | 2035 | TWh | 223 | Sub_sector | Industry | Steel | Industry (steel) | Energetic | industry_steel_demand_hydrogen_energetic | Hydrogen | EU | Energy demand | 0 | FEC
EE | TYNDP2026 | HEV | 2035 | TWh | 224 | Sub_sector | Industry | Steel | Industry (steel) | Energetic | industry_steel_demand_methane_energetic | Methane | EU | Energy demand | 0 | FEC
EE | TYNDP2026 | HEV | 2035 | TWh | 225 | Sub_sector | Industry | Steel | Industry (steel) | Energetic | industry_steel_demand_heat_energetic | Heat | EU | Energy demand | 0 | FEC
EE | TYNDP2026 | HEV | 2035 | TWh | 226 | Sub_sector | Industry | Steel | Industry (steel) | Energetic | industry_steel_demand_biomass_energetic | Biomass | EU | Energy demand | 0 | FEC
EE | TYNDP2026 | HEV | 2035 | TWh | 227 | Sub_sector | Industry | Steel | Industry (steel) | Energetic | industry_steel_demand_coal_energetic | Solids | EU | Energy demand | 0 | FEC
EE | TYNDP2026 | HEV | 2035 | TWh | 228 | Sub_sector | Industry | Steel | Industry (steel) | Energetic | industry_steel_demand_oil_energetic | Liquids | EU | Energy demand | 0 | FEC
EE | TYNDP2026 | HEV | 2035 | TWh | 229 | Sub_sector | Industry | Steel | Industry (steel) | Energetic | industry_steel_demand_others_energetic | Others | EU | Energy demand | 0 | FEC
EE | TYNDP2026 | HEV | 2035 | TWh | 230 | Sub_sector | Industry | Steel | Industry (steel) | Energetic | industry_steel_demand_ammonia_energetic | Ammonia | EU | Energy demand | 0 | FEC
EE | TYNDP2026 | HEV | 2035 | TWh | 232 | Sub_sector | Transport | Cars | Transport (cars) | Energetic | transport_cars_final_demand_electricity | Electricity | EU | Energy demand | 0.56591 | FEC
EE | TYNDP2026 | HEV | 2035 | TWh | 233 | Sub_sector | Transport | Cars | Transport (cars) | Energetic | transport_cars_final_demand_hydrogen | Hydrogen | EU | Energy demand | 0.068392 | FEC
EE | TYNDP2026 | HEV | 2035 | TWh | 234 | Sub_sector | Transport | Cars | Transport (cars) | Energetic | transport_cars_final_demand_methane | Methane | EU | Energy demand | 0.2674 | FEC
EE | TYNDP2026 | HEV | 2035 | TWh | 235 | Sub_sector | Transport | Cars | Transport (cars) | Energetic | transport_cars_final_demand_heat | Heat | EU | Energy demand | 0 | FEC
EE | TYNDP2026 | HEV | 2035 | TWh | 236 | Sub_sector | Transport | Cars | Transport (cars) | Energetic | transport_cars_final_demand_biomass | Biomass | EU | Energy demand | 0 | FEC
EE | TYNDP2026 | HEV | 2035 | TWh | 237 | Sub_sector | Transport | Cars | Transport (cars) | Energetic | transport_cars_final_demand_coal | Solids | EU | Energy demand | 0 | FEC
EE | TYNDP2026 | HEV | 2035 | TWh | 238 | Sub_sector | Transport | Cars | Transport (cars) | Energetic | transport_cars_final_demand_oil | Liquids | EU | Energy demand | 4.9252 | FEC
EE | TYNDP2026 | HEV | 2035 | TWh | 239 | Sub_sector | Transport | Cars | Transport (cars) | Energetic | transport_cars_final_demand_other | Others | EU | Energy demand | 0 | FEC
EE | TYNDP2026 | HEV | 2035 | TWh | 240 | Sub_sector | Transport | Cars | Transport (cars) | Energetic | transport_cars_final_demand_ammonia | Ammonia | EU | Energy demand | 0 | FEC
EE | TYNDP2026 | HEV | 2035 | TWh | 242 | Sub_sector | Transport | Busses | Transport (busses) | Energetic | transport_busses_final_demand_electricity | Electricity | EU | Energy demand | 0.085453 | FEC
EE | TYNDP2026 | HEV | 2035 | TWh | 243 | Sub_sector | Transport | Busses | Transport (busses) | Energetic | transport_busses_final_demand_hydrogen | Hydrogen | EU | Energy demand | 0.068169 | FEC
EE | TYNDP2026 | HEV | 2035 | TWh | 244 | Sub_sector | Transport | Busses | Transport (busses) | Energetic | transport_busses_final_demand_methane | Methane | EU | Energy demand | 0.077672 | FEC
EE | TYNDP2026 | HEV | 2035 | TWh | 245 | Sub_sector | Transport | Busses | Transport (busses) | Energetic | transport_busses_final_demand_heat | Heat | EU | Energy demand | 0 | FEC
EE | TYNDP2026 | HEV | 2035 | TWh | 246 | Sub_sector | Transport | Busses | Transport (busses) | Energetic | transport_busses_final_demand_biomass | Biomass | EU | Energy demand | 0 | FEC
EE | TYNDP2026 | HEV | 2035 | TWh | 247 | Sub_sector | Transport | Busses | Transport (busses) | Energetic | transport_busses_final_demand_coal | Solids | EU | Energy demand | 0 | FEC
EE | TYNDP2026 | HEV | 2035 | TWh | 248 | Sub_sector | Transport | Busses | Transport (busses) | Energetic | transport_busses_final_demand_oil | Liquids | EU | Energy demand | 0.40768 | FEC
EE | TYNDP2026 | HEV | 2035 | TWh | 249 | Sub_sector | Transport | Busses | Transport (busses) | Energetic | transport_busses_final_demand_other | Others | EU | Energy demand | 0 | FEC
EE | TYNDP2026 | HEV | 2035 | TWh | 250 | Sub_sector | Transport | Busses | Transport (busses) | Energetic | transport_busses_final_demand_ammonia | Ammonia | EU | Energy demand | 0 | FEC
EE | TYNDP2026 | HEV | 2035 | TWh | 252 | Sub_sector | Transport | Trucks | Transport (trucks) | Energetic | transport_trucks_final_demand_electricity | Electricity | EU | Energy demand | 0.039577 | FEC
EE | TYNDP2026 | HEV | 2035 | TWh | 253 | Sub_sector | Transport | Trucks | Transport (trucks) | Energetic | transport_trucks_final_demand_hydrogen | Hydrogen | EU | Energy demand | 0.059583 | FEC
EE | TYNDP2026 | HEV | 2035 | TWh | 254 | Sub_sector | Transport | Trucks | Transport (trucks) | Energetic | transport_trucks_final_demand_methane | Methane | EU | Energy demand | 0.10391 | FEC
EE | TYNDP2026 | HEV | 2035 | TWh | 255 | Sub_sector | Transport | Trucks | Transport (trucks) | Energetic | transport_trucks_final_demand_heat | Heat | EU | Energy demand | 0 | FEC
EE | TYNDP2026 | HEV | 2035 | TWh | 256 | Sub_sector | Transport | Trucks | Transport (trucks) | Energetic | transport_trucks_final_demand_biomass | Biomass | EU | Energy demand | 0 | FEC
EE | TYNDP2026 | HEV | 2035 | TWh | 257 | Sub_sector | Transport | Trucks | Transport (trucks) | Energetic | transport_trucks_final_demand_coal | Solids | EU | Energy demand | 0 | FEC
EE | TYNDP2026 | HEV | 2035 | TWh | 258 | Sub_sector | Transport | Trucks | Transport (trucks) | Energetic | transport_trucks_final_demand_oil | Liquids | EU | Energy demand | 0.64109 | FEC
EE | TYNDP2026 | HEV | 2035 | TWh | 259 | Sub_sector | Transport | Trucks | Transport (trucks) | Energetic | transport_trucks_final_demand_other | Others | EU | Energy demand | 0 | FEC
EE | TYNDP2026 | HEV | 2035 | TWh | 260 | Sub_sector | Transport | Trucks | Transport (trucks) | Energetic | transport_trucks_final_demand_ammonia | Ammonia | EU | Energy demand | 0 | FEC
EE | TYNDP2026 | HEV | 2035 | TWh | 262 | Sub_sector | Transport | Vans | Transport (vans) | Energetic | transport_vans_final_demand_electricity | Electricity | EU | Energy demand | 0.05381 | FEC
EE | TYNDP2026 | HEV | 2035 | TWh | 263 | Sub_sector | Transport | Vans | Transport (vans) | Energetic | transport_vans_final_demand_hydrogen | Hydrogen | EU | Energy demand | 0.01424 | FEC
EE | TYNDP2026 | HEV | 2035 | TWh | 264 | Sub_sector | Transport | Vans | Transport (vans) | Energetic | transport_vans_final_demand_methane | Methane | EU | Energy demand | 0.0071801 | FEC
EE | TYNDP2026 | HEV | 2035 | TWh | 265 | Sub_sector | Transport | Vans | Transport (vans) | Energetic | transport_vans_final_demand_heat | Heat | EU | Energy demand | 0 | FEC
EE | TYNDP2026 | HEV | 2035 | TWh | 266 | Sub_sector | Transport | Vans | Transport (vans) | Energetic | transport_vans_final_demand_biomass | Biomass | EU | Energy demand | 0 | FEC
EE | TYNDP2026 | HEV | 2035 | TWh | 267 | Sub_sector | Transport | Vans | Transport (vans) | Energetic | transport_vans_final_demand_coal | Solids | EU | Energy demand | 0 | FEC
EE | TYNDP2026 | HEV | 2035 | TWh | 268 | Sub_sector | Transport | Vans | Transport (vans) | Energetic | transport_vans_final_demand_oil | Liquids | EU | Energy demand | 0.36073 | FEC
EE | TYNDP2026 | HEV | 2035 | TWh | 269 | Sub_sector | Transport | Vans | Transport (vans) | Energetic | transport_vans_final_demand_other | Others | EU | Energy demand | 0 | FEC
EE | TYNDP2026 | HEV | 2035 | TWh | 270 | Sub_sector | Transport | Vans | Transport (vans) | Energetic | transport_vans_final_demand_ammonia | Ammonia | EU | Energy demand | 0 | FEC
EE | TYNDP2026 | HEV | 2035 | TWh | 272 | Sub_sector | Transport | Freight trains | Transport (trains) | Energetic | transport_trains_final_demand_electricity | Electricity | EU | Energy demand | 0.15574 | FEC
EE | TYNDP2026 | HEV | 2035 | TWh | 273 | Sub_sector | Transport | Freight trains | Transport (trains) | Energetic | transport_trains_final_demand_hydrogen | Hydrogen | EU | Energy demand | 0.026909 | FEC
EE | TYNDP2026 | HEV | 2035 | TWh | 274 | Sub_sector | Transport | Freight trains | Transport (trains) | Energetic | transport_trains_final_demand_methane | Methane | EU | Energy demand | 0 | FEC
EE | TYNDP2026 | HEV | 2035 | TWh | 275 | Sub_sector | Transport | Freight trains | Transport (trains) | Energetic | transport_trains_final_demand_heat | Heat | EU | Energy demand | 0 | FEC
EE | TYNDP2026 | HEV | 2035 | TWh | 276 | Sub_sector | Transport | Freight trains | Transport (trains) | Energetic | transport_trains_final_demand_biomass | Biomass | EU | Energy demand | 0 | FEC
EE | TYNDP2026 | HEV | 2035 | TWh | 277 | Sub_sector | Transport | Freight trains | Transport (trains) | Energetic | transport_trains_final_demand_coal | Solids | EU | Energy demand | 0 | FEC
EE | TYNDP2026 | HEV | 2035 | TWh | 278 | Sub_sector | Transport | Freight trains | Transport (trains) | Energetic | transport_trains_final_demand_oil | Liquids | EU | Energy demand | 0.096591 | FEC
EE | TYNDP2026 | HEV | 2035 | TWh | 279 | Sub_sector | Transport | Freight trains | Transport (trains) | Energetic | transport_trains_final_demand_other | Others | EU | Energy demand | 0 | FEC
EE | TYNDP2026 | HEV | 2035 | TWh | 280 | Sub_sector | Transport | Freight trains | Transport (trains) | Energetic | transport_trains_final_demand_ammonia | Ammonia | EU | Energy demand | 0 | FEC
EE | TYNDP2026 | HEV | 2035 | TWh | 282 | Sub_sector | Transport | Ships | Transport (ships) | Energetic | transport_ships_final_demand_electricity | Electricity | EU | Energy demand | 0.0030677 | FEC
EE | TYNDP2026 | HEV | 2035 | TWh | 283 | Sub_sector | Transport | Ships | Transport (ships) | Energetic | transport_ships_final_demand_hydrogen | Hydrogen | EU | Energy demand | 0.0023597 | FEC
EE | TYNDP2026 | HEV | 2035 | TWh | 284 | Sub_sector | Transport | Ships | Transport (ships) | Energetic | transport_ships_final_demand_methane | Methane | EU | Energy demand | 0.0038811 | FEC
EE | TYNDP2026 | HEV | 2035 | TWh | 285 | Sub_sector | Transport | Ships | Transport (ships) | Energetic | transport_ships_final_demand_heat | Heat | EU | Energy demand | 0 | FEC
EE | TYNDP2026 | HEV | 2035 | TWh | 286 | Sub_sector | Transport | Ships | Transport (ships) | Energetic | transport_ships_final_demand_biomass | Biomass | EU | Energy demand | 0 | FEC
EE | TYNDP2026 | HEV | 2035 | TWh | 287 | Sub_sector | Transport | Ships | Transport (ships) | Energetic | transport_ships_final_demand_coal | Solids | EU | Energy demand | 0 | FEC
EE | TYNDP2026 | HEV | 2035 | TWh | 288 | Sub_sector | Transport | Ships | Transport (ships) | Energetic | transport_ships_final_demand_oil | Liquids | EU | Energy demand | 0.018918 | FEC
EE | TYNDP2026 | HEV | 2035 | TWh | 289 | Sub_sector | Transport | Ships | Transport (ships) | Energetic | transport_ships_final_demand_other | Others | EU | Energy demand | 0 | FEC
EE | TYNDP2026 | HEV | 2035 | TWh | 290 | Sub_sector | Transport | Ships | Transport (ships) | Energetic | transport_ships_final_demand_ammonia | Ammonia | EU | Energy demand | 0 | FEC
EE | TYNDP2026 | HEV | 2035 | TWh | 292 | Sub_sector | Transport | Planes | Transport (planes) | Energetic | transport_planes_final_demand_electricity | Electricity | EU | Energy demand | 0.00092352 | FEC
EE | TYNDP2026 | HEV | 2035 | TWh | 293 | Sub_sector | Transport | Planes | Transport (planes) | Energetic | transport_planes_final_demand_hydrogen | Hydrogen | EU | Energy demand | 0.0011298 | FEC
EE | TYNDP2026 | HEV | 2035 | TWh | 294 | Sub_sector | Transport | Planes | Transport (planes) | Energetic | transport_planes_final_demand_methane | Methane | EU | Energy demand | 0 | FEC
EE | TYNDP2026 | HEV | 2035 | TWh | 295 | Sub_sector | Transport | Planes | Transport (planes) | Energetic | transport_planes_final_demand_heat | Heat | EU | Energy demand | 0 | FEC
EE | TYNDP2026 | HEV | 2035 | TWh | 296 | Sub_sector | Transport | Planes | Transport (planes) | Energetic | transport_planes_final_demand_biomass | Biomass | EU | Energy demand | 0 | FEC
EE | TYNDP2026 | HEV | 2035 | TWh | 297 | Sub_sector | Transport | Planes | Transport (planes) | Energetic | transport_planes_final_demand_coal | Solids | EU | Energy demand | 0 | FEC
EE | TYNDP2026 | HEV | 2035 | TWh | 298 | Sub_sector | Transport | Planes | Transport (planes) | Energetic | transport_planes_final_demand_oil | Liquids | EU | Energy demand | 0.013929 | FEC
EE | TYNDP2026 | HEV | 2035 | TWh | 299 | Sub_sector | Transport | Planes | Transport (planes) | Energetic | transport_planes_final_demand_other | Others | EU | Energy demand | 0 | FEC
EE | TYNDP2026 | HEV | 2035 | TWh | 300 | Sub_sector | Transport | Planes | Transport (planes) | Energetic | transport_planes_final_demand_ammonia | Ammonia | EU | Energy demand | 0 | FEC
EE | TYNDP2026 | HEV | 2035 | TWh | 302 | Sub_sector | Transport | Others | Transport (others) | Energetic | transport_other_final_demand_electricity | Electricity | EU | Energy demand | 0.0015116 | FEC
EE | TYNDP2026 | HEV | 2035 | TWh | 303 | Sub_sector | Transport | Others | Transport (others) | Energetic | transport_other_final_demand_hydrogen | Hydrogen | EU | Energy demand | 0 | FEC
EE | TYNDP2026 | HEV | 2035 | TWh | 304 | Sub_sector | Transport | Others | Transport (others) | Energetic | transport_other_final_demand_methane | Methane | EU | Energy demand | 0 | FEC
EE | TYNDP2026 | HEV | 2035 | TWh | 305 | Sub_sector | Transport | Others | Transport (others) | Energetic | transport_other_final_demand_heat | Heat | EU | Energy demand | 0 | FEC
EE | TYNDP2026 | HEV | 2035 | TWh | 306 | Sub_sector | Transport | Others | Transport (others) | Energetic | transport_other_final_demand_biomass | Biomass | EU | Energy demand | 0 | FEC
EE | TYNDP2026 | HEV | 2035 | TWh | 307 | Sub_sector | Transport | Others | Transport (others) | Energetic | transport_other_final_demand_coal | Solids | EU | Energy demand | 0 | FEC
EE | TYNDP2026 | HEV | 2035 | TWh | 308 | Sub_sector | Transport | Others | Transport (others) | Energetic | transport_other_final_demand_oil | Liquids | EU | Energy demand | 0.041283 | FEC
EE | TYNDP2026 | HEV | 2035 | TWh | 309 | Sub_sector | Transport | Others | Transport (others) | Energetic | transport_other_final_demand_other | Others | EU | Energy demand | 0 | FEC
EE | TYNDP2026 | HEV | 2035 | TWh | 310 | Sub_sector | Transport | Others | Transport (others) | Energetic | transport_other_final_demand_ammonia | Ammonia | EU | Energy demand | 0 | FEC
EE | TYNDP2026 | HEV | 2035 | TWh | 312 | Sub_sector | International transport | International aviation | Transport (int. aviation) | Energetic | transport_int_aviation_final_demand_electricity | Electricity | EU | Energy demand | 0 | FEC
EE | TYNDP2026 | HEV | 2035 | TWh | 313 | Sub_sector | International transport | International aviation | Transport (int. aviation) | Energetic | transport_int_aviation_final_demand_hydrogen | Hydrogen | EU | Energy demand | 0 | FEC
EE | TYNDP2026 | HEV | 2035 | TWh | 314 | Sub_sector | International transport | International aviation | Transport (int. aviation) | Energetic | transport_int_aviation_final_demand_methane | Methane | EU | Energy demand | 0 | FEC
EE | TYNDP2026 | HEV | 2035 | TWh | 315 | Sub_sector | International transport | International aviation | Transport (int. aviation) | Energetic | transport_int_aviation_final_demand_heat | Heat | EU | Energy demand | 0 | FEC
EE | TYNDP2026 | HEV | 2035 | TWh | 316 | Sub_sector | International transport | International aviation | Transport (int. aviation) | Energetic | transport_int_aviation_final_demand_biofuels | Biomass | EU | Energy demand | 0 | FEC
EE | TYNDP2026 | HEV | 2035 | TWh | 317 | Sub_sector | International transport | International aviation | Transport (int. aviation) | Energetic | transport_int_aviation_final_demand_coal | Solids | EU | Energy demand | 0 | FEC
EE | TYNDP2026 | HEV | 2035 | TWh | 318 | Sub_sector | International transport | International aviation | Transport (int. aviation) | Energetic | transport_int_aviation_final_demand_oil | Liquids | EU | Energy demand | 0.75308 | FEC
EE | TYNDP2026 | HEV | 2035 | TWh | 319 | Sub_sector | International transport | International aviation | Transport (int. aviation) | Energetic | transport_int_aviation_final_demand_other | Others | EU | Energy demand | 0 | FEC
EE | TYNDP2026 | HEV | 2035 | TWh | 320 | Sub_sector | International transport | International aviation | Transport (int. aviation) | Energetic | transport_int_aviation_final_demand_ammonia | Ammonia | EU | Energy demand | 0 | FEC
EE | TYNDP2026 | HEV | 2035 | TWh | 322 | Sub_sector | International transport | International shipping | Transport (int. shipping) | Energetic | transport_int_shipping_final_demand_electricity | Electricity | EU | Energy demand | 0 | not_included_in_FEC
EE | TYNDP2026 | HEV | 2035 | TWh | 323 | Sub_sector | International transport | International shipping | Transport (int. shipping) | Energetic | transport_int_shipping_final_demand_hydrogen | Hydrogen | EU | Energy demand | 0.22804 | not_included_in_FEC
EE | TYNDP2026 | HEV | 2035 | TWh | 324 | Sub_sector | International transport | International shipping | Transport (int. shipping) | Energetic | transport_int_shipping_final_demand_methane | Methane | EU | Energy demand | 0.63868 | not_included_in_FEC
EE | TYNDP2026 | HEV | 2035 | TWh | 325 | Sub_sector | International transport | International shipping | Transport (int. shipping) | Energetic | transport_int_shipping_final_demand_heat | Heat | EU | Energy demand | 0 | not_included_in_FEC
EE | TYNDP2026 | HEV | 2035 | TWh | 326 | Sub_sector | International transport | International shipping | Transport (int. shipping) | Energetic | transport_int_shipping_final_demand_biofuels | Biomass | EU | Energy demand | 0 | not_included_in_FEC
EE | TYNDP2026 | HEV | 2035 | TWh | 327 | Sub_sector | International transport | International shipping | Transport (int. shipping) | Energetic | transport_int_shipping_final_demand_coal | Solids | EU | Energy demand | 0 | not_included_in_FEC
EE | TYNDP2026 | HEV | 2035 | TWh | 328 | Sub_sector | International transport | International shipping | Transport (int. shipping) | Energetic | transport_int_shipping_final_demand_oil | Liquids | EU | Energy demand | 1.0643 | not_included_in_FEC
EE | TYNDP2026 | HEV | 2035 | TWh | 329 | Sub_sector | International transport | International shipping | Transport (int. shipping) | Energetic | transport_int_shipping_final_demand_other | Others | EU | Energy demand | 0 | not_included_in_FEC
EE | TYNDP2026 | HEV | 2035 | TWh | 330 | Sub_sector | International transport | International shipping | Transport (int. shipping) | Energetic | transport_int_shipping_final_demand_ammonia | Ammonia | EU | Energy demand | 0 | not_included_in_FEC
EE | TYNDP2026 | HEV | 2035 | TWh | 332 | Sub_sector | Households | Space heating | Households (heating) | Energetic | households_heating_final_demand_electricity | Electricity | EU | Energy demand | 0.76815 | FEC
EE | TYNDP2026 | HEV | 2035 | TWh | 333 | Sub_sector | Households | Space heating | Households (heating) | Energetic | households_heating_final_demand_hydrogen | Hydrogen | EU | Energy demand | 0.065668 | FEC
EE | TYNDP2026 | HEV | 2035 | TWh | 334 | Sub_sector | Households | Space heating | Households (heating) | Energetic | households_heating_final_demand_methane | Methane | EU | Energy demand | 0.49781 | FEC
EE | TYNDP2026 | HEV | 2035 | TWh | 335 | Sub_sector | Households | Space heating | Households (heating) | Energetic | households_heating_final_demand_heat | Heat | EU | Energy demand | 2.0292 | FEC
EE | TYNDP2026 | HEV | 2035 | TWh | 336 | Sub_sector | Households | Space heating | Households (heating) | Energetic | households_heating_final_demand_biomass | Biomass | EU | Energy demand | 2.9265 | FEC
EE | TYNDP2026 | HEV | 2035 | TWh | 337 | Sub_sector | Households | Space heating | Households (heating) | Energetic | households_heating_final_demand_coal | Solids | EU | Energy demand | 0.046404 | FEC
EE | TYNDP2026 | HEV | 2035 | TWh | 338 | Sub_sector | Households | Space heating | Households (heating) | Energetic | households_heating_final_demand_oil | Liquids | EU | Energy demand | 0.036644 | FEC
EE | TYNDP2026 | HEV | 2035 | TWh | 339 | Sub_sector | Households | Space heating | Households (heating) | Energetic | households_heating_final_demand_other | Others | EU | Energy demand | 0.061644 | FEC
EE | TYNDP2026 | HEV | 2035 | TWh | 340 | Sub_sector | Households | Space heating | Households (heating) | Energetic | households_heating_final_demand_ammonia | Ammonia | EU | Energy demand | 0 | FEC
EE | TYNDP2026 | HEV | 2035 | TWh | 343 | Sub_sector | Households | Cooling | Households (cooling) | Energetic | households_cooling_final_demand_electricity | Electricity | EU | Energy demand | 0 | FEC
EE | TYNDP2026 | HEV | 2035 | TWh | 344 | Sub_sector | Households | Cooling | Households (cooling) | Energetic | households_cooling_final_demand_hydrogen | Hydrogen | EU | Energy demand | 0 | FEC
EE | TYNDP2026 | HEV | 2035 | TWh | 345 | Sub_sector | Households | Cooling | Households (cooling) | Energetic | households_cooling_final_demand_methane | Methane | EU | Energy demand | 0 | FEC
EE | TYNDP2026 | HEV | 2035 | TWh | 346 | Sub_sector | Households | Cooling | Households (cooling) | Energetic | households_cooling_final_demand_heat | Heat | EU | Energy demand | 0 | FEC
EE | TYNDP2026 | HEV | 2035 | TWh | 347 | Sub_sector | Households | Cooling | Households (cooling) | Energetic | households_cooling_final_demand_biomass | Biomass | EU | Energy demand | 0 | FEC
EE | TYNDP2026 | HEV | 2035 | TWh | 348 | Sub_sector | Households | Cooling | Households (cooling) | Energetic | households_cooling_final_demand_coal | Solids | EU | Energy demand | 0 | FEC
EE | TYNDP2026 | HEV | 2035 | TWh | 349 | Sub_sector | Households | Cooling | Households (cooling) | Energetic | households_cooling_final_demand_oil | Liquids | EU | Energy demand | 0 | FEC
EE | TYNDP2026 | HEV | 2035 | TWh | 350 | Sub_sector | Households | Cooling | Households (cooling) | Energetic | households_cooling_final_demand_other | Others | EU | Energy demand | 0 | FEC
EE | TYNDP2026 | HEV | 2035 | TWh | 351 | Sub_sector | Households | Cooling | Households (cooling) | Energetic | households_cooling_final_demand_ammonia | Ammonia | EU | Energy demand | 0 | FEC
EE | TYNDP2026 | HEV | 2035 | TWh | 354 | Sub_sector | Households | Hot water | Households (hot water) | Energetic | households_hot_water_final_demand_electricity | Electricity | EU | Energy demand | 0.18704 | FEC
EE | TYNDP2026 | HEV | 2035 | TWh | 355 | Sub_sector | Households | Hot water | Households (hot water) | Energetic | households_hot_water_final_demand_hydrogen | Hydrogen | EU | Energy demand | 0.046067 | FEC
EE | TYNDP2026 | HEV | 2035 | TWh | 356 | Sub_sector | Households | Hot water | Households (hot water) | Energetic | households_hot_water_final_demand_methane | Methane | EU | Energy demand | 0.10669 | FEC
EE | TYNDP2026 | HEV | 2035 | TWh | 357 | Sub_sector | Households | Hot water | Households (hot water) | Energetic | households_hot_water_final_demand_heat | Heat | EU | Energy demand | 0.37013 | FEC
EE | TYNDP2026 | HEV | 2035 | TWh | 358 | Sub_sector | Households | Hot water | Households (hot water) | Energetic | households_hot_water_final_demand_biomass | Biomass | EU | Energy demand | 0.32518 | FEC
EE | TYNDP2026 | HEV | 2035 | TWh | 359 | Sub_sector | Households | Hot water | Households (hot water) | Energetic | households_hot_water_final_demand_coal | Solids | EU | Energy demand | 0.0040102 | FEC
EE | TYNDP2026 | HEV | 2035 | TWh | 360 | Sub_sector | Households | Hot water | Households (hot water) | Energetic | households_hot_water_final_demand_oil | Liquids | EU | Energy demand | 0.0031667 | FEC
EE | TYNDP2026 | HEV | 2035 | TWh | 361 | Sub_sector | Households | Hot water | Households (hot water) | Energetic | households_hot_water_final_demand_other | Others | EU | Energy demand | 0.025816 | FEC
EE | TYNDP2026 | HEV | 2035 | TWh | 362 | Sub_sector | Households | Hot water | Households (hot water) | Energetic | households_hot_water_final_demand_ammonia | Ammonia | EU | Energy demand | 0 | FEC
EE | TYNDP2026 | HEV | 2035 | TWh | 365 | Sub_sector | Households | Appliances | Households (appliances) | Energetic | households_appliances_final_demand_electricity | Electricity | EU | Energy demand | 1.4171 | FEC
EE | TYNDP2026 | HEV | 2035 | TWh | 366 | Sub_sector | Households | Appliances | Households (appliances) | Energetic | households_appliances_final_demand_hydrogen | Hydrogen | EU | Energy demand | 0 | FEC
EE | TYNDP2026 | HEV | 2035 | TWh | 367 | Sub_sector | Households | Appliances | Households (appliances) | Energetic | households_appliances_final_demand_methane | Methane | EU | Energy demand | 0.028534 | FEC
EE | TYNDP2026 | HEV | 2035 | TWh | 368 | Sub_sector | Households | Appliances | Households (appliances) | Energetic | households_appliances_final_demand_heat | Heat | EU | Energy demand | 0 | FEC
EE | TYNDP2026 | HEV | 2035 | TWh | 369 | Sub_sector | Households | Appliances | Households (appliances) | Energetic | households_appliances_final_demand_biomass | Biomass | EU | Energy demand | 0.016592 | FEC
EE | TYNDP2026 | HEV | 2035 | TWh | 370 | Sub_sector | Households | Appliances | Households (appliances) | Energetic | households_appliances_final_demand_coal | Solids | EU | Energy demand | 0 | FEC
EE | TYNDP2026 | HEV | 2035 | TWh | 371 | Sub_sector | Households | Appliances | Households (appliances) | Energetic | households_appliances_final_demand_oil | Liquids | EU | Energy demand | 0 | FEC
EE | TYNDP2026 | HEV | 2035 | TWh | 372 | Sub_sector | Households | Appliances | Households (appliances) | Energetic | households_appliances_final_demand_other | Others | EU | Energy demand | 0 | FEC
EE | TYNDP2026 | HEV | 2035 | TWh | 373 | Sub_sector | Households | Appliances | Households (appliances) | Energetic | households_appliances_final_demand_ammonia | Ammonia | EU | Energy demand | 0 | FEC
EE | TYNDP2026 | HEV | 2035 | TWh | 375 | Sub_sector | Buildings | Space heating | Buildings (heat) | Energetic | buildings_heat_final_demand_electricity | Electricity | EU | Energy demand | 1.1935 | FEC
EE | TYNDP2026 | HEV | 2035 | TWh | 376 | Sub_sector | Buildings | Space heating | Buildings (heat) | Energetic | buildings_heat_final_demand_hydrogen | Hydrogen | EU | Energy demand | 0.042161 | FEC
EE | TYNDP2026 | HEV | 2035 | TWh | 377 | Sub_sector | Buildings | Space heating | Buildings (heat) | Energetic | buildings_heat_final_demand_methane | Methane | EU | Energy demand | 0.48097 | FEC
EE | TYNDP2026 | HEV | 2035 | TWh | 378 | Sub_sector | Buildings | Space heating | Buildings (heat) | Energetic | buildings_heat_final_demand_heat | Heat | EU | Energy demand | 1.2361 | FEC
EE | TYNDP2026 | HEV | 2035 | TWh | 379 | Sub_sector | Buildings | Space heating | Buildings (heat) | Energetic | buildings_heat_final_demand_biomass | Biomass | EU | Energy demand | 0.081171 | FEC
EE | TYNDP2026 | HEV | 2035 | TWh | 380 | Sub_sector | Buildings | Space heating | Buildings (heat) | Energetic | buildings_heat_final_demand_coal | Solids | EU | Energy demand | 0.0086515 | FEC
EE | TYNDP2026 | HEV | 2035 | TWh | 381 | Sub_sector | Buildings | Space heating | Buildings (heat) | Energetic | buildings_heat_final_demand_oil | Liquids | EU | Energy demand | 0.12815 | FEC
EE | TYNDP2026 | HEV | 2035 | TWh | 382 | Sub_sector | Buildings | Space heating | Buildings (heat) | Energetic | buildings_heat_final_demand_other | Others | EU | Energy demand | 0 | FEC
EE | TYNDP2026 | HEV | 2035 | TWh | 383 | Sub_sector | Buildings | Space heating | Buildings (heat) | Energetic | buildings_heat_final_demand_ammonia | Ammonia | EU | Energy demand | 0 | FEC
EE | TYNDP2026 | HEV | 2035 | TWh | 386 | Sub_sector | Buildings | Cooling | Buildings (cooling) | Energetic | buildings_cooling_final_demand_electricity | Electricity | EU | Energy demand | 0.01675 | FEC
EE | TYNDP2026 | HEV | 2035 | TWh | 387 | Sub_sector | Buildings | Cooling | Buildings (cooling) | Energetic | buildings_cooling_final_demand_hydrogen | Hydrogen | EU | Energy demand | 0 | FEC
EE | TYNDP2026 | HEV | 2035 | TWh | 388 | Sub_sector | Buildings | Cooling | Buildings (cooling) | Energetic | buildings_cooling_final_demand_methane | Methane | EU | Energy demand | 0 | FEC
EE | TYNDP2026 | HEV | 2035 | TWh | 389 | Sub_sector | Buildings | Cooling | Buildings (cooling) | Energetic | buildings_cooling_final_demand_heat | Heat | EU | Energy demand | 0 | FEC
EE | TYNDP2026 | HEV | 2035 | TWh | 390 | Sub_sector | Buildings | Cooling | Buildings (cooling) | Energetic | buildings_cooling_final_demand_biomass | Biomass | EU | Energy demand | 0 | FEC
EE | TYNDP2026 | HEV | 2035 | TWh | 391 | Sub_sector | Buildings | Cooling | Buildings (cooling) | Energetic | buildings_cooling_final_demand_coal | Solids | EU | Energy demand | 0 | FEC
EE | TYNDP2026 | HEV | 2035 | TWh | 392 | Sub_sector | Buildings | Cooling | Buildings (cooling) | Energetic | buildings_cooling_final_demand_oil | Liquids | EU | Energy demand | 0 | FEC
EE | TYNDP2026 | HEV | 2035 | TWh | 393 | Sub_sector | Buildings | Cooling | Buildings (cooling) | Energetic | buildings_cooling_final_demand_other | Others | EU | Energy demand | 0 | FEC
EE | TYNDP2026 | HEV | 2035 | TWh | 394 | Sub_sector | Buildings | Cooling | Buildings (cooling) | Energetic | buildings_cooling_final_demand_ammonia | Ammonia | EU | Energy demand | 0 | FEC
EE | TYNDP2026 | HEV | 2035 | TWh | 397 | Sub_sector | Buildings | Appliances | Buildings (appliances) | Energetic | buildings_appliances_final_demand_electricity | Electricity | EU | Energy demand | 1.5248 | FEC
EE | TYNDP2026 | HEV | 2035 | TWh | 398 | Sub_sector | Buildings | Appliances | Buildings (appliances) | Energetic | buildings_appliances_final_demand_hydrogen | Hydrogen | EU | Energy demand | 0 | FEC
EE | TYNDP2026 | HEV | 2035 | TWh | 399 | Sub_sector | Buildings | Appliances | Buildings (appliances) | Energetic | buildings_appliances_final_demand_methane | Methane | EU | Energy demand | 0.19762 | FEC
EE | TYNDP2026 | HEV | 2035 | TWh | 400 | Sub_sector | Buildings | Appliances | Buildings (appliances) | Energetic | buildings_appliances_final_demand_heat | Heat | EU | Energy demand | 0 | FEC
EE | TYNDP2026 | HEV | 2035 | TWh | 401 | Sub_sector | Buildings | Appliances | Buildings (appliances) | Energetic | buildings_appliances_final_demand_biomass | Biomass | EU | Energy demand | 0 | FEC
EE | TYNDP2026 | HEV | 2035 | TWh | 402 | Sub_sector | Buildings | Appliances | Buildings (appliances) | Energetic | buildings_appliances_final_demand_coal | Solids | EU | Energy demand | 0 | FEC
EE | TYNDP2026 | HEV | 2035 | TWh | 403 | Sub_sector | Buildings | Appliances | Buildings (appliances) | Energetic | buildings_appliances_final_demand_oil | Liquids | EU | Energy demand | 0 | FEC
EE | TYNDP2026 | HEV | 2035 | TWh | 404 | Sub_sector | Buildings | Appliances | Buildings (appliances) | Energetic | buildings_appliances_final_demand_other | Others | EU | Energy demand | 0 | FEC
EE | TYNDP2026 | HEV | 2035 | TWh | 405 | Sub_sector | Buildings | Appliances | Buildings (appliances) | Energetic | buildings_appliances_final_demand_ammonia | Ammonia | EU | Energy demand | 0 | FEC
EE | TYNDP2026 | HEV | 2035 | TWh | 407 | Sub_sector | Buildings | Datacenters | Datacenters & ICT | Energetic | datacentres_final_demand_electricity_energetic | Electricity | EU | Energy demand | 0.60022 | FEC
EE | TYNDP2026 | HEV | 2035 | TWh | 408 | Sub_sector | Buildings | Datacenters | Datacenters & ICT | Energetic | datacentres_final_demand_hydrogen_energetic | Hydrogen | EU | Energy demand | 0 | FEC
EE | TYNDP2026 | HEV | 2035 | TWh | 409 | Sub_sector | Buildings | Datacenters | Datacenters & ICT | Energetic | datacentres_final_demand_methane_energetic | Methane | EU | Energy demand | 0 | FEC
EE | TYNDP2026 | HEV | 2035 | TWh | 410 | Sub_sector | Buildings | Datacenters | Datacenters & ICT | Energetic | datacentres_final_demand_heat_energetic | Heat | EU | Energy demand | 0 | FEC
EE | TYNDP2026 | HEV | 2035 | TWh | 411 | Sub_sector | Buildings | Datacenters | Datacenters & ICT | Energetic | datacentres_final_demand_biomass_energetic | Biomass | EU | Energy demand | 0 | FEC
EE | TYNDP2026 | HEV | 2035 | TWh | 412 | Sub_sector | Buildings | Datacenters | Datacenters & ICT | Energetic | datacentres_final_demand_coal_energetic | Solids | EU | Energy demand | 0 | FEC
EE | TYNDP2026 | HEV | 2035 | TWh | 413 | Sub_sector | Buildings | Datacenters | Datacenters & ICT | Energetic | datacentres_final_demand_oil_energetic | Liquids | EU | Energy demand | 0 | FEC
EE | TYNDP2026 | HEV | 2035 | TWh | 414 | Sub_sector | Buildings | Datacenters | Datacenters & ICT | Energetic | datacentres_final_demand_other_energetic | Others | EU | Energy demand | 0 | FEC
EE | TYNDP2026 | HEV | 2035 | TWh | 415 | Sub_sector | Buildings | Datacenters | Datacenters & ICT | Energetic | datacentres_final_demand_ammonia_energetic | Ammonia | EU | Energy demand | 0 | FEC
EE | TYNDP2026 | HEV | 2035 | TWh | 417 | Sub_sector | Transport | Others_Sector | Others_Sector | Energetic | other_final_demand_electricity_energetic | Electricity | EU | Energy demand | 0 | FEC
EE | TYNDP2026 | HEV | 2035 | TWh | 418 | Sub_sector | Transport | Others_Sector | Others_Sector | Energetic | other_final_demand_hydrogen_energetic | Hydrogen | EU | Energy demand | 0 | FEC
EE | TYNDP2026 | HEV | 2035 | TWh | 419 | Sub_sector | Transport | Pipeline Transport | Others_Sector | Energetic | other_final_demand_methane_energetic | Methane | EU | Energy demand | 0 | FEC
EE | TYNDP2026 | HEV | 2035 | TWh | 420 | Sub_sector | Transport | Others_Sector | Others_Sector | Energetic | other_final_demand_heat_energetic | Heat | EU | Energy demand | 0 | FEC
EE | TYNDP2026 | HEV | 2035 | TWh | 421 | Sub_sector | Transport | Others_Sector | Others_Sector | Energetic | other_final_demand_biomass_energetic | Biomass | EU | Energy demand | 0 | FEC
EE | TYNDP2026 | HEV | 2035 | TWh | 422 | Sub_sector | Transport | Others_Sector | Others_Sector | Energetic | other_final_demand_coal_energetic | Solids | EU | Energy demand | 0 | FEC
EE | TYNDP2026 | HEV | 2035 | TWh | 423 | Sub_sector | Transport | Others_Sector | Others_Sector | Energetic | other_final_demand_oil_energetic | Liquids | EU | Energy demand | 0.027 | FEC
EE | TYNDP2026 | HEV | 2035 | TWh | 424 | Sub_sector | Others_Sector | Others_Sector | Others_Sector | Non-energetic | other_final_demand_oil_non_energetic | Liquids | EU | Energy demand | 0.015167 | not_included_in_FEC
EE | TYNDP2026 | HEV | 2035 | TWh | 425 | Sub_sector | Transport | Others_Sector | Others_Sector | Energetic | other_final_demand_other_energetic | Others | EU | Energy demand | 0 | FEC
EE | TYNDP2026 | HEV | 2035 | TWh | 426 | Sub_sector | Transport | Others_Sector | Others_Sector | Energetic | other_final_demand_ammonia_energetic | Ammonia | EU | Energy demand | 0 | FEC
EE | TYNDP2026 | HEV | 2035 | TWh | 427 | Sub_sector | Industry | Surplus_Heat_in_Industry | Surplus_Heat_in_Industry | Energetic | final_demand_of_industry_unused_local_production_steam_hot_water | Heat | EU | Energy demand | 0 | FEC
EE | TYNDP2026 | HEV | 2035 | TWh | 429 | Sub_sector | Agriculture | Total | Agriculture | Energetic | agriculture_final_demand_electricity_energetic | Electricity | EU | Energy demand | 0.1476 | FEC
EE | TYNDP2026 | HEV | 2035 | TWh | 430 | Sub_sector | Agriculture | Total | Agriculture | Energetic | agriculture_final_demand_hydrogen_energetic | Hydrogen | EU | Energy demand | 0 | FEC
EE | TYNDP2026 | HEV | 2035 | TWh | 431 | Sub_sector | Agriculture | Total | Agriculture | Energetic | agriculture_final_demand_methane_energetic | Methane | EU | Energy demand | 0.085488 | FEC
EE | TYNDP2026 | HEV | 2035 | TWh | 432 | Sub_sector | Agriculture | Total | Agriculture | Energetic | agriculture_final_demand_heat_energetic | Heat | EU | Energy demand | 0.018658 | FEC
EE | TYNDP2026 | HEV | 2035 | TWh | 433 | Sub_sector | Agriculture | Total | Agriculture | Energetic | agriculture_final_demand_biomass_energetic | Biomass | EU | Energy demand | 0.11985 | FEC
EE | TYNDP2026 | HEV | 2035 | TWh | 434 | Sub_sector | Agriculture | Total | Agriculture | Energetic | agriculture_final_demand_coal_energetic | Solids | EU | Energy demand | 0 | FEC
EE | TYNDP2026 | HEV | 2035 | TWh | 435 | Sub_sector | Agriculture | Total | Agriculture | Energetic | agriculture_final_demand_oil_energetic | Liquids | EU | Energy demand | 0.82189 | FEC
EE | TYNDP2026 | HEV | 2035 | TWh | 436 | Sub_sector | Agriculture | Total | Agriculture | Energetic | agriculture_final_demand_other_energetic | Others | EU | Energy demand | 0 | FEC
EE | TYNDP2026 | HEV | 2035 | TWh | 437 | Sub_sector | Agriculture | Total | Agriculture | Energetic | agriculture_final_demand_ammonia_energetic | Ammonia | EU | Energy demand | 0 | FEC
EE | TYNDP2026 | HEV | 2035 | TWh | 447 | Sub_sector | Buildings | Surplus Energy | Buildings | Energetic | GAP | Electricity | EU | Energy demand | 0 | FEC
EE | TYNDP2026 | HEV | 2035 | TWh | 448 | Sub_sector | Buildings | Surplus Energy | Buildings | Energetic | GAP | Hydrogen | EU | Energy demand | 0 | FEC
EE | TYNDP2026 | HEV | 2035 | TWh | 449 | Sub_sector | Buildings | Surplus Energy | Buildings | Energetic | GAP | Methane | EU | Energy demand | 0 | FEC
EE | TYNDP2026 | HEV | 2035 | TWh | 450 | Sub_sector | Buildings | Surplus Energy | Buildings | Energetic | GAP | Heat | EU | Energy demand | 0 | FEC
EE | TYNDP2026 | HEV | 2035 | TWh | 451 | Sub_sector | Buildings | Surplus Energy | Buildings | Energetic | GAP | Biomass | EU | Energy demand | 0.00024083 | FEC
EE | TYNDP2026 | HEV | 2035 | TWh | 452 | Sub_sector | Buildings | Surplus Energy | Buildings | Energetic | GAP | Solids | EU | Energy demand | 0 | FEC
EE | TYNDP2026 | HEV | 2035 | TWh | 453 | Sub_sector | Buildings | Surplus Energy | Buildings | Energetic | GAP | Liquids | EU | Energy demand | 0.026601 | FEC
EE | TYNDP2026 | HEV | 2035 | TWh | 454 | Sub_sector | Buildings | Surplus Energy | Buildings | Energetic | GAP | Others | EU | Energy demand | 0 | FEC
EE | TYNDP2026 | HEV | 2035 | TWh | 455 | Sub_sector | Buildings | Surplus Energy | Buildings | Energetic | GAP | Ammonia | EU | Energy demand | 0 | FEC
EE | TYNDP2026 | HEV | 2035 | TWh | 456 | Sub_sector | Households | Surplus Energy | Households | Energetic | GAP | Electricity | EU | Energy demand | 0 | FEC
EE | TYNDP2026 | HEV | 2035 | TWh | 457 | Sub_sector | Households | Surplus Energy | Households | Energetic | GAP | Hydrogen | EU | Energy demand | 0 | FEC
EE | TYNDP2026 | HEV | 2035 | TWh | 458 | Sub_sector | Households | Surplus Energy | Households | Energetic | GAP | Methane | EU | Energy demand | 0 | FEC
EE | TYNDP2026 | HEV | 2035 | TWh | 459 | Sub_sector | Households | Surplus Energy | Households | Energetic | GAP | Heat | EU | Energy demand | 0 | FEC
EE | TYNDP2026 | HEV | 2035 | TWh | 460 | Sub_sector | Households | Surplus Energy | Households | Energetic | GAP | Biomass | EU | Energy demand | 0 | FEC
EE | TYNDP2026 | HEV | 2035 | TWh | 461 | Sub_sector | Households | Surplus Energy | Households | Energetic | GAP | Solids | EU | Energy demand | 0 | FEC
EE | TYNDP2026 | HEV | 2035 | TWh | 462 | Sub_sector | Households | Surplus Energy | Households | Energetic | GAP | Liquids | EU | Energy demand | 0 | FEC
EE | TYNDP2026 | HEV | 2035 | TWh | 463 | Sub_sector | Households | Surplus Energy | Households | Energetic | GAP | Others | EU | Energy demand | 0 | FEC
EE | TYNDP2026 | HEV | 2035 | TWh | 464 | Sub_sector | Households | Surplus Energy | Households | Energetic | GAP | Ammonia | EU | Energy demand | 0 | FEC
EE | TYNDP2026 | HEV | 2040 | TWh | 102 | Sub_sector | Industry | Aluminium | Industry (aluminium) | Energetic | industry_aluminium_demand_electricity_energetic | Electricity | EU | Energy demand | 0 | FEC
EE | TYNDP2026 | HEV | 2040 | TWh | 103 | Sub_sector | Industry | Aluminium | Industry (aluminium) | Energetic | industry_aluminium_demand_hydrogen_energetic | Hydrogen | EU | Energy demand | 0 | FEC
EE | TYNDP2026 | HEV | 2040 | TWh | 104 | Sub_sector | Industry | Aluminium | Industry (aluminium) | Energetic | industry_aluminium_demand_methane_energetic | Methane | EU | Energy demand | 0 | FEC
EE | TYNDP2026 | HEV | 2040 | TWh | 105 | Sub_sector | Industry | Aluminium | Industry (aluminium) | Energetic | industry_aluminium_demand_heat_energetic | Heat | EU | Energy demand | 0 | FEC
EE | TYNDP2026 | HEV | 2040 | TWh | 106 | Sub_sector | Industry | Aluminium | Industry (aluminium) | Energetic | industry_aluminium_demand_biomass_energetic | Biomass | EU | Energy demand | 0 | FEC
EE | TYNDP2026 | HEV | 2040 | TWh | 107 | Sub_sector | Industry | Aluminium | Industry (aluminium) | Energetic | industry_aluminium_demand_coal_energetic | Solids | EU | Energy demand | 0 | FEC
EE | TYNDP2026 | HEV | 2040 | TWh | 108 | Sub_sector | Industry | Aluminium | Industry (aluminium) | Energetic | industry_aluminium_demand_oil_energetic | Liquids | EU | Energy demand | 0 | FEC
EE | TYNDP2026 | HEV | 2040 | TWh | 109 | Sub_sector | Industry | Aluminium | Industry (aluminium) | Energetic | industry_aluminium_demand_others_energetic | Others | EU | Energy demand | 0 | FEC
EE | TYNDP2026 | HEV | 2040 | TWh | 110 | Sub_sector | Industry | Aluminium | Industry (aluminium) | Energetic | industry_ammonia_demand_others_energetic | Ammonia | EU | Energy demand | 0 | FEC
EE | TYNDP2026 | HEV | 2040 | TWh | 112 | Sub_sector | Industry | Chemicals | Industry (chemicals, energetic) | Energetic | industry_chemical_demand_electricity_energetic | Electricity | EU | Energy demand | 0.30386 | FEC
EE | TYNDP2026 | HEV | 2040 | TWh | 113 | Sub_sector | Industry | Chemicals | Industry (chemicals, energetic) | Energetic | industry_chemical_demand_hydrogen_energetic | Hydrogen | EU | Energy demand | 0.038581 | FEC
EE | TYNDP2026 | HEV | 2040 | TWh | 114 | Sub_sector | Industry | Chemicals | Industry (chemicals, energetic) | Energetic | industry_chemical_demand_methane_energetic | Methane | EU | Energy demand | 0.015665 | FEC
EE | TYNDP2026 | HEV | 2040 | TWh | 115 | Sub_sector | Industry | Chemicals | Industry (chemicals, energetic) | Energetic | industry_chemical_demand_heat_energetic | Heat | EU | Energy demand | 0.030171 | FEC
EE | TYNDP2026 | HEV | 2040 | TWh | 116 | Sub_sector | Industry | Chemicals | Industry (chemicals, energetic) | Energetic | industry_chemical_demand_biomass_energetic | Biomass | EU | Energy demand | 0.054856 | FEC
EE | TYNDP2026 | HEV | 2040 | TWh | 117 | Sub_sector | Industry | Chemicals | Industry (chemicals, energetic) | Energetic | industry_chemical_demand_coal_energetic | Solids | EU | Energy demand | 0 | FEC
EE | TYNDP2026 | HEV | 2040 | TWh | 118 | Sub_sector | Industry | Chemicals | Industry (chemicals, energetic) | Energetic | industry_chemical_demand_oil_energetic | Liquids | EU | Energy demand | 3.99e-17 | FEC
EE | TYNDP2026 | HEV | 2040 | TWh | 119 | Sub_sector | Industry | Chemicals | Industry (chemicals, energetic) | Energetic | industry_chemical_demand_others_energetic | Others | EU | Energy demand | 0 | FEC
EE | TYNDP2026 | HEV | 2040 | TWh | 120 | Sub_sector | Industry | Chemicals | Industry (chemicals, energetic) | Energetic | industry_chemical_demand_ammonia_energetic | Ammonia | EU | Energy demand | 0 | FEC
EE | TYNDP2026 | HEV | 2040 | TWh | 122 | Sub_sector | Industry | Chemicals | Industry (chemicals, non-energetic) | Non-energetic | industry_chemical_demand_electricity_non_energetic | Electricity | EU | Energy demand | 0 | not_included_in_FEC
EE | TYNDP2026 | HEV | 2040 | TWh | 123 | Sub_sector | Industry | Chemicals | Industry (chemicals, non-energetic) | Non-energetic | industry_chemical_demand_hydrogen_non_energetic | Hydrogen | EU | Energy demand | 0 | not_included_in_FEC
EE | TYNDP2026 | HEV | 2040 | TWh | 124 | Sub_sector | Industry | Chemicals | Industry (chemicals, non-energetic) | Non-energetic | industry_chemical_demand_methane_non_energetic | Methane | EU | Energy demand | 0 | not_included_in_FEC
EE | TYNDP2026 | HEV | 2040 | TWh | 125 | Sub_sector | Industry | Chemicals | Industry (chemicals, non-energetic) | Non-energetic | industry_chemical_demand_heat_non_energetic | Heat | EU | Energy demand | 0 | not_included_in_FEC
EE | TYNDP2026 | HEV | 2040 | TWh | 126 | Sub_sector | Industry | Chemicals | Industry (chemicals, non-energetic) | Non-energetic | industry_chemical_demand_biomass_non_energetic | Biomass | EU | Energy demand | 0 | not_included_in_FEC
EE | TYNDP2026 | HEV | 2040 | TWh | 127 | Sub_sector | Industry | Chemicals | Industry (chemicals, non-energetic) | Non-energetic | industry_chemical_demand_coal_non_energetic | Solids | EU | Energy demand | 0 | not_included_in_FEC
EE | TYNDP2026 | HEV | 2040 | TWh | 128 | Sub_sector | Industry | Chemicals | Industry (chemicals, non-energetic) | Non-energetic | industry_chemical_demand_oil_non_energetic | Liquids | EU | Energy demand | 0 | not_included_in_FEC
EE | TYNDP2026 | HEV | 2040 | TWh | 129 | Sub_sector | Industry | Chemicals | Industry (chemicals, non-energetic) | Non-energetic | industry_chemical_demand_others_non_energetic | Others | EU | Energy demand | 0 | not_included_in_FEC
EE | TYNDP2026 | HEV | 2040 | TWh | 130 | Sub_sector | Industry | Chemicals | Industry (chemicals, non-energetic) | Non-energetic | industry_chemical_demand_ammonia_non_energetic | Ammonia | EU | Energy demand | 0 | not_included_in_FEC
EE | TYNDP2026 | HEV | 2040 | TWh | 132 | Sub_sector | Industry | Fertilizers | Industry (fertilizers, energetic) | Energetic | industry_fertilizers_demand_electricity_energetic | Electricity | EU | Energy demand | 0 | FEC
EE | TYNDP2026 | HEV | 2040 | TWh | 133 | Sub_sector | Industry | Fertilizers | Industry (fertilizers, energetic) | Energetic | industry_fertilizers_demand_hydrogen_energetic | Hydrogen | EU | Energy demand | 0 | FEC
EE | TYNDP2026 | HEV | 2040 | TWh | 134 | Sub_sector | Industry | Fertilizers | Industry (fertilizers, energetic) | Energetic | industry_fertilizers_demand_methane_energetic | Methane | EU | Energy demand | 0 | FEC
EE | TYNDP2026 | HEV | 2040 | TWh | 135 | Sub_sector | Industry | Fertilizers | Industry (fertilizers, energetic) | Energetic | industry_fertilizers_demand_heat_energetic | Heat | EU | Energy demand | 0 | FEC
EE | TYNDP2026 | HEV | 2040 | TWh | 136 | Sub_sector | Industry | Fertilizers | Industry (fertilizers, energetic) | Energetic | industry_fertilizers_demand_biomass_energetic | Biomass | EU | Energy demand | 0 | FEC
EE | TYNDP2026 | HEV | 2040 | TWh | 137 | Sub_sector | Industry | Fertilizers | Industry (fertilizers, energetic) | Energetic | industry_fertilizers_demand_coal_energetic | Solids | EU | Energy demand | 0 | FEC
EE | TYNDP2026 | HEV | 2040 | TWh | 138 | Sub_sector | Industry | Fertilizers | Industry (fertilizers, energetic) | Energetic | industry_fertilizers_demand_oil_energetic | Liquids | EU | Energy demand | 0 | FEC
EE | TYNDP2026 | HEV | 2040 | TWh | 139 | Sub_sector | Industry | Fertilizers | Industry (fertilizers, energetic) | Energetic | industry_fertilizers_demand_others_energetic | Others | EU | Energy demand | 0 | FEC
EE | TYNDP2026 | HEV | 2040 | TWh | 140 | Sub_sector | Industry | Fertilizers | Industry (fertilizers, energetic) | Energetic | industry_fertilizers_demand_ammonia_energetic | Ammonia | EU | Energy demand | 0 | FEC
EE | TYNDP2026 | HEV | 2040 | TWh | 142 | Sub_sector | Industry | Fertilizers | Industry (fertilizers, non-energetic) | Non-energetic | industry_fertilizers_demand_electricity_non_energetic | Electricity | EU | Energy demand | 0 | not_included_in_FEC
EE | TYNDP2026 | HEV | 2040 | TWh | 143 | Sub_sector | Industry | Fertilizers | Industry (fertilizers, non-energetic) | Non-energetic | industry_fertilizers_demand_hydrogen_non_energetic | Hydrogen | EU | Energy demand | 0 | not_included_in_FEC
EE | TYNDP2026 | HEV | 2040 | TWh | 144 | Sub_sector | Industry | Fertilizers | Industry (fertilizers, non-energetic) | Non-energetic | industry_fertilizers_demand_methane_non_energetic | Methane | EU | Energy demand | 0 | not_included_in_FEC
EE | TYNDP2026 | HEV | 2040 | TWh | 145 | Sub_sector | Industry | Fertilizers | Industry (fertilizers, non-energetic) | Non-energetic | industry_fertilizers_demand_heat_non_energetic | Heat | EU | Energy demand | 0 | not_included_in_FEC
EE | TYNDP2026 | HEV | 2040 | TWh | 146 | Sub_sector | Industry | Fertilizers | Industry (fertilizers, non-energetic) | Non-energetic | industry_fertilizers_demand_biomass_non_energetic | Biomass | EU | Energy demand | 0 | not_included_in_FEC
EE | TYNDP2026 | HEV | 2040 | TWh | 147 | Sub_sector | Industry | Fertilizers | Industry (fertilizers, non-energetic) | Non-energetic | industry_fertilizers_demand_coal_non_energetic | Solids | EU | Energy demand | 0 | not_included_in_FEC
EE | TYNDP2026 | HEV | 2040 | TWh | 148 | Sub_sector | Industry | Fertilizers | Industry (fertilizers, non-energetic) | Non-energetic | industry_fertilizers_demand_oil_non_energetic | Liquids | EU | Energy demand | 0 | not_included_in_FEC
EE | TYNDP2026 | HEV | 2040 | TWh | 149 | Sub_sector | Industry | Fertilizers | Industry (fertilizers, non-energetic) | Non-energetic | industry_fertilizers_demand_others_non_energetic | Others | EU | Energy demand | 0 | not_included_in_FEC
EE | TYNDP2026 | HEV | 2040 | TWh | 150 | Sub_sector | Industry | Fertilizers | Industry (fertilizers, non-energetic) | Non-energetic | industry_fertilizers_demand_ammonia_non_energetic | Ammonia | EU | Energy demand | 0 | not_included_in_FEC
EE | TYNDP2026 | HEV | 2040 | TWh | 152 | Sub_sector | Industry | Food | Industry (food) | Energetic | industry_food_demand_electricity_energetic | Electricity | EU | Energy demand | 0.43885 | FEC
EE | TYNDP2026 | HEV | 2040 | TWh | 153 | Sub_sector | Industry | Food | Industry (food) | Energetic | industry_food_demand_hydrogen_energetic | Hydrogen | EU | Energy demand | 0 | FEC
EE | TYNDP2026 | HEV | 2040 | TWh | 154 | Sub_sector | Industry | Food | Industry (food) | Energetic | industry_food_demand_methane_energetic | Methane | EU | Energy demand | 0.081529 | FEC
EE | TYNDP2026 | HEV | 2040 | TWh | 155 | Sub_sector | Industry | Food | Industry (food) | Energetic | industry_food_demand_heat_energetic | Heat | EU | Energy demand | 0 | FEC
EE | TYNDP2026 | HEV | 2040 | TWh | 156 | Sub_sector | Industry | Food | Industry (food) | Energetic | industry_food_demand_biomass_energetic | Biomass | EU | Energy demand | 0 | FEC
EE | TYNDP2026 | HEV | 2040 | TWh | 157 | Sub_sector | Industry | Food | Industry (food) | Energetic | industry_food_demand_coal_energetic | Solids | EU | Energy demand | 0 | FEC
EE | TYNDP2026 | HEV | 2040 | TWh | 158 | Sub_sector | Industry | Food | Industry (food) | Energetic | industry_food_demand_oil_energetic | Liquids | EU | Energy demand | 0.007135 | FEC
EE | TYNDP2026 | HEV | 2040 | TWh | 159 | Sub_sector | Industry | Food | Industry (food) | Energetic | industry_food_demand_others_energetic | Others | EU | Energy demand | 0 | FEC
EE | TYNDP2026 | HEV | 2040 | TWh | 160 | Sub_sector | Industry | Food | Industry (food) | Energetic | industry_food_demand_ammonia_energetic | Ammonia | EU | Energy demand | 0 | FEC
EE | TYNDP2026 | HEV | 2040 | TWh | 162 | Sub_sector | Industry | Metals | Industry (metal) | Energetic | industry_metal_demand_electricity_energetic | Electricity | EU | Energy demand | 0.0026613 | FEC
EE | TYNDP2026 | HEV | 2040 | TWh | 163 | Sub_sector | Industry | Metals | Industry (metal) | Energetic | industry_metal_demand_hydrogen_energetic | Hydrogen | EU | Energy demand | 0 | FEC
EE | TYNDP2026 | HEV | 2040 | TWh | 164 | Sub_sector | Industry | Metals | Industry (metal) | Energetic | industry_metal_demand_methane_energetic | Methane | EU | Energy demand | 0.0049529 | FEC
EE | TYNDP2026 | HEV | 2040 | TWh | 165 | Sub_sector | Industry | Metals | Industry (metal) | Energetic | industry_metal_demand_heat_energetic | Heat | EU | Energy demand | 0 | FEC
EE | TYNDP2026 | HEV | 2040 | TWh | 166 | Sub_sector | Industry | Metals | Industry (metal) | Energetic | industry_metal_demand_biomass_energetic | Biomass | EU | Energy demand | 0 | FEC
EE | TYNDP2026 | HEV | 2040 | TWh | 167 | Sub_sector | Industry | Metals | Industry (metal) | Energetic | industry_metal_demand_coal_energetic | Solids | EU | Energy demand | 0 | FEC
EE | TYNDP2026 | HEV | 2040 | TWh | 168 | Sub_sector | Industry | Metals | Industry (metal) | Energetic | industry_metal_demand_oil_energetic | Liquids | EU | Energy demand | 0 | FEC
EE | TYNDP2026 | HEV | 2040 | TWh | 169 | Sub_sector | Industry | Metals | Industry (metal) | Energetic | industry_metal_demand_others_energetic | Others | EU | Energy demand | 0 | FEC
EE | TYNDP2026 | HEV | 2040 | TWh | 170 | Sub_sector | Industry | Metals | Industry (metal) | Energetic | industry_metal_demand_ammonia_energetic | Ammonia | EU | Energy demand | 0 | FEC
EE | TYNDP2026 | HEV | 2040 | TWh | 172 | Sub_sector | Industry | Others | Industry (other, energetic) | Energetic | industry_other_demand_electricity_energetic | Electricity | EU | Energy demand | 0.91103 | FEC
EE | TYNDP2026 | HEV | 2040 | TWh | 173 | Sub_sector | Industry | Others | Industry (other, energetic) | Energetic | industry_other_demand_hydrogen_energetic | Hydrogen | EU | Energy demand | 0.63152 | FEC
EE | TYNDP2026 | HEV | 2040 | TWh | 174 | Sub_sector | Industry | Others | Industry (other, energetic) | Energetic | industry_other_demand_methane_energetic | Methane | EU | Energy demand | 0.30771 | FEC
EE | TYNDP2026 | HEV | 2040 | TWh | 175 | Sub_sector | Industry | Others | Industry (other, energetic) | Energetic | industry_other_demand_heat_energetic | Heat | EU | Energy demand | 0 | FEC
EE | TYNDP2026 | HEV | 2040 | TWh | 176 | Sub_sector | Industry | Others | Industry (other, energetic) | Energetic | industry_other_demand_biomass_energetic | Biomass | EU | Energy demand | 1.0324 | FEC
EE | TYNDP2026 | HEV | 2040 | TWh | 177 | Sub_sector | Industry | Others | Industry (other, energetic) | Energetic | industry_other_demand_coal_energetic | Solids | EU | Energy demand | 0.13384 | FEC
EE | TYNDP2026 | HEV | 2040 | TWh | 178 | Sub_sector | Industry | Others | Industry (other, energetic) | Energetic | industry_other_demand_oil_energetic | Liquids | EU | Energy demand | 0.48316 | FEC
EE | TYNDP2026 | HEV | 2040 | TWh | 179 | Sub_sector | Industry | Others | Industry (other, energetic) | Energetic | industry_other_demand_others_energetic | Others | EU | Energy demand | 0 | FEC
EE | TYNDP2026 | HEV | 2040 | TWh | 180 | Sub_sector | Industry | Others | Industry (other, energetic) | Energetic | industry_other_demand_ammonia_energetic | Ammonia | EU | Energy demand | 0 | FEC
EE | TYNDP2026 | HEV | 2040 | TWh | 182 | Sub_sector | Industry | Others | Industry (other, non-energetic) | Non-energetic | industry_other_demand_electricity_non_energetic | Electricity | EU | Energy demand | 0 | not_included_in_FEC
EE | TYNDP2026 | HEV | 2040 | TWh | 183 | Sub_sector | Industry | Others | Industry (other, non-energetic) | Non-energetic | industry_other_demand_hydrogen_non_energetic | Hydrogen | EU | Energy demand | 0 | not_included_in_FEC
EE | TYNDP2026 | HEV | 2040 | TWh | 184 | Sub_sector | Industry | Others | Industry (other, non-energetic) | Non-energetic | industry_other_demand_methane_non_energetic | Methane | EU | Energy demand | 0 | not_included_in_FEC
EE | TYNDP2026 | HEV | 2040 | TWh | 185 | Sub_sector | Industry | Others | Industry (other, non-energetic) | Non-energetic | industry_other_demand_heat_non_energetic | Heat | EU | Energy demand | 0 | not_included_in_FEC
EE | TYNDP2026 | HEV | 2040 | TWh | 186 | Sub_sector | Industry | Others | Industry (other, non-energetic) | Non-energetic | industry_other_demand_biomass_non_energetic | Biomass | EU | Energy demand | 0 | not_included_in_FEC
EE | TYNDP2026 | HEV | 2040 | TWh | 187 | Sub_sector | Industry | Others | Industry (other, non-energetic) | Non-energetic | industry_other_demand_coal_non_energetic | Solids | EU | Energy demand | 0 | not_included_in_FEC
EE | TYNDP2026 | HEV | 2040 | TWh | 188 | Sub_sector | Industry | Others | Industry (other, non-energetic) | Non-energetic | industry_other_demand_oil_non_energetic | Liquids | EU | Energy demand | 0.50901 | not_included_in_FEC
EE | TYNDP2026 | HEV | 2040 | TWh | 189 | Sub_sector | Industry | Others | Industry (other, non-energetic) | Non-energetic | industry_other_demand_others_non_energetic | Others | EU | Energy demand | 0 | not_included_in_FEC
EE | TYNDP2026 | HEV | 2040 | TWh | 190 | Sub_sector | Industry | Others | Industry (other, non-energetic) | Non-energetic | industry_other_demand_ammonia_non_energetic | Ammonia | EU | Energy demand | 0 | not_included_in_FEC
EE | TYNDP2026 | HEV | 2040 | TWh | 192 | Sub_sector | Industry | Paper | Industry (paper) | Energetic | industry_paper_demand_electricity_energetic | Electricity | EU | Energy demand | 0.39085 | FEC
EE | TYNDP2026 | HEV | 2040 | TWh | 193 | Sub_sector | Industry | Paper | Industry (paper) | Energetic | industry_paper_demand_hydrogen_energetic | Hydrogen | EU | Energy demand | 0.049421 | FEC
EE | TYNDP2026 | HEV | 2040 | TWh | 194 | Sub_sector | Industry | Paper | Industry (paper) | Energetic | industry_paper_demand_methane_energetic | Methane | EU | Energy demand | 0.013778 | FEC
EE | TYNDP2026 | HEV | 2040 | TWh | 195 | Sub_sector | Industry | Paper | Industry (paper) | Energetic | industry_paper_demand_heat_energetic | Heat | EU | Energy demand | 0 | FEC
EE | TYNDP2026 | HEV | 2040 | TWh | 196 | Sub_sector | Industry | Paper | Industry (paper) | Energetic | industry_paper_demand_biomass_energetic | Biomass | EU | Energy demand | 0.056618 | FEC
EE | TYNDP2026 | HEV | 2040 | TWh | 197 | Sub_sector | Industry | Paper | Industry (paper) | Energetic | industry_paper_demand_coal_energetic | Solids | EU | Energy demand | 0.0057822 | FEC
EE | TYNDP2026 | HEV | 2040 | TWh | 198 | Sub_sector | Industry | Paper | Industry (paper) | Energetic | industry_paper_demand_oil_energetic | Liquids | EU | Energy demand | 0 | FEC
EE | TYNDP2026 | HEV | 2040 | TWh | 199 | Sub_sector | Industry | Paper | Industry (paper) | Energetic | industry_paper_demand_others_energetic | Others | EU | Energy demand | 0 | FEC
EE | TYNDP2026 | HEV | 2040 | TWh | 200 | Sub_sector | Industry | Paper | Industry (paper) | Energetic | industry_paper_demand_ammonia_energetic | Ammonia | EU | Energy demand | 0 | FEC
EE | TYNDP2026 | HEV | 2040 | TWh | 202 | Sub_sector | Industry | Refineries | Industry (refineries, energetic) | Energetic | industry_refinery_demand_electricity_energetic | Electricity | EU | Energy demand | 0 | not_included_in_FEC
EE | TYNDP2026 | HEV | 2040 | TWh | 203 | Sub_sector | Industry | Refineries | Industry (refineries, energetic) | Energetic | industry_refinery_demand_hydrogen_energetic | Hydrogen | EU | Energy demand | 0 | not_included_in_FEC
EE | TYNDP2026 | HEV | 2040 | TWh | 204 | Sub_sector | Industry | Refineries | Industry (refineries, energetic) | Energetic | industry_refinery_demand_methane_energetic | Methane | EU | Energy demand | 0 | not_included_in_FEC
EE | TYNDP2026 | HEV | 2040 | TWh | 205 | Sub_sector | Industry | Refineries | Industry (refineries, energetic) | Energetic | industry_refinery_demand_heat_energetic | Heat | EU | Energy demand | 0 | not_included_in_FEC
EE | TYNDP2026 | HEV | 2040 | TWh | 206 | Sub_sector | Industry | Refineries | Industry (refineries, energetic) | Energetic | industry_refinery_demand_biomass_energetic | Biomass | EU | Energy demand | 0 | not_included_in_FEC
EE | TYNDP2026 | HEV | 2040 | TWh | 207 | Sub_sector | Industry | Refineries | Industry (refineries, energetic) | Energetic | industry_refinery_demand_coal_energetic | Solids | EU | Energy demand | 0 | not_included_in_FEC
EE | TYNDP2026 | HEV | 2040 | TWh | 208 | Sub_sector | Industry | Refineries | Industry (refineries, energetic) | Energetic | industry_refinery_demand_oil_energetic | Liquids | EU | Energy demand | 0 | not_included_in_FEC
EE | TYNDP2026 | HEV | 2040 | TWh | 209 | Sub_sector | Industry | Refineries | Industry (refineries, energetic) | Energetic | industry_refinery_demand_others_energetic | Others | EU | Energy demand | 0 | not_included_in_FEC
EE | TYNDP2026 | HEV | 2040 | TWh | 210 | Sub_sector | Industry | Refineries | Industry (refineries, energetic) | Energetic | industry_refinery_demand_ammonia_energetic | Ammonia | EU | Energy demand | 0 | not_included_in_FEC
EE | TYNDP2026 | HEV | 2040 | TWh | 212 | Sub_sector | Industry | Refineries | Industry (refineries, non-energetic) | Non-energetic | industry_refinery_demand_electricity_non_energetic | Electricity | EU | Energy demand | 0 | not_included_in_FEC
EE | TYNDP2026 | HEV | 2040 | TWh | 213 | Sub_sector | Industry | Refineries | Industry (refineries, non-energetic) | Non-energetic | industry_refinery_demand_hydrogen_non_energetic | Hydrogen | EU | Energy demand | 0 | not_included_in_FEC
EE | TYNDP2026 | HEV | 2040 | TWh | 214 | Sub_sector | Industry | Refineries | Industry (refineries, non-energetic) | Non-energetic | industry_refinery_demand_methane_non_energetic | Methane | EU | Energy demand | 0 | not_included_in_FEC
EE | TYNDP2026 | HEV | 2040 | TWh | 215 | Sub_sector | Industry | Refineries | Industry (refineries, non-energetic) | Non-energetic | industry_refinery_demand_heat_non_energetic | Heat | EU | Energy demand | 0 | not_included_in_FEC
EE | TYNDP2026 | HEV | 2040 | TWh | 216 | Sub_sector | Industry | Refineries | Industry (refineries, non-energetic) | Non-energetic | industry_refinery_demand_biomass_non_energetic | Biomass | EU | Energy demand | 0 | not_included_in_FEC
EE | TYNDP2026 | HEV | 2040 | TWh | 217 | Sub_sector | Industry | Refineries | Industry (refineries, non-energetic) | Non-energetic | industry_refinery_demand_coal_non_energetic | Solids | EU | Energy demand | 0 | not_included_in_FEC
EE | TYNDP2026 | HEV | 2040 | TWh | 218 | Sub_sector | Industry | Refineries | Industry (refineries, non-energetic) | Non-energetic | industry_refinery_demand_oil_non_energetic | Liquids | EU | Energy demand | 0 | not_included_in_FEC
EE | TYNDP2026 | HEV | 2040 | TWh | 219 | Sub_sector | Industry | Refineries | Industry (refineries, non-energetic) | Non-energetic | industry_refinery_demand_others_non_energetic | Others | EU | Energy demand | 0 | not_included_in_FEC
EE | TYNDP2026 | HEV | 2040 | TWh | 220 | Sub_sector | Industry | Refineries | Industry (refineries, non-energetic) | Non-energetic | industry_refinery_demand_ammonia_non_energetic | Ammonia | EU | Energy demand | 0 | not_included_in_FEC
EE | TYNDP2026 | HEV | 2040 | TWh | 222 | Sub_sector | Industry | Steel | Industry (steel) | Energetic | industry_steel_demand_electricity_energetic | Electricity | EU | Energy demand | 0 | FEC
EE | TYNDP2026 | HEV | 2040 | TWh | 223 | Sub_sector | Industry | Steel | Industry (steel) | Energetic | industry_steel_demand_hydrogen_energetic | Hydrogen | EU | Energy demand | 0 | FEC
EE | TYNDP2026 | HEV | 2040 | TWh | 224 | Sub_sector | Industry | Steel | Industry (steel) | Energetic | industry_steel_demand_methane_energetic | Methane | EU | Energy demand | 0 | FEC
EE | TYNDP2026 | HEV | 2040 | TWh | 225 | Sub_sector | Industry | Steel | Industry (steel) | Energetic | industry_steel_demand_heat_energetic | Heat | EU | Energy demand | 0 | FEC
EE | TYNDP2026 | HEV | 2040 | TWh | 226 | Sub_sector | Industry | Steel | Industry (steel) | Energetic | industry_steel_demand_biomass_energetic | Biomass | EU | Energy demand | 0 | FEC
EE | TYNDP2026 | HEV | 2040 | TWh | 227 | Sub_sector | Industry | Steel | Industry (steel) | Energetic | industry_steel_demand_coal_energetic | Solids | EU | Energy demand | 0 | FEC
EE | TYNDP2026 | HEV | 2040 | TWh | 228 | Sub_sector | Industry | Steel | Industry (steel) | Energetic | industry_steel_demand_oil_energetic | Liquids | EU | Energy demand | 0 | FEC
EE | TYNDP2026 | HEV | 2040 | TWh | 229 | Sub_sector | Industry | Steel | Industry (steel) | Energetic | industry_steel_demand_others_energetic | Others | EU | Energy demand | 0 | FEC
EE | TYNDP2026 | HEV | 2040 | TWh | 230 | Sub_sector | Industry | Steel | Industry (steel) | Energetic | industry_steel_demand_ammonia_energetic | Ammonia | EU | Energy demand | 0 | FEC
EE | TYNDP2026 | HEV | 2040 | TWh | 232 | Sub_sector | Transport | Cars | Transport (cars) | Energetic | transport_cars_final_demand_electricity | Electricity | EU | Energy demand | 0.9282 | FEC
EE | TYNDP2026 | HEV | 2040 | TWh | 233 | Sub_sector | Transport | Cars | Transport (cars) | Energetic | transport_cars_final_demand_hydrogen | Hydrogen | EU | Energy demand | 0.035871 | FEC
EE | TYNDP2026 | HEV | 2040 | TWh | 234 | Sub_sector | Transport | Cars | Transport (cars) | Energetic | transport_cars_final_demand_methane | Methane | EU | Energy demand | 0.36056 | FEC
EE | TYNDP2026 | HEV | 2040 | TWh | 235 | Sub_sector | Transport | Cars | Transport (cars) | Energetic | transport_cars_final_demand_heat | Heat | EU | Energy demand | 0 | FEC
EE | TYNDP2026 | HEV | 2040 | TWh | 236 | Sub_sector | Transport | Cars | Transport (cars) | Energetic | transport_cars_final_demand_biomass | Biomass | EU | Energy demand | 0 | FEC
EE | TYNDP2026 | HEV | 2040 | TWh | 237 | Sub_sector | Transport | Cars | Transport (cars) | Energetic | transport_cars_final_demand_coal | Solids | EU | Energy demand | 0 | FEC
EE | TYNDP2026 | HEV | 2040 | TWh | 238 | Sub_sector | Transport | Cars | Transport (cars) | Energetic | transport_cars_final_demand_oil | Liquids | EU | Energy demand | 4.0292 | FEC
EE | TYNDP2026 | HEV | 2040 | TWh | 239 | Sub_sector | Transport | Cars | Transport (cars) | Energetic | transport_cars_final_demand_other | Others | EU | Energy demand | 0 | FEC
EE | TYNDP2026 | HEV | 2040 | TWh | 240 | Sub_sector | Transport | Cars | Transport (cars) | Energetic | transport_cars_final_demand_ammonia | Ammonia | EU | Energy demand | 0 | FEC
EE | TYNDP2026 | HEV | 2040 | TWh | 242 | Sub_sector | Transport | Busses | Transport (busses) | Energetic | transport_busses_final_demand_electricity | Electricity | EU | Energy demand | 0.17769 | FEC
EE | TYNDP2026 | HEV | 2040 | TWh | 243 | Sub_sector | Transport | Busses | Transport (busses) | Energetic | transport_busses_final_demand_hydrogen | Hydrogen | EU | Energy demand | 0.13285 | FEC
EE | TYNDP2026 | HEV | 2040 | TWh | 244 | Sub_sector | Transport | Busses | Transport (busses) | Energetic | transport_busses_final_demand_methane | Methane | EU | Energy demand | 0.10359 | FEC
EE | TYNDP2026 | HEV | 2040 | TWh | 245 | Sub_sector | Transport | Busses | Transport (busses) | Energetic | transport_busses_final_demand_heat | Heat | EU | Energy demand | 0 | FEC
EE | TYNDP2026 | HEV | 2040 | TWh | 246 | Sub_sector | Transport | Busses | Transport (busses) | Energetic | transport_busses_final_demand_biomass | Biomass | EU | Energy demand | 0 | FEC
EE | TYNDP2026 | HEV | 2040 | TWh | 247 | Sub_sector | Transport | Busses | Transport (busses) | Energetic | transport_busses_final_demand_coal | Solids | EU | Energy demand | 0 | FEC
EE | TYNDP2026 | HEV | 2040 | TWh | 248 | Sub_sector | Transport | Busses | Transport (busses) | Energetic | transport_busses_final_demand_oil | Liquids | EU | Energy demand | 0.17585 | FEC
EE | TYNDP2026 | HEV | 2040 | TWh | 249 | Sub_sector | Transport | Busses | Transport (busses) | Energetic | transport_busses_final_demand_other | Others | EU | Energy demand | 0 | FEC
EE | TYNDP2026 | HEV | 2040 | TWh | 250 | Sub_sector | Transport | Busses | Transport (busses) | Energetic | transport_busses_final_demand_ammonia | Ammonia | EU | Energy demand | 0 | FEC
EE | TYNDP2026 | HEV | 2040 | TWh | 252 | Sub_sector | Transport | Trucks | Transport (trucks) | Energetic | transport_trucks_final_demand_electricity | Electricity | EU | Energy demand | 0.075654 | FEC
EE | TYNDP2026 | HEV | 2040 | TWh | 253 | Sub_sector | Transport | Trucks | Transport (trucks) | Energetic | transport_trucks_final_demand_hydrogen | Hydrogen | EU | Energy demand | 0.091009 | FEC
EE | TYNDP2026 | HEV | 2040 | TWh | 254 | Sub_sector | Transport | Trucks | Transport (trucks) | Energetic | transport_trucks_final_demand_methane | Methane | EU | Energy demand | 0.13727 | FEC
EE | TYNDP2026 | HEV | 2040 | TWh | 255 | Sub_sector | Transport | Trucks | Transport (trucks) | Energetic | transport_trucks_final_demand_heat | Heat | EU | Energy demand | 0 | FEC
EE | TYNDP2026 | HEV | 2040 | TWh | 256 | Sub_sector | Transport | Trucks | Transport (trucks) | Energetic | transport_trucks_final_demand_biomass | Biomass | EU | Energy demand | 0 | FEC
EE | TYNDP2026 | HEV | 2040 | TWh | 257 | Sub_sector | Transport | Trucks | Transport (trucks) | Energetic | transport_trucks_final_demand_coal | Solids | EU | Energy demand | 0 | FEC
EE | TYNDP2026 | HEV | 2040 | TWh | 258 | Sub_sector | Transport | Trucks | Transport (trucks) | Energetic | transport_trucks_final_demand_oil | Liquids | EU | Energy demand | 0.45252 | FEC
EE | TYNDP2026 | HEV | 2040 | TWh | 259 | Sub_sector | Transport | Trucks | Transport (trucks) | Energetic | transport_trucks_final_demand_other | Others | EU | Energy demand | 0 | FEC
EE | TYNDP2026 | HEV | 2040 | TWh | 260 | Sub_sector | Transport | Trucks | Transport (trucks) | Energetic | transport_trucks_final_demand_ammonia | Ammonia | EU | Energy demand | 0 | FEC
EE | TYNDP2026 | HEV | 2040 | TWh | 262 | Sub_sector | Transport | Vans | Transport (vans) | Energetic | transport_vans_final_demand_electricity | Electricity | EU | Energy demand | 0.076337 | FEC
EE | TYNDP2026 | HEV | 2040 | TWh | 263 | Sub_sector | Transport | Vans | Transport (vans) | Energetic | transport_vans_final_demand_hydrogen | Hydrogen | EU | Energy demand | 0.016958 | FEC
EE | TYNDP2026 | HEV | 2040 | TWh | 264 | Sub_sector | Transport | Vans | Transport (vans) | Energetic | transport_vans_final_demand_methane | Methane | EU | Energy demand | 0.0045377 | FEC
EE | TYNDP2026 | HEV | 2040 | TWh | 265 | Sub_sector | Transport | Vans | Transport (vans) | Energetic | transport_vans_final_demand_heat | Heat | EU | Energy demand | 0 | FEC
EE | TYNDP2026 | HEV | 2040 | TWh | 266 | Sub_sector | Transport | Vans | Transport (vans) | Energetic | transport_vans_final_demand_biomass | Biomass | EU | Energy demand | 0 | FEC
EE | TYNDP2026 | HEV | 2040 | TWh | 267 | Sub_sector | Transport | Vans | Transport (vans) | Energetic | transport_vans_final_demand_coal | Solids | EU | Energy demand | 0 | FEC
EE | TYNDP2026 | HEV | 2040 | TWh | 268 | Sub_sector | Transport | Vans | Transport (vans) | Energetic | transport_vans_final_demand_oil | Liquids | EU | Energy demand | 0.2863 | FEC
EE | TYNDP2026 | HEV | 2040 | TWh | 269 | Sub_sector | Transport | Vans | Transport (vans) | Energetic | transport_vans_final_demand_other | Others | EU | Energy demand | 0 | FEC
EE | TYNDP2026 | HEV | 2040 | TWh | 270 | Sub_sector | Transport | Vans | Transport (vans) | Energetic | transport_vans_final_demand_ammonia | Ammonia | EU | Energy demand | 0 | FEC
EE | TYNDP2026 | HEV | 2040 | TWh | 272 | Sub_sector | Transport | Freight trains | Transport (trains) | Energetic | transport_trains_final_demand_electricity | Electricity | EU | Energy demand | 0.14439 | FEC
EE | TYNDP2026 | HEV | 2040 | TWh | 273 | Sub_sector | Transport | Freight trains | Transport (trains) | Energetic | transport_trains_final_demand_hydrogen | Hydrogen | EU | Energy demand | 0.038545 | FEC
EE | TYNDP2026 | HEV | 2040 | TWh | 274 | Sub_sector | Transport | Freight trains | Transport (trains) | Energetic | transport_trains_final_demand_methane | Methane | EU | Energy demand | 0 | FEC
EE | TYNDP2026 | HEV | 2040 | TWh | 275 | Sub_sector | Transport | Freight trains | Transport (trains) | Energetic | transport_trains_final_demand_heat | Heat | EU | Energy demand | 0 | FEC
EE | TYNDP2026 | HEV | 2040 | TWh | 276 | Sub_sector | Transport | Freight trains | Transport (trains) | Energetic | transport_trains_final_demand_biomass | Biomass | EU | Energy demand | 0 | FEC
EE | TYNDP2026 | HEV | 2040 | TWh | 277 | Sub_sector | Transport | Freight trains | Transport (trains) | Energetic | transport_trains_final_demand_coal | Solids | EU | Energy demand | 0 | FEC
EE | TYNDP2026 | HEV | 2040 | TWh | 278 | Sub_sector | Transport | Freight trains | Transport (trains) | Energetic | transport_trains_final_demand_oil | Liquids | EU | Energy demand | 0.13188 | FEC
EE | TYNDP2026 | HEV | 2040 | TWh | 279 | Sub_sector | Transport | Freight trains | Transport (trains) | Energetic | transport_trains_final_demand_other | Others | EU | Energy demand | 0 | FEC
EE | TYNDP2026 | HEV | 2040 | TWh | 280 | Sub_sector | Transport | Freight trains | Transport (trains) | Energetic | transport_trains_final_demand_ammonia | Ammonia | EU | Energy demand | 0 | FEC
EE | TYNDP2026 | HEV | 2040 | TWh | 282 | Sub_sector | Transport | Ships | Transport (ships) | Energetic | transport_ships_final_demand_electricity | Electricity | EU | Energy demand | 0.0058718 | FEC
EE | TYNDP2026 | HEV | 2040 | TWh | 283 | Sub_sector | Transport | Ships | Transport (ships) | Energetic | transport_ships_final_demand_hydrogen | Hydrogen | EU | Energy demand | 0.0043549 | FEC
EE | TYNDP2026 | HEV | 2040 | TWh | 284 | Sub_sector | Transport | Ships | Transport (ships) | Energetic | transport_ships_final_demand_methane | Methane | EU | Energy demand | 0 | FEC
EE | TYNDP2026 | HEV | 2040 | TWh | 285 | Sub_sector | Transport | Ships | Transport (ships) | Energetic | transport_ships_final_demand_heat | Heat | EU | Energy demand | 0 | FEC
EE | TYNDP2026 | HEV | 2040 | TWh | 286 | Sub_sector | Transport | Ships | Transport (ships) | Energetic | transport_ships_final_demand_biomass | Biomass | EU | Energy demand | 0 | FEC
EE | TYNDP2026 | HEV | 2040 | TWh | 287 | Sub_sector | Transport | Ships | Transport (ships) | Energetic | transport_ships_final_demand_coal | Solids | EU | Energy demand | 0 | FEC
EE | TYNDP2026 | HEV | 2040 | TWh | 288 | Sub_sector | Transport | Ships | Transport (ships) | Energetic | transport_ships_final_demand_oil | Liquids | EU | Energy demand | 0.012529 | FEC
EE | TYNDP2026 | HEV | 2040 | TWh | 289 | Sub_sector | Transport | Ships | Transport (ships) | Energetic | transport_ships_final_demand_other | Others | EU | Energy demand | 0 | FEC
EE | TYNDP2026 | HEV | 2040 | TWh | 290 | Sub_sector | Transport | Ships | Transport (ships) | Energetic | transport_ships_final_demand_ammonia | Ammonia | EU | Energy demand | 0 | FEC
EE | TYNDP2026 | HEV | 2040 | TWh | 292 | Sub_sector | Transport | Planes | Transport (planes) | Energetic | transport_planes_final_demand_electricity | Electricity | EU | Energy demand | 0.0026595 | FEC
EE | TYNDP2026 | HEV | 2040 | TWh | 293 | Sub_sector | Transport | Planes | Transport (planes) | Energetic | transport_planes_final_demand_hydrogen | Hydrogen | EU | Energy demand | 0.0033951 | FEC
EE | TYNDP2026 | HEV | 2040 | TWh | 294 | Sub_sector | Transport | Planes | Transport (planes) | Energetic | transport_planes_final_demand_methane | Methane | EU | Energy demand | 0 | FEC
EE | TYNDP2026 | HEV | 2040 | TWh | 295 | Sub_sector | Transport | Planes | Transport (planes) | Energetic | transport_planes_final_demand_heat | Heat | EU | Energy demand | 0 | FEC
EE | TYNDP2026 | HEV | 2040 | TWh | 296 | Sub_sector | Transport | Planes | Transport (planes) | Energetic | transport_planes_final_demand_biomass | Biomass | EU | Energy demand | 0 | FEC
EE | TYNDP2026 | HEV | 2040 | TWh | 297 | Sub_sector | Transport | Planes | Transport (planes) | Energetic | transport_planes_final_demand_coal | Solids | EU | Energy demand | 0 | FEC
EE | TYNDP2026 | HEV | 2040 | TWh | 298 | Sub_sector | Transport | Planes | Transport (planes) | Energetic | transport_planes_final_demand_oil | Liquids | EU | Energy demand | 0.019284 | FEC
EE | TYNDP2026 | HEV | 2040 | TWh | 299 | Sub_sector | Transport | Planes | Transport (planes) | Energetic | transport_planes_final_demand_other | Others | EU | Energy demand | 0 | FEC
EE | TYNDP2026 | HEV | 2040 | TWh | 300 | Sub_sector | Transport | Planes | Transport (planes) | Energetic | transport_planes_final_demand_ammonia | Ammonia | EU | Energy demand | 0 | FEC
EE | TYNDP2026 | HEV | 2040 | TWh | 302 | Sub_sector | Transport | Others | Transport (others) | Energetic | transport_other_final_demand_electricity | Electricity | EU | Energy demand | 0.0044269 | FEC
EE | TYNDP2026 | HEV | 2040 | TWh | 303 | Sub_sector | Transport | Others | Transport (others) | Energetic | transport_other_final_demand_hydrogen | Hydrogen | EU | Energy demand | 0 | FEC
EE | TYNDP2026 | HEV | 2040 | TWh | 304 | Sub_sector | Transport | Others | Transport (others) | Energetic | transport_other_final_demand_methane | Methane | EU | Energy demand | 0 | FEC
EE | TYNDP2026 | HEV | 2040 | TWh | 305 | Sub_sector | Transport | Others | Transport (others) | Energetic | transport_other_final_demand_heat | Heat | EU | Energy demand | 0 | FEC
EE | TYNDP2026 | HEV | 2040 | TWh | 306 | Sub_sector | Transport | Others | Transport (others) | Energetic | transport_other_final_demand_biomass | Biomass | EU | Energy demand | 0 | FEC
EE | TYNDP2026 | HEV | 2040 | TWh | 307 | Sub_sector | Transport | Others | Transport (others) | Energetic | transport_other_final_demand_coal | Solids | EU | Energy demand | 0 | FEC
EE | TYNDP2026 | HEV | 2040 | TWh | 308 | Sub_sector | Transport | Others | Transport (others) | Energetic | transport_other_final_demand_oil | Liquids | EU | Energy demand | 0.041872 | FEC
EE | TYNDP2026 | HEV | 2040 | TWh | 309 | Sub_sector | Transport | Others | Transport (others) | Energetic | transport_other_final_demand_other | Others | EU | Energy demand | 0 | FEC
EE | TYNDP2026 | HEV | 2040 | TWh | 310 | Sub_sector | Transport | Others | Transport (others) | Energetic | transport_other_final_demand_ammonia | Ammonia | EU | Energy demand | 0 | FEC
EE | TYNDP2026 | HEV | 2040 | TWh | 312 | Sub_sector | International transport | International aviation | Transport (int. aviation) | Energetic | transport_int_aviation_final_demand_electricity | Electricity | EU | Energy demand | 0 | FEC
EE | TYNDP2026 | HEV | 2040 | TWh | 313 | Sub_sector | International transport | International aviation | Transport (int. aviation) | Energetic | transport_int_aviation_final_demand_hydrogen | Hydrogen | EU | Energy demand | 0 | FEC
EE | TYNDP2026 | HEV | 2040 | TWh | 314 | Sub_sector | International transport | International aviation | Transport (int. aviation) | Energetic | transport_int_aviation_final_demand_methane | Methane | EU | Energy demand | 0 | FEC
EE | TYNDP2026 | HEV | 2040 | TWh | 315 | Sub_sector | International transport | International aviation | Transport (int. aviation) | Energetic | transport_int_aviation_final_demand_heat | Heat | EU | Energy demand | 0 | FEC
EE | TYNDP2026 | HEV | 2040 | TWh | 316 | Sub_sector | International transport | International aviation | Transport (int. aviation) | Energetic | transport_int_aviation_final_demand_biofuels | Biomass | EU | Energy demand | 0 | FEC
EE | TYNDP2026 | HEV | 2040 | TWh | 317 | Sub_sector | International transport | International aviation | Transport (int. aviation) | Energetic | transport_int_aviation_final_demand_coal | Solids | EU | Energy demand | 0 | FEC
EE | TYNDP2026 | HEV | 2040 | TWh | 318 | Sub_sector | International transport | International aviation | Transport (int. aviation) | Energetic | transport_int_aviation_final_demand_oil | Liquids | EU | Energy demand | 0.78282 | FEC
EE | TYNDP2026 | HEV | 2040 | TWh | 319 | Sub_sector | International transport | International aviation | Transport (int. aviation) | Energetic | transport_int_aviation_final_demand_other | Others | EU | Energy demand | 0 | FEC
EE | TYNDP2026 | HEV | 2040 | TWh | 320 | Sub_sector | International transport | International aviation | Transport (int. aviation) | Energetic | transport_int_aviation_final_demand_ammonia | Ammonia | EU | Energy demand | 0 | FEC
EE | TYNDP2026 | HEV | 2040 | TWh | 322 | Sub_sector | International transport | International shipping | Transport (int. shipping) | Energetic | transport_int_shipping_final_demand_electricity | Electricity | EU | Energy demand | 0 | not_included_in_FEC
EE | TYNDP2026 | HEV | 2040 | TWh | 323 | Sub_sector | International transport | International shipping | Transport (int. shipping) | Energetic | transport_int_shipping_final_demand_hydrogen | Hydrogen | EU | Energy demand | 0.46943 | not_included_in_FEC
EE | TYNDP2026 | HEV | 2040 | TWh | 324 | Sub_sector | International transport | International shipping | Transport (int. shipping) | Energetic | transport_int_shipping_final_demand_methane | Methane | EU | Energy demand | 0.86326 | not_included_in_FEC
EE | TYNDP2026 | HEV | 2040 | TWh | 325 | Sub_sector | International transport | International shipping | Transport (int. shipping) | Energetic | transport_int_shipping_final_demand_heat | Heat | EU | Energy demand | 0 | not_included_in_FEC
EE | TYNDP2026 | HEV | 2040 | TWh | 326 | Sub_sector | International transport | International shipping | Transport (int. shipping) | Energetic | transport_int_shipping_final_demand_biofuels | Biomass | EU | Energy demand | 0 | not_included_in_FEC
EE | TYNDP2026 | HEV | 2040 | TWh | 327 | Sub_sector | International transport | International shipping | Transport (int. shipping) | Energetic | transport_int_shipping_final_demand_coal | Solids | EU | Energy demand | 0 | not_included_in_FEC
EE | TYNDP2026 | HEV | 2040 | TWh | 328 | Sub_sector | International transport | International shipping | Transport (int. shipping) | Energetic | transport_int_shipping_final_demand_oil | Liquids | EU | Energy demand | 0.64686 | not_included_in_FEC
EE | TYNDP2026 | HEV | 2040 | TWh | 329 | Sub_sector | International transport | International shipping | Transport (int. shipping) | Energetic | transport_int_shipping_final_demand_other | Others | EU | Energy demand | 0 | not_included_in_FEC
EE | TYNDP2026 | HEV | 2040 | TWh | 330 | Sub_sector | International transport | International shipping | Transport (int. shipping) | Energetic | transport_int_shipping_final_demand_ammonia | Ammonia | EU | Energy demand | 0 | not_included_in_FEC
EE | TYNDP2026 | HEV | 2040 | TWh | 332 | Sub_sector | Households | Space heating | Households (heating) | Energetic | households_heating_final_demand_electricity | Electricity | EU | Energy demand | 0.90986 | FEC
EE | TYNDP2026 | HEV | 2040 | TWh | 333 | Sub_sector | Households | Space heating | Households (heating) | Energetic | households_heating_final_demand_hydrogen | Hydrogen | EU | Energy demand | 0 | FEC
EE | TYNDP2026 | HEV | 2040 | TWh | 334 | Sub_sector | Households | Space heating | Households (heating) | Energetic | households_heating_final_demand_methane | Methane | EU | Energy demand | 0.47446 | FEC
EE | TYNDP2026 | HEV | 2040 | TWh | 335 | Sub_sector | Households | Space heating | Households (heating) | Energetic | households_heating_final_demand_heat | Heat | EU | Energy demand | 2.6457 | FEC
EE | TYNDP2026 | HEV | 2040 | TWh | 336 | Sub_sector | Households | Space heating | Households (heating) | Energetic | households_heating_final_demand_biomass | Biomass | EU | Energy demand | 1.5819 | FEC
EE | TYNDP2026 | HEV | 2040 | TWh | 337 | Sub_sector | Households | Space heating | Households (heating) | Energetic | households_heating_final_demand_coal | Solids | EU | Energy demand | 0 | FEC
EE | TYNDP2026 | HEV | 2040 | TWh | 338 | Sub_sector | Households | Space heating | Households (heating) | Energetic | households_heating_final_demand_oil | Liquids | EU | Energy demand | 0 | FEC
EE | TYNDP2026 | HEV | 2040 | TWh | 339 | Sub_sector | Households | Space heating | Households (heating) | Energetic | households_heating_final_demand_other | Others | EU | Energy demand | 0.082845 | FEC
EE | TYNDP2026 | HEV | 2040 | TWh | 340 | Sub_sector | Households | Space heating | Households (heating) | Energetic | households_heating_final_demand_ammonia | Ammonia | EU | Energy demand | 0 | FEC
EE | TYNDP2026 | HEV | 2040 | TWh | 343 | Sub_sector | Households | Cooling | Households (cooling) | Energetic | households_cooling_final_demand_electricity | Electricity | EU | Energy demand | 0 | FEC
EE | TYNDP2026 | HEV | 2040 | TWh | 344 | Sub_sector | Households | Cooling | Households (cooling) | Energetic | households_cooling_final_demand_hydrogen | Hydrogen | EU | Energy demand | 0 | FEC
EE | TYNDP2026 | HEV | 2040 | TWh | 345 | Sub_sector | Households | Cooling | Households (cooling) | Energetic | households_cooling_final_demand_methane | Methane | EU | Energy demand | 0 | FEC
EE | TYNDP2026 | HEV | 2040 | TWh | 346 | Sub_sector | Households | Cooling | Households (cooling) | Energetic | households_cooling_final_demand_heat | Heat | EU | Energy demand | 0 | FEC
EE | TYNDP2026 | HEV | 2040 | TWh | 347 | Sub_sector | Households | Cooling | Households (cooling) | Energetic | households_cooling_final_demand_biomass | Biomass | EU | Energy demand | 0 | FEC
EE | TYNDP2026 | HEV | 2040 | TWh | 348 | Sub_sector | Households | Cooling | Households (cooling) | Energetic | households_cooling_final_demand_coal | Solids | EU | Energy demand | 0 | FEC
EE | TYNDP2026 | HEV | 2040 | TWh | 349 | Sub_sector | Households | Cooling | Households (cooling) | Energetic | households_cooling_final_demand_oil | Liquids | EU | Energy demand | 0 | FEC
EE | TYNDP2026 | HEV | 2040 | TWh | 350 | Sub_sector | Households | Cooling | Households (cooling) | Energetic | households_cooling_final_demand_other | Others | EU | Energy demand | 0 | FEC
EE | TYNDP2026 | HEV | 2040 | TWh | 351 | Sub_sector | Households | Cooling | Households (cooling) | Energetic | households_cooling_final_demand_ammonia | Ammonia | EU | Energy demand | 0 | FEC
EE | TYNDP2026 | HEV | 2040 | TWh | 354 | Sub_sector | Households | Hot water | Households (hot water) | Energetic | households_hot_water_final_demand_electricity | Electricity | EU | Energy demand | 0.23704 | FEC
EE | TYNDP2026 | HEV | 2040 | TWh | 355 | Sub_sector | Households | Hot water | Households (hot water) | Energetic | households_hot_water_final_demand_hydrogen | Hydrogen | EU | Energy demand | 0 | FEC
EE | TYNDP2026 | HEV | 2040 | TWh | 356 | Sub_sector | Households | Hot water | Households (hot water) | Energetic | households_hot_water_final_demand_methane | Methane | EU | Energy demand | 0.051823 | FEC
EE | TYNDP2026 | HEV | 2040 | TWh | 357 | Sub_sector | Households | Hot water | Households (hot water) | Energetic | households_hot_water_final_demand_heat | Heat | EU | Energy demand | 0.48199 | FEC
EE | TYNDP2026 | HEV | 2040 | TWh | 358 | Sub_sector | Households | Hot water | Households (hot water) | Energetic | households_hot_water_final_demand_biomass | Biomass | EU | Energy demand | 0.15952 | FEC
EE | TYNDP2026 | HEV | 2040 | TWh | 359 | Sub_sector | Households | Hot water | Households (hot water) | Energetic | households_hot_water_final_demand_coal | Solids | EU | Energy demand | 0 | FEC
EE | TYNDP2026 | HEV | 2040 | TWh | 360 | Sub_sector | Households | Hot water | Households (hot water) | Energetic | households_hot_water_final_demand_oil | Liquids | EU | Energy demand | 0 | FEC
EE | TYNDP2026 | HEV | 2040 | TWh | 361 | Sub_sector | Households | Hot water | Households (hot water) | Energetic | households_hot_water_final_demand_other | Others | EU | Energy demand | 0.032854 | FEC
EE | TYNDP2026 | HEV | 2040 | TWh | 362 | Sub_sector | Households | Hot water | Households (hot water) | Energetic | households_hot_water_final_demand_ammonia | Ammonia | EU | Energy demand | 0 | FEC
EE | TYNDP2026 | HEV | 2040 | TWh | 365 | Sub_sector | Households | Appliances | Households (appliances) | Energetic | households_appliances_final_demand_electricity | Electricity | EU | Energy demand | 1.5273 | FEC
EE | TYNDP2026 | HEV | 2040 | TWh | 366 | Sub_sector | Households | Appliances | Households (appliances) | Energetic | households_appliances_final_demand_hydrogen | Hydrogen | EU | Energy demand | 0 | FEC
EE | TYNDP2026 | HEV | 2040 | TWh | 367 | Sub_sector | Households | Appliances | Households (appliances) | Energetic | households_appliances_final_demand_methane | Methane | EU | Energy demand | 0.026533 | FEC
EE | TYNDP2026 | HEV | 2040 | TWh | 368 | Sub_sector | Households | Appliances | Households (appliances) | Energetic | households_appliances_final_demand_heat | Heat | EU | Energy demand | 0 | FEC
EE | TYNDP2026 | HEV | 2040 | TWh | 369 | Sub_sector | Households | Appliances | Households (appliances) | Energetic | households_appliances_final_demand_biomass | Biomass | EU | Energy demand | 0.013747 | FEC
EE | TYNDP2026 | HEV | 2040 | TWh | 370 | Sub_sector | Households | Appliances | Households (appliances) | Energetic | households_appliances_final_demand_coal | Solids | EU | Energy demand | 0 | FEC
EE | TYNDP2026 | HEV | 2040 | TWh | 371 | Sub_sector | Households | Appliances | Households (appliances) | Energetic | households_appliances_final_demand_oil | Liquids | EU | Energy demand | 0 | FEC
EE | TYNDP2026 | HEV | 2040 | TWh | 372 | Sub_sector | Households | Appliances | Households (appliances) | Energetic | households_appliances_final_demand_other | Others | EU | Energy demand | 0 | FEC
EE | TYNDP2026 | HEV | 2040 | TWh | 373 | Sub_sector | Households | Appliances | Households (appliances) | Energetic | households_appliances_final_demand_ammonia | Ammonia | EU | Energy demand | 0 | FEC
EE | TYNDP2026 | HEV | 2040 | TWh | 375 | Sub_sector | Buildings | Space heating | Buildings (heat) | Energetic | buildings_heat_final_demand_electricity | Electricity | EU | Energy demand | 1.0034 | FEC
EE | TYNDP2026 | HEV | 2040 | TWh | 376 | Sub_sector | Buildings | Space heating | Buildings (heat) | Energetic | buildings_heat_final_demand_hydrogen | Hydrogen | EU | Energy demand | 0.038196 | FEC
EE | TYNDP2026 | HEV | 2040 | TWh | 377 | Sub_sector | Buildings | Space heating | Buildings (heat) | Energetic | buildings_heat_final_demand_methane | Methane | EU | Energy demand | 0.44716 | FEC
EE | TYNDP2026 | HEV | 2040 | TWh | 378 | Sub_sector | Buildings | Space heating | Buildings (heat) | Energetic | buildings_heat_final_demand_heat | Heat | EU | Energy demand | 1.3355 | FEC
EE | TYNDP2026 | HEV | 2040 | TWh | 379 | Sub_sector | Buildings | Space heating | Buildings (heat) | Energetic | buildings_heat_final_demand_biomass | Biomass | EU | Energy demand | 0.069249 | FEC
EE | TYNDP2026 | HEV | 2040 | TWh | 380 | Sub_sector | Buildings | Space heating | Buildings (heat) | Energetic | buildings_heat_final_demand_coal | Solids | EU | Energy demand | 0.0072205 | FEC
EE | TYNDP2026 | HEV | 2040 | TWh | 381 | Sub_sector | Buildings | Space heating | Buildings (heat) | Energetic | buildings_heat_final_demand_oil | Liquids | EU | Energy demand | 0.089818 | FEC
EE | TYNDP2026 | HEV | 2040 | TWh | 382 | Sub_sector | Buildings | Space heating | Buildings (heat) | Energetic | buildings_heat_final_demand_other | Others | EU | Energy demand | 0 | FEC
EE | TYNDP2026 | HEV | 2040 | TWh | 383 | Sub_sector | Buildings | Space heating | Buildings (heat) | Energetic | buildings_heat_final_demand_ammonia | Ammonia | EU | Energy demand | 0 | FEC
EE | TYNDP2026 | HEV | 2040 | TWh | 386 | Sub_sector | Buildings | Cooling | Buildings (cooling) | Energetic | buildings_cooling_final_demand_electricity | Electricity | EU | Energy demand | 0.022337 | FEC
EE | TYNDP2026 | HEV | 2040 | TWh | 387 | Sub_sector | Buildings | Cooling | Buildings (cooling) | Energetic | buildings_cooling_final_demand_hydrogen | Hydrogen | EU | Energy demand | 0 | FEC
EE | TYNDP2026 | HEV | 2040 | TWh | 388 | Sub_sector | Buildings | Cooling | Buildings (cooling) | Energetic | buildings_cooling_final_demand_methane | Methane | EU | Energy demand | 0 | FEC
EE | TYNDP2026 | HEV | 2040 | TWh | 389 | Sub_sector | Buildings | Cooling | Buildings (cooling) | Energetic | buildings_cooling_final_demand_heat | Heat | EU | Energy demand | 0 | FEC
EE | TYNDP2026 | HEV | 2040 | TWh | 390 | Sub_sector | Buildings | Cooling | Buildings (cooling) | Energetic | buildings_cooling_final_demand_biomass | Biomass | EU | Energy demand | 0 | FEC
EE | TYNDP2026 | HEV | 2040 | TWh | 391 | Sub_sector | Buildings | Cooling | Buildings (cooling) | Energetic | buildings_cooling_final_demand_coal | Solids | EU | Energy demand | 0 | FEC
EE | TYNDP2026 | HEV | 2040 | TWh | 392 | Sub_sector | Buildings | Cooling | Buildings (cooling) | Energetic | buildings_cooling_final_demand_oil | Liquids | EU | Energy demand | 0 | FEC
EE | TYNDP2026 | HEV | 2040 | TWh | 393 | Sub_sector | Buildings | Cooling | Buildings (cooling) | Energetic | buildings_cooling_final_demand_other | Others | EU | Energy demand | 0 | FEC
EE | TYNDP2026 | HEV | 2040 | TWh | 394 | Sub_sector | Buildings | Cooling | Buildings (cooling) | Energetic | buildings_cooling_final_demand_ammonia | Ammonia | EU | Energy demand | 0 | FEC
EE | TYNDP2026 | HEV | 2040 | TWh | 397 | Sub_sector | Buildings | Appliances | Buildings (appliances) | Energetic | buildings_appliances_final_demand_electricity | Electricity | EU | Energy demand | 1.9227 | FEC
EE | TYNDP2026 | HEV | 2040 | TWh | 398 | Sub_sector | Buildings | Appliances | Buildings (appliances) | Energetic | buildings_appliances_final_demand_hydrogen | Hydrogen | EU | Energy demand | 0 | FEC
EE | TYNDP2026 | HEV | 2040 | TWh | 399 | Sub_sector | Buildings | Appliances | Buildings (appliances) | Energetic | buildings_appliances_final_demand_methane | Methane | EU | Energy demand | 0.24465 | FEC
EE | TYNDP2026 | HEV | 2040 | TWh | 400 | Sub_sector | Buildings | Appliances | Buildings (appliances) | Energetic | buildings_appliances_final_demand_heat | Heat | EU | Energy demand | 0 | FEC
EE | TYNDP2026 | HEV | 2040 | TWh | 401 | Sub_sector | Buildings | Appliances | Buildings (appliances) | Energetic | buildings_appliances_final_demand_biomass | Biomass | EU | Energy demand | 0 | FEC
EE | TYNDP2026 | HEV | 2040 | TWh | 402 | Sub_sector | Buildings | Appliances | Buildings (appliances) | Energetic | buildings_appliances_final_demand_coal | Solids | EU | Energy demand | 0 | FEC
EE | TYNDP2026 | HEV | 2040 | TWh | 403 | Sub_sector | Buildings | Appliances | Buildings (appliances) | Energetic | buildings_appliances_final_demand_oil | Liquids | EU | Energy demand | 0 | FEC
EE | TYNDP2026 | HEV | 2040 | TWh | 404 | Sub_sector | Buildings | Appliances | Buildings (appliances) | Energetic | buildings_appliances_final_demand_other | Others | EU | Energy demand | 0 | FEC
EE | TYNDP2026 | HEV | 2040 | TWh | 405 | Sub_sector | Buildings | Appliances | Buildings (appliances) | Energetic | buildings_appliances_final_demand_ammonia | Ammonia | EU | Energy demand | 0 | FEC
EE | TYNDP2026 | HEV | 2040 | TWh | 407 | Sub_sector | Buildings | Datacenters | Datacenters & ICT | Energetic | datacentres_final_demand_electricity_energetic | Electricity | EU | Energy demand | 0.68332 | FEC
EE | TYNDP2026 | HEV | 2040 | TWh | 408 | Sub_sector | Buildings | Datacenters | Datacenters & ICT | Energetic | datacentres_final_demand_hydrogen_energetic | Hydrogen | EU | Energy demand | 0 | FEC
EE | TYNDP2026 | HEV | 2040 | TWh | 409 | Sub_sector | Buildings | Datacenters | Datacenters & ICT | Energetic | datacentres_final_demand_methane_energetic | Methane | EU | Energy demand | 0 | FEC
EE | TYNDP2026 | HEV | 2040 | TWh | 410 | Sub_sector | Buildings | Datacenters | Datacenters & ICT | Energetic | datacentres_final_demand_heat_energetic | Heat | EU | Energy demand | 0 | FEC
EE | TYNDP2026 | HEV | 2040 | TWh | 411 | Sub_sector | Buildings | Datacenters | Datacenters & ICT | Energetic | datacentres_final_demand_biomass_energetic | Biomass | EU | Energy demand | 0 | FEC
EE | TYNDP2026 | HEV | 2040 | TWh | 412 | Sub_sector | Buildings | Datacenters | Datacenters & ICT | Energetic | datacentres_final_demand_coal_energetic | Solids | EU | Energy demand | 0 | FEC
EE | TYNDP2026 | HEV | 2040 | TWh | 413 | Sub_sector | Buildings | Datacenters | Datacenters & ICT | Energetic | datacentres_final_demand_oil_energetic | Liquids | EU | Energy demand | 0 | FEC
EE | TYNDP2026 | HEV | 2040 | TWh | 414 | Sub_sector | Buildings | Datacenters | Datacenters & ICT | Energetic | datacentres_final_demand_other_energetic | Others | EU | Energy demand | 0 | FEC
EE | TYNDP2026 | HEV | 2040 | TWh | 415 | Sub_sector | Buildings | Datacenters | Datacenters & ICT | Energetic | datacentres_final_demand_ammonia_energetic | Ammonia | EU | Energy demand | 0 | FEC
EE | TYNDP2026 | HEV | 2040 | TWh | 417 | Sub_sector | Transport | Others_Sector | Others_Sector | Energetic | other_final_demand_electricity_energetic | Electricity | EU | Energy demand | 0 | FEC
EE | TYNDP2026 | HEV | 2040 | TWh | 418 | Sub_sector | Transport | Others_Sector | Others_Sector | Energetic | other_final_demand_hydrogen_energetic | Hydrogen | EU | Energy demand | 0 | FEC
EE | TYNDP2026 | HEV | 2040 | TWh | 419 | Sub_sector | Transport | Pipeline Transport | Others_Sector | Energetic | other_final_demand_methane_energetic | Methane | EU | Energy demand | 0 | FEC
EE | TYNDP2026 | HEV | 2040 | TWh | 420 | Sub_sector | Transport | Others_Sector | Others_Sector | Energetic | other_final_demand_heat_energetic | Heat | EU | Energy demand | 0 | FEC
EE | TYNDP2026 | HEV | 2040 | TWh | 421 | Sub_sector | Transport | Others_Sector | Others_Sector | Energetic | other_final_demand_biomass_energetic | Biomass | EU | Energy demand | 0 | FEC
EE | TYNDP2026 | HEV | 2040 | TWh | 422 | Sub_sector | Transport | Others_Sector | Others_Sector | Energetic | other_final_demand_coal_energetic | Solids | EU | Energy demand | 0 | FEC
EE | TYNDP2026 | HEV | 2040 | TWh | 423 | Sub_sector | Transport | Others_Sector | Others_Sector | Energetic | other_final_demand_oil_energetic | Liquids | EU | Energy demand | 0.027 | FEC
EE | TYNDP2026 | HEV | 2040 | TWh | 424 | Sub_sector | Others_Sector | Others_Sector | Others_Sector | Non-energetic | other_final_demand_oil_non_energetic | Liquids | EU | Energy demand | 0.015167 | not_included_in_FEC
EE | TYNDP2026 | HEV | 2040 | TWh | 425 | Sub_sector | Transport | Others_Sector | Others_Sector | Energetic | other_final_demand_other_energetic | Others | EU | Energy demand | 0 | FEC
EE | TYNDP2026 | HEV | 2040 | TWh | 426 | Sub_sector | Transport | Others_Sector | Others_Sector | Energetic | other_final_demand_ammonia_energetic | Ammonia | EU | Energy demand | 0 | FEC
EE | TYNDP2026 | HEV | 2040 | TWh | 427 | Sub_sector | Industry | Surplus_Heat_in_Industry | Surplus_Heat_in_Industry | Energetic | final_demand_of_industry_unused_local_production_steam_hot_water | Heat | EU | Energy demand | 0 | FEC
EE | TYNDP2026 | HEV | 2040 | TWh | 429 | Sub_sector | Agriculture | Total | Agriculture | Energetic | agriculture_final_demand_electricity_energetic | Electricity | EU | Energy demand | 0.15335 | FEC
EE | TYNDP2026 | HEV | 2040 | TWh | 430 | Sub_sector | Agriculture | Total | Agriculture | Energetic | agriculture_final_demand_hydrogen_energetic | Hydrogen | EU | Energy demand | 0 | FEC
EE | TYNDP2026 | HEV | 2040 | TWh | 431 | Sub_sector | Agriculture | Total | Agriculture | Energetic | agriculture_final_demand_methane_energetic | Methane | EU | Energy demand | 0.10324 | FEC
EE | TYNDP2026 | HEV | 2040 | TWh | 432 | Sub_sector | Agriculture | Total | Agriculture | Energetic | agriculture_final_demand_heat_energetic | Heat | EU | Energy demand | 0.019263 | FEC
EE | TYNDP2026 | HEV | 2040 | TWh | 433 | Sub_sector | Agriculture | Total | Agriculture | Energetic | agriculture_final_demand_biomass_energetic | Biomass | EU | Energy demand | 0.1804 | FEC
EE | TYNDP2026 | HEV | 2040 | TWh | 434 | Sub_sector | Agriculture | Total | Agriculture | Energetic | agriculture_final_demand_coal_energetic | Solids | EU | Energy demand | 0 | FEC
EE | TYNDP2026 | HEV | 2040 | TWh | 435 | Sub_sector | Agriculture | Total | Agriculture | Energetic | agriculture_final_demand_oil_energetic | Liquids | EU | Energy demand | 0.74812 | FEC
EE | TYNDP2026 | HEV | 2040 | TWh | 436 | Sub_sector | Agriculture | Total | Agriculture | Energetic | agriculture_final_demand_other_energetic | Others | EU | Energy demand | 0 | FEC
EE | TYNDP2026 | HEV | 2040 | TWh | 437 | Sub_sector | Agriculture | Total | Agriculture | Energetic | agriculture_final_demand_ammonia_energetic | Ammonia | EU | Energy demand | 0 | FEC
EE | TYNDP2026 | HEV | 2040 | TWh | 447 | Sub_sector | Buildings | Surplus Energy | Buildings | Energetic | GAP | Electricity | EU | Energy demand | 0 | FEC
EE | TYNDP2026 | HEV | 2040 | TWh | 448 | Sub_sector | Buildings | Surplus Energy | Buildings | Energetic | GAP | Hydrogen | EU | Energy demand | 0 | FEC
EE | TYNDP2026 | HEV | 2040 | TWh | 449 | Sub_sector | Buildings | Surplus Energy | Buildings | Energetic | GAP | Methane | EU | Energy demand | 0 | FEC
EE | TYNDP2026 | HEV | 2040 | TWh | 450 | Sub_sector | Buildings | Surplus Energy | Buildings | Energetic | GAP | Heat | EU | Energy demand | 0 | FEC
EE | TYNDP2026 | HEV | 2040 | TWh | 451 | Sub_sector | Buildings | Surplus Energy | Buildings | Energetic | GAP | Biomass | EU | Energy demand | 0.00029814 | FEC
EE | TYNDP2026 | HEV | 2040 | TWh | 452 | Sub_sector | Buildings | Surplus Energy | Buildings | Energetic | GAP | Solids | EU | Energy demand | 0 | FEC
EE | TYNDP2026 | HEV | 2040 | TWh | 453 | Sub_sector | Buildings | Surplus Energy | Buildings | Energetic | GAP | Liquids | EU | Energy demand | 0.032931 | FEC
EE | TYNDP2026 | HEV | 2040 | TWh | 454 | Sub_sector | Buildings | Surplus Energy | Buildings | Energetic | GAP | Others | EU | Energy demand | 0 | FEC
EE | TYNDP2026 | HEV | 2040 | TWh | 455 | Sub_sector | Buildings | Surplus Energy | Buildings | Energetic | GAP | Ammonia | EU | Energy demand | 0 | FEC
EE | TYNDP2026 | HEV | 2040 | TWh | 456 | Sub_sector | Households | Surplus Energy | Households | Energetic | GAP | Electricity | EU | Energy demand | 0 | FEC
EE | TYNDP2026 | HEV | 2040 | TWh | 457 | Sub_sector | Households | Surplus Energy | Households | Energetic | GAP | Hydrogen | EU | Energy demand | 0 | FEC
EE | TYNDP2026 | HEV | 2040 | TWh | 458 | Sub_sector | Households | Surplus Energy | Households | Energetic | GAP | Methane | EU | Energy demand | 0 | FEC
EE | TYNDP2026 | HEV | 2040 | TWh | 459 | Sub_sector | Households | Surplus Energy | Households | Energetic | GAP | Heat | EU | Energy demand | 0 | FEC
EE | TYNDP2026 | HEV | 2040 | TWh | 460 | Sub_sector | Households | Surplus Energy | Households | Energetic | GAP | Biomass | EU | Energy demand | 0 | FEC
EE | TYNDP2026 | HEV | 2040 | TWh | 461 | Sub_sector | Households | Surplus Energy | Households | Energetic | GAP | Solids | EU | Energy demand | 0 | FEC
EE | TYNDP2026 | HEV | 2040 | TWh | 462 | Sub_sector | Households | Surplus Energy | Households | Energetic | GAP | Liquids | EU | Energy demand | 0 | FEC
EE | TYNDP2026 | HEV | 2040 | TWh | 463 | Sub_sector | Households | Surplus Energy | Households | Energetic | GAP | Others | EU | Energy demand | 0 | FEC
EE | TYNDP2026 | HEV | 2040 | TWh | 464 | Sub_sector | Households | Surplus Energy | Households | Energetic | GAP | Ammonia | EU | Energy demand | 0 | FEC
EE | TYNDP2026 | LEV | 2035 | TWh | 102 | Sub_sector | Industry | Aluminium | Industry (aluminium) | Energetic | industry_aluminium_demand_electricity_energetic | Electricity | EU | Energy demand | 0 | FEC
EE | TYNDP2026 | LEV | 2035 | TWh | 103 | Sub_sector | Industry | Aluminium | Industry (aluminium) | Energetic | industry_aluminium_demand_hydrogen_energetic | Hydrogen | EU | Energy demand | 0 | FEC
EE | TYNDP2026 | LEV | 2035 | TWh | 104 | Sub_sector | Industry | Aluminium | Industry (aluminium) | Energetic | industry_aluminium_demand_methane_energetic | Methane | EU | Energy demand | 0 | FEC
EE | TYNDP2026 | LEV | 2035 | TWh | 105 | Sub_sector | Industry | Aluminium | Industry (aluminium) | Energetic | industry_aluminium_demand_heat_energetic | Heat | EU | Energy demand | 0 | FEC
EE | TYNDP2026 | LEV | 2035 | TWh | 106 | Sub_sector | Industry | Aluminium | Industry (aluminium) | Energetic | industry_aluminium_demand_biomass_energetic | Biomass | EU | Energy demand | 0 | FEC
EE | TYNDP2026 | LEV | 2035 | TWh | 107 | Sub_sector | Industry | Aluminium | Industry (aluminium) | Energetic | industry_aluminium_demand_coal_energetic | Solids | EU | Energy demand | 0 | FEC
EE | TYNDP2026 | LEV | 2035 | TWh | 108 | Sub_sector | Industry | Aluminium | Industry (aluminium) | Energetic | industry_aluminium_demand_oil_energetic | Liquids | EU | Energy demand | 0 | FEC
EE | TYNDP2026 | LEV | 2035 | TWh | 109 | Sub_sector | Industry | Aluminium | Industry (aluminium) | Energetic | industry_aluminium_demand_others_energetic | Others | EU | Energy demand | 0 | FEC
EE | TYNDP2026 | LEV | 2035 | TWh | 110 | Sub_sector | Industry | Aluminium | Industry (aluminium) | Energetic | industry_ammonia_demand_others_energetic | Ammonia | EU | Energy demand | 0 | FEC
EE | TYNDP2026 | LEV | 2035 | TWh | 112 | Sub_sector | Industry | Chemicals | Industry (chemicals, energetic) | Energetic | industry_chemical_demand_electricity_energetic | Electricity | EU | Energy demand | 0.21856 | FEC
EE | TYNDP2026 | LEV | 2035 | TWh | 113 | Sub_sector | Industry | Chemicals | Industry (chemicals, energetic) | Energetic | industry_chemical_demand_hydrogen_energetic | Hydrogen | EU | Energy demand | 0.019623 | FEC
EE | TYNDP2026 | LEV | 2035 | TWh | 114 | Sub_sector | Industry | Chemicals | Industry (chemicals, energetic) | Energetic | industry_chemical_demand_methane_energetic | Methane | EU | Energy demand | 0.07362 | FEC
EE | TYNDP2026 | LEV | 2035 | TWh | 115 | Sub_sector | Industry | Chemicals | Industry (chemicals, energetic) | Energetic | industry_chemical_demand_heat_energetic | Heat | EU | Energy demand | 0.026227 | FEC
EE | TYNDP2026 | LEV | 2035 | TWh | 116 | Sub_sector | Industry | Chemicals | Industry (chemicals, energetic) | Energetic | industry_chemical_demand_biomass_energetic | Biomass | EU | Energy demand | 0.039341 | FEC
EE | TYNDP2026 | LEV | 2035 | TWh | 117 | Sub_sector | Industry | Chemicals | Industry (chemicals, energetic) | Energetic | industry_chemical_demand_coal_energetic | Solids | EU | Energy demand | 0.0014622 | FEC
EE | TYNDP2026 | LEV | 2035 | TWh | 118 | Sub_sector | Industry | Chemicals | Industry (chemicals, energetic) | Energetic | industry_chemical_demand_oil_energetic | Liquids | EU | Energy demand | 0.0014094 | FEC
EE | TYNDP2026 | LEV | 2035 | TWh | 119 | Sub_sector | Industry | Chemicals | Industry (chemicals, energetic) | Energetic | industry_chemical_demand_others_energetic | Others | EU | Energy demand | 0 | FEC
EE | TYNDP2026 | LEV | 2035 | TWh | 120 | Sub_sector | Industry | Chemicals | Industry (chemicals, energetic) | Energetic | industry_chemical_demand_ammonia_energetic | Ammonia | EU | Energy demand | 0 | FEC
EE | TYNDP2026 | LEV | 2035 | TWh | 122 | Sub_sector | Industry | Chemicals | Industry (chemicals, non-energetic) | Non-energetic | industry_chemical_demand_electricity_non_energetic | Electricity | EU | Energy demand | 0 | not_included_in_FEC
EE | TYNDP2026 | LEV | 2035 | TWh | 123 | Sub_sector | Industry | Chemicals | Industry (chemicals, non-energetic) | Non-energetic | industry_chemical_demand_hydrogen_non_energetic | Hydrogen | EU | Energy demand | 0 | not_included_in_FEC
EE | TYNDP2026 | LEV | 2035 | TWh | 124 | Sub_sector | Industry | Chemicals | Industry (chemicals, non-energetic) | Non-energetic | industry_chemical_demand_methane_non_energetic | Methane | EU | Energy demand | 0 | not_included_in_FEC
EE | TYNDP2026 | LEV | 2035 | TWh | 125 | Sub_sector | Industry | Chemicals | Industry (chemicals, non-energetic) | Non-energetic | industry_chemical_demand_heat_non_energetic | Heat | EU | Energy demand | 0 | not_included_in_FEC
EE | TYNDP2026 | LEV | 2035 | TWh | 126 | Sub_sector | Industry | Chemicals | Industry (chemicals, non-energetic) | Non-energetic | industry_chemical_demand_biomass_non_energetic | Biomass | EU | Energy demand | 0 | not_included_in_FEC
EE | TYNDP2026 | LEV | 2035 | TWh | 127 | Sub_sector | Industry | Chemicals | Industry (chemicals, non-energetic) | Non-energetic | industry_chemical_demand_coal_non_energetic | Solids | EU | Energy demand | 0 | not_included_in_FEC
EE | TYNDP2026 | LEV | 2035 | TWh | 128 | Sub_sector | Industry | Chemicals | Industry (chemicals, non-energetic) | Non-energetic | industry_chemical_demand_oil_non_energetic | Liquids | EU | Energy demand | 0 | not_included_in_FEC
EE | TYNDP2026 | LEV | 2035 | TWh | 129 | Sub_sector | Industry | Chemicals | Industry (chemicals, non-energetic) | Non-energetic | industry_chemical_demand_others_non_energetic | Others | EU | Energy demand | 0 | not_included_in_FEC
EE | TYNDP2026 | LEV | 2035 | TWh | 130 | Sub_sector | Industry | Chemicals | Industry (chemicals, non-energetic) | Non-energetic | industry_chemical_demand_ammonia_non_energetic | Ammonia | EU | Energy demand | 0 | not_included_in_FEC
EE | TYNDP2026 | LEV | 2035 | TWh | 132 | Sub_sector | Industry | Fertilizers | Industry (fertilizers, energetic) | Energetic | industry_fertilizers_demand_electricity_energetic | Electricity | EU | Energy demand | 0 | FEC
EE | TYNDP2026 | LEV | 2035 | TWh | 133 | Sub_sector | Industry | Fertilizers | Industry (fertilizers, energetic) | Energetic | industry_fertilizers_demand_hydrogen_energetic | Hydrogen | EU | Energy demand | 0 | FEC
EE | TYNDP2026 | LEV | 2035 | TWh | 134 | Sub_sector | Industry | Fertilizers | Industry (fertilizers, energetic) | Energetic | industry_fertilizers_demand_methane_energetic | Methane | EU | Energy demand | 0 | FEC
EE | TYNDP2026 | LEV | 2035 | TWh | 135 | Sub_sector | Industry | Fertilizers | Industry (fertilizers, energetic) | Energetic | industry_fertilizers_demand_heat_energetic | Heat | EU | Energy demand | 0 | FEC
EE | TYNDP2026 | LEV | 2035 | TWh | 136 | Sub_sector | Industry | Fertilizers | Industry (fertilizers, energetic) | Energetic | industry_fertilizers_demand_biomass_energetic | Biomass | EU | Energy demand | 0 | FEC
EE | TYNDP2026 | LEV | 2035 | TWh | 137 | Sub_sector | Industry | Fertilizers | Industry (fertilizers, energetic) | Energetic | industry_fertilizers_demand_coal_energetic | Solids | EU | Energy demand | 0 | FEC
EE | TYNDP2026 | LEV | 2035 | TWh | 138 | Sub_sector | Industry | Fertilizers | Industry (fertilizers, energetic) | Energetic | industry_fertilizers_demand_oil_energetic | Liquids | EU | Energy demand | 0 | FEC
EE | TYNDP2026 | LEV | 2035 | TWh | 139 | Sub_sector | Industry | Fertilizers | Industry (fertilizers, energetic) | Energetic | industry_fertilizers_demand_others_energetic | Others | EU | Energy demand | 0 | FEC
EE | TYNDP2026 | LEV | 2035 | TWh | 140 | Sub_sector | Industry | Fertilizers | Industry (fertilizers, energetic) | Energetic | industry_fertilizers_demand_ammonia_energetic | Ammonia | EU | Energy demand | 0 | FEC
EE | TYNDP2026 | LEV | 2035 | TWh | 142 | Sub_sector | Industry | Fertilizers | Industry (fertilizers, non-energetic) | Non-energetic | industry_fertilizers_demand_electricity_non_energetic | Electricity | EU | Energy demand | 0 | not_included_in_FEC
EE | TYNDP2026 | LEV | 2035 | TWh | 143 | Sub_sector | Industry | Fertilizers | Industry (fertilizers, non-energetic) | Non-energetic | industry_fertilizers_demand_hydrogen_non_energetic | Hydrogen | EU | Energy demand | 0 | not_included_in_FEC
EE | TYNDP2026 | LEV | 2035 | TWh | 144 | Sub_sector | Industry | Fertilizers | Industry (fertilizers, non-energetic) | Non-energetic | industry_fertilizers_demand_methane_non_energetic | Methane | EU | Energy demand | 0 | not_included_in_FEC
EE | TYNDP2026 | LEV | 2035 | TWh | 145 | Sub_sector | Industry | Fertilizers | Industry (fertilizers, non-energetic) | Non-energetic | industry_fertilizers_demand_heat_non_energetic | Heat | EU | Energy demand | 0 | not_included_in_FEC
EE | TYNDP2026 | LEV | 2035 | TWh | 146 | Sub_sector | Industry | Fertilizers | Industry (fertilizers, non-energetic) | Non-energetic | industry_fertilizers_demand_biomass_non_energetic | Biomass | EU | Energy demand | 0 | not_included_in_FEC
EE | TYNDP2026 | LEV | 2035 | TWh | 147 | Sub_sector | Industry | Fertilizers | Industry (fertilizers, non-energetic) | Non-energetic | industry_fertilizers_demand_coal_non_energetic | Solids | EU | Energy demand | 0 | not_included_in_FEC
EE | TYNDP2026 | LEV | 2035 | TWh | 148 | Sub_sector | Industry | Fertilizers | Industry (fertilizers, non-energetic) | Non-energetic | industry_fertilizers_demand_oil_non_energetic | Liquids | EU | Energy demand | 0 | not_included_in_FEC
EE | TYNDP2026 | LEV | 2035 | TWh | 149 | Sub_sector | Industry | Fertilizers | Industry (fertilizers, non-energetic) | Non-energetic | industry_fertilizers_demand_others_non_energetic | Others | EU | Energy demand | 0 | not_included_in_FEC
EE | TYNDP2026 | LEV | 2035 | TWh | 150 | Sub_sector | Industry | Fertilizers | Industry (fertilizers, non-energetic) | Non-energetic | industry_fertilizers_demand_ammonia_non_energetic | Ammonia | EU | Energy demand | 0 | not_included_in_FEC
EE | TYNDP2026 | LEV | 2035 | TWh | 152 | Sub_sector | Industry | Food | Industry (food) | Energetic | industry_food_demand_electricity_energetic | Electricity | EU | Energy demand | 0.3378 | FEC
EE | TYNDP2026 | LEV | 2035 | TWh | 153 | Sub_sector | Industry | Food | Industry (food) | Energetic | industry_food_demand_hydrogen_energetic | Hydrogen | EU | Energy demand | 0 | FEC
EE | TYNDP2026 | LEV | 2035 | TWh | 154 | Sub_sector | Industry | Food | Industry (food) | Energetic | industry_food_demand_methane_energetic | Methane | EU | Energy demand | 0.15958 | FEC
EE | TYNDP2026 | LEV | 2035 | TWh | 155 | Sub_sector | Industry | Food | Industry (food) | Energetic | industry_food_demand_heat_energetic | Heat | EU | Energy demand | 0 | FEC
EE | TYNDP2026 | LEV | 2035 | TWh | 156 | Sub_sector | Industry | Food | Industry (food) | Energetic | industry_food_demand_biomass_energetic | Biomass | EU | Energy demand | 0 | FEC
EE | TYNDP2026 | LEV | 2035 | TWh | 157 | Sub_sector | Industry | Food | Industry (food) | Energetic | industry_food_demand_coal_energetic | Solids | EU | Energy demand | 0 | FEC
EE | TYNDP2026 | LEV | 2035 | TWh | 158 | Sub_sector | Industry | Food | Industry (food) | Energetic | industry_food_demand_oil_energetic | Liquids | EU | Energy demand | 0.0086554 | FEC
EE | TYNDP2026 | LEV | 2035 | TWh | 159 | Sub_sector | Industry | Food | Industry (food) | Energetic | industry_food_demand_others_energetic | Others | EU | Energy demand | 0 | FEC
EE | TYNDP2026 | LEV | 2035 | TWh | 160 | Sub_sector | Industry | Food | Industry (food) | Energetic | industry_food_demand_ammonia_energetic | Ammonia | EU | Energy demand | 0 | FEC
EE | TYNDP2026 | LEV | 2035 | TWh | 162 | Sub_sector | Industry | Metals | Industry (metal) | Energetic | industry_metal_demand_electricity_energetic | Electricity | EU | Energy demand | 0.0026613 | FEC
EE | TYNDP2026 | LEV | 2035 | TWh | 163 | Sub_sector | Industry | Metals | Industry (metal) | Energetic | industry_metal_demand_hydrogen_energetic | Hydrogen | EU | Energy demand | 0 | FEC
EE | TYNDP2026 | LEV | 2035 | TWh | 164 | Sub_sector | Industry | Metals | Industry (metal) | Energetic | industry_metal_demand_methane_energetic | Methane | EU | Energy demand | 0.0049529 | FEC
EE | TYNDP2026 | LEV | 2035 | TWh | 165 | Sub_sector | Industry | Metals | Industry (metal) | Energetic | industry_metal_demand_heat_energetic | Heat | EU | Energy demand | 0 | FEC
EE | TYNDP2026 | LEV | 2035 | TWh | 166 | Sub_sector | Industry | Metals | Industry (metal) | Energetic | industry_metal_demand_biomass_energetic | Biomass | EU | Energy demand | 0 | FEC
EE | TYNDP2026 | LEV | 2035 | TWh | 167 | Sub_sector | Industry | Metals | Industry (metal) | Energetic | industry_metal_demand_coal_energetic | Solids | EU | Energy demand | 0 | FEC
EE | TYNDP2026 | LEV | 2035 | TWh | 168 | Sub_sector | Industry | Metals | Industry (metal) | Energetic | industry_metal_demand_oil_energetic | Liquids | EU | Energy demand | 0 | FEC
EE | TYNDP2026 | LEV | 2035 | TWh | 169 | Sub_sector | Industry | Metals | Industry (metal) | Energetic | industry_metal_demand_others_energetic | Others | EU | Energy demand | 0 | FEC
EE | TYNDP2026 | LEV | 2035 | TWh | 170 | Sub_sector | Industry | Metals | Industry (metal) | Energetic | industry_metal_demand_ammonia_energetic | Ammonia | EU | Energy demand | 0 | FEC
EE | TYNDP2026 | LEV | 2035 | TWh | 172 | Sub_sector | Industry | Others | Industry (other, energetic) | Energetic | industry_other_demand_electricity_energetic | Electricity | EU | Energy demand | 0.56914 | FEC
EE | TYNDP2026 | LEV | 2035 | TWh | 173 | Sub_sector | Industry | Others | Industry (other, energetic) | Energetic | industry_other_demand_hydrogen_energetic | Hydrogen | EU | Energy demand | 0.33046 | FEC
EE | TYNDP2026 | LEV | 2035 | TWh | 174 | Sub_sector | Industry | Others | Industry (other, energetic) | Energetic | industry_other_demand_methane_energetic | Methane | EU | Energy demand | 0.38751 | FEC
EE | TYNDP2026 | LEV | 2035 | TWh | 175 | Sub_sector | Industry | Others | Industry (other, energetic) | Energetic | industry_other_demand_heat_energetic | Heat | EU | Energy demand | 0 | FEC
EE | TYNDP2026 | LEV | 2035 | TWh | 176 | Sub_sector | Industry | Others | Industry (other, energetic) | Energetic | industry_other_demand_biomass_energetic | Biomass | EU | Energy demand | 0.87781 | FEC
EE | TYNDP2026 | LEV | 2035 | TWh | 177 | Sub_sector | Industry | Others | Industry (other, energetic) | Energetic | industry_other_demand_coal_energetic | Solids | EU | Energy demand | 0.20236 | FEC
EE | TYNDP2026 | LEV | 2035 | TWh | 178 | Sub_sector | Industry | Others | Industry (other, energetic) | Energetic | industry_other_demand_oil_energetic | Liquids | EU | Energy demand | 0.65965 | FEC
EE | TYNDP2026 | LEV | 2035 | TWh | 179 | Sub_sector | Industry | Others | Industry (other, energetic) | Energetic | industry_other_demand_others_energetic | Others | EU | Energy demand | 0 | FEC
EE | TYNDP2026 | LEV | 2035 | TWh | 180 | Sub_sector | Industry | Others | Industry (other, energetic) | Energetic | industry_other_demand_ammonia_energetic | Ammonia | EU | Energy demand | 0 | FEC
EE | TYNDP2026 | LEV | 2035 | TWh | 182 | Sub_sector | Industry | Others | Industry (other, non-energetic) | Non-energetic | industry_other_demand_electricity_non_energetic | Electricity | EU | Energy demand | 0 | not_included_in_FEC
EE | TYNDP2026 | LEV | 2035 | TWh | 183 | Sub_sector | Industry | Others | Industry (other, non-energetic) | Non-energetic | industry_other_demand_hydrogen_non_energetic | Hydrogen | EU | Energy demand | 0 | not_included_in_FEC
EE | TYNDP2026 | LEV | 2035 | TWh | 184 | Sub_sector | Industry | Others | Industry (other, non-energetic) | Non-energetic | industry_other_demand_methane_non_energetic | Methane | EU | Energy demand | 0 | not_included_in_FEC
EE | TYNDP2026 | LEV | 2035 | TWh | 185 | Sub_sector | Industry | Others | Industry (other, non-energetic) | Non-energetic | industry_other_demand_heat_non_energetic | Heat | EU | Energy demand | 0 | not_included_in_FEC
EE | TYNDP2026 | LEV | 2035 | TWh | 186 | Sub_sector | Industry | Others | Industry (other, non-energetic) | Non-energetic | industry_other_demand_biomass_non_energetic | Biomass | EU | Energy demand | 0 | not_included_in_FEC
EE | TYNDP2026 | LEV | 2035 | TWh | 187 | Sub_sector | Industry | Others | Industry (other, non-energetic) | Non-energetic | industry_other_demand_coal_non_energetic | Solids | EU | Energy demand | 0 | not_included_in_FEC
EE | TYNDP2026 | LEV | 2035 | TWh | 188 | Sub_sector | Industry | Others | Industry (other, non-energetic) | Non-energetic | industry_other_demand_oil_non_energetic | Liquids | EU | Energy demand | 0.51164 | not_included_in_FEC
EE | TYNDP2026 | LEV | 2035 | TWh | 189 | Sub_sector | Industry | Others | Industry (other, non-energetic) | Non-energetic | industry_other_demand_others_non_energetic | Others | EU | Energy demand | 0 | not_included_in_FEC
EE | TYNDP2026 | LEV | 2035 | TWh | 190 | Sub_sector | Industry | Others | Industry (other, non-energetic) | Non-energetic | industry_other_demand_ammonia_non_energetic | Ammonia | EU | Energy demand | 0 | not_included_in_FEC
EE | TYNDP2026 | LEV | 2035 | TWh | 192 | Sub_sector | Industry | Paper | Industry (paper) | Energetic | industry_paper_demand_electricity_energetic | Electricity | EU | Energy demand | 0.32956 | FEC
EE | TYNDP2026 | LEV | 2035 | TWh | 193 | Sub_sector | Industry | Paper | Industry (paper) | Energetic | industry_paper_demand_hydrogen_energetic | Hydrogen | EU | Energy demand | 0.029392 | FEC
EE | TYNDP2026 | LEV | 2035 | TWh | 194 | Sub_sector | Industry | Paper | Industry (paper) | Energetic | industry_paper_demand_methane_energetic | Methane | EU | Energy demand | 0.068209 | FEC
EE | TYNDP2026 | LEV | 2035 | TWh | 195 | Sub_sector | Industry | Paper | Industry (paper) | Energetic | industry_paper_demand_heat_energetic | Heat | EU | Energy demand | 0 | FEC
EE | TYNDP2026 | LEV | 2035 | TWh | 196 | Sub_sector | Industry | Paper | Industry (paper) | Energetic | industry_paper_demand_biomass_energetic | Biomass | EU | Energy demand | 0.056244 | FEC
EE | TYNDP2026 | LEV | 2035 | TWh | 197 | Sub_sector | Industry | Paper | Industry (paper) | Energetic | industry_paper_demand_coal_energetic | Solids | EU | Energy demand | 0.0088029 | FEC
EE | TYNDP2026 | LEV | 2035 | TWh | 198 | Sub_sector | Industry | Paper | Industry (paper) | Energetic | industry_paper_demand_oil_energetic | Liquids | EU | Energy demand | 0 | FEC
EE | TYNDP2026 | LEV | 2035 | TWh | 199 | Sub_sector | Industry | Paper | Industry (paper) | Energetic | industry_paper_demand_others_energetic | Others | EU | Energy demand | 0 | FEC
EE | TYNDP2026 | LEV | 2035 | TWh | 200 | Sub_sector | Industry | Paper | Industry (paper) | Energetic | industry_paper_demand_ammonia_energetic | Ammonia | EU | Energy demand | 0 | FEC
EE | TYNDP2026 | LEV | 2035 | TWh | 202 | Sub_sector | Industry | Refineries | Industry (refineries, energetic) | Energetic | industry_refinery_demand_electricity_energetic | Electricity | EU | Energy demand | 0 | not_included_in_FEC
EE | TYNDP2026 | LEV | 2035 | TWh | 203 | Sub_sector | Industry | Refineries | Industry (refineries, energetic) | Energetic | industry_refinery_demand_hydrogen_energetic | Hydrogen | EU | Energy demand | 0 | not_included_in_FEC
EE | TYNDP2026 | LEV | 2035 | TWh | 204 | Sub_sector | Industry | Refineries | Industry (refineries, energetic) | Energetic | industry_refinery_demand_methane_energetic | Methane | EU | Energy demand | 0 | not_included_in_FEC
EE | TYNDP2026 | LEV | 2035 | TWh | 205 | Sub_sector | Industry | Refineries | Industry (refineries, energetic) | Energetic | industry_refinery_demand_heat_energetic | Heat | EU | Energy demand | 0 | not_included_in_FEC
EE | TYNDP2026 | LEV | 2035 | TWh | 206 | Sub_sector | Industry | Refineries | Industry (refineries, energetic) | Energetic | industry_refinery_demand_biomass_energetic | Biomass | EU | Energy demand | 0 | not_included_in_FEC
EE | TYNDP2026 | LEV | 2035 | TWh | 207 | Sub_sector | Industry | Refineries | Industry (refineries, energetic) | Energetic | industry_refinery_demand_coal_energetic | Solids | EU | Energy demand | 0 | not_included_in_FEC
EE | TYNDP2026 | LEV | 2035 | TWh | 208 | Sub_sector | Industry | Refineries | Industry (refineries, energetic) | Energetic | industry_refinery_demand_oil_energetic | Liquids | EU | Energy demand | 0 | not_included_in_FEC
EE | TYNDP2026 | LEV | 2035 | TWh | 209 | Sub_sector | Industry | Refineries | Industry (refineries, energetic) | Energetic | industry_refinery_demand_others_energetic | Others | EU | Energy demand | 0 | not_included_in_FEC
EE | TYNDP2026 | LEV | 2035 | TWh | 210 | Sub_sector | Industry | Refineries | Industry (refineries, energetic) | Energetic | industry_refinery_demand_ammonia_energetic | Ammonia | EU | Energy demand | 0 | not_included_in_FEC
EE | TYNDP2026 | LEV | 2035 | TWh | 212 | Sub_sector | Industry | Refineries | Industry (refineries, non-energetic) | Non-energetic | industry_refinery_demand_electricity_non_energetic | Electricity | EU | Energy demand | 0 | not_included_in_FEC
EE | TYNDP2026 | LEV | 2035 | TWh | 213 | Sub_sector | Industry | Refineries | Industry (refineries, non-energetic) | Non-energetic | industry_refinery_demand_hydrogen_non_energetic | Hydrogen | EU | Energy demand | 0 | not_included_in_FEC
EE | TYNDP2026 | LEV | 2035 | TWh | 214 | Sub_sector | Industry | Refineries | Industry (refineries, non-energetic) | Non-energetic | industry_refinery_demand_methane_non_energetic | Methane | EU | Energy demand | 0 | not_included_in_FEC
EE | TYNDP2026 | LEV | 2035 | TWh | 215 | Sub_sector | Industry | Refineries | Industry (refineries, non-energetic) | Non-energetic | industry_refinery_demand_heat_non_energetic | Heat | EU | Energy demand | 0 | not_included_in_FEC
EE | TYNDP2026 | LEV | 2035 | TWh | 216 | Sub_sector | Industry | Refineries | Industry (refineries, non-energetic) | Non-energetic | industry_refinery_demand_biomass_non_energetic | Biomass | EU | Energy demand | 0 | not_included_in_FEC
EE | TYNDP2026 | LEV | 2035 | TWh | 217 | Sub_sector | Industry | Refineries | Industry (refineries, non-energetic) | Non-energetic | industry_refinery_demand_coal_non_energetic | Solids | EU | Energy demand | 0 | not_included_in_FEC
EE | TYNDP2026 | LEV | 2035 | TWh | 218 | Sub_sector | Industry | Refineries | Industry (refineries, non-energetic) | Non-energetic | industry_refinery_demand_oil_non_energetic | Liquids | EU | Energy demand | 0 | not_included_in_FEC
EE | TYNDP2026 | LEV | 2035 | TWh | 219 | Sub_sector | Industry | Refineries | Industry (refineries, non-energetic) | Non-energetic | industry_refinery_demand_others_non_energetic | Others | EU | Energy demand | 0 | not_included_in_FEC
EE | TYNDP2026 | LEV | 2035 | TWh | 220 | Sub_sector | Industry | Refineries | Industry (refineries, non-energetic) | Non-energetic | industry_refinery_demand_ammonia_non_energetic | Ammonia | EU | Energy demand | 0 | not_included_in_FEC
EE | TYNDP2026 | LEV | 2035 | TWh | 222 | Sub_sector | Industry | Steel | Industry (steel) | Energetic | industry_steel_demand_electricity_energetic | Electricity | EU | Energy demand | 0 | FEC
EE | TYNDP2026 | LEV | 2035 | TWh | 223 | Sub_sector | Industry | Steel | Industry (steel) | Energetic | industry_steel_demand_hydrogen_energetic | Hydrogen | EU | Energy demand | 0 | FEC
EE | TYNDP2026 | LEV | 2035 | TWh | 224 | Sub_sector | Industry | Steel | Industry (steel) | Energetic | industry_steel_demand_methane_energetic | Methane | EU | Energy demand | 0 | FEC
EE | TYNDP2026 | LEV | 2035 | TWh | 225 | Sub_sector | Industry | Steel | Industry (steel) | Energetic | industry_steel_demand_heat_energetic | Heat | EU | Energy demand | 0 | FEC
EE | TYNDP2026 | LEV | 2035 | TWh | 226 | Sub_sector | Industry | Steel | Industry (steel) | Energetic | industry_steel_demand_biomass_energetic | Biomass | EU | Energy demand | 0 | FEC
EE | TYNDP2026 | LEV | 2035 | TWh | 227 | Sub_sector | Industry | Steel | Industry (steel) | Energetic | industry_steel_demand_coal_energetic | Solids | EU | Energy demand | 0 | FEC
EE | TYNDP2026 | LEV | 2035 | TWh | 228 | Sub_sector | Industry | Steel | Industry (steel) | Energetic | industry_steel_demand_oil_energetic | Liquids | EU | Energy demand | 0 | FEC
EE | TYNDP2026 | LEV | 2035 | TWh | 229 | Sub_sector | Industry | Steel | Industry (steel) | Energetic | industry_steel_demand_others_energetic | Others | EU | Energy demand | 0 | FEC
EE | TYNDP2026 | LEV | 2035 | TWh | 230 | Sub_sector | Industry | Steel | Industry (steel) | Energetic | industry_steel_demand_ammonia_energetic | Ammonia | EU | Energy demand | 0 | FEC
EE | TYNDP2026 | LEV | 2035 | TWh | 232 | Sub_sector | Transport | Cars | Transport (cars) | Energetic | transport_cars_final_demand_electricity | Electricity | EU | Energy demand | 0.43085 | FEC
EE | TYNDP2026 | LEV | 2035 | TWh | 233 | Sub_sector | Transport | Cars | Transport (cars) | Energetic | transport_cars_final_demand_hydrogen | Hydrogen | EU | Energy demand | 0.067078 | FEC
EE | TYNDP2026 | LEV | 2035 | TWh | 234 | Sub_sector | Transport | Cars | Transport (cars) | Energetic | transport_cars_final_demand_methane | Methane | EU | Energy demand | 0.26825 | FEC
EE | TYNDP2026 | LEV | 2035 | TWh | 235 | Sub_sector | Transport | Cars | Transport (cars) | Energetic | transport_cars_final_demand_heat | Heat | EU | Energy demand | 0 | FEC
EE | TYNDP2026 | LEV | 2035 | TWh | 236 | Sub_sector | Transport | Cars | Transport (cars) | Energetic | transport_cars_final_demand_biomass | Biomass | EU | Energy demand | 0 | FEC
EE | TYNDP2026 | LEV | 2035 | TWh | 237 | Sub_sector | Transport | Cars | Transport (cars) | Energetic | transport_cars_final_demand_coal | Solids | EU | Energy demand | 0 | FEC
EE | TYNDP2026 | LEV | 2035 | TWh | 238 | Sub_sector | Transport | Cars | Transport (cars) | Energetic | transport_cars_final_demand_oil | Liquids | EU | Energy demand | 5.2506 | FEC
EE | TYNDP2026 | LEV | 2035 | TWh | 239 | Sub_sector | Transport | Cars | Transport (cars) | Energetic | transport_cars_final_demand_other | Others | EU | Energy demand | 0 | FEC
EE | TYNDP2026 | LEV | 2035 | TWh | 240 | Sub_sector | Transport | Cars | Transport (cars) | Energetic | transport_cars_final_demand_ammonia | Ammonia | EU | Energy demand | 0 | FEC
EE | TYNDP2026 | LEV | 2035 | TWh | 242 | Sub_sector | Transport | Busses | Transport (busses) | Energetic | transport_busses_final_demand_electricity | Electricity | EU | Energy demand | 0.06538 | FEC
EE | TYNDP2026 | LEV | 2035 | TWh | 243 | Sub_sector | Transport | Busses | Transport (busses) | Energetic | transport_busses_final_demand_hydrogen | Hydrogen | EU | Energy demand | 0.059932 | FEC
EE | TYNDP2026 | LEV | 2035 | TWh | 244 | Sub_sector | Transport | Busses | Transport (busses) | Energetic | transport_busses_final_demand_methane | Methane | EU | Energy demand | 0.084579 | FEC
EE | TYNDP2026 | LEV | 2035 | TWh | 245 | Sub_sector | Transport | Busses | Transport (busses) | Energetic | transport_busses_final_demand_heat | Heat | EU | Energy demand | 0 | FEC
EE | TYNDP2026 | LEV | 2035 | TWh | 246 | Sub_sector | Transport | Busses | Transport (busses) | Energetic | transport_busses_final_demand_biomass | Biomass | EU | Energy demand | 0 | FEC
EE | TYNDP2026 | LEV | 2035 | TWh | 247 | Sub_sector | Transport | Busses | Transport (busses) | Energetic | transport_busses_final_demand_coal | Solids | EU | Energy demand | 0 | FEC
EE | TYNDP2026 | LEV | 2035 | TWh | 248 | Sub_sector | Transport | Busses | Transport (busses) | Energetic | transport_busses_final_demand_oil | Liquids | EU | Energy demand | 0.44618 | FEC
EE | TYNDP2026 | LEV | 2035 | TWh | 249 | Sub_sector | Transport | Busses | Transport (busses) | Energetic | transport_busses_final_demand_other | Others | EU | Energy demand | 0 | FEC
EE | TYNDP2026 | LEV | 2035 | TWh | 250 | Sub_sector | Transport | Busses | Transport (busses) | Energetic | transport_busses_final_demand_ammonia | Ammonia | EU | Energy demand | 0 | FEC
EE | TYNDP2026 | LEV | 2035 | TWh | 252 | Sub_sector | Transport | Trucks | Transport (trucks) | Energetic | transport_trucks_final_demand_electricity | Electricity | EU | Energy demand | 0.036515 | FEC
EE | TYNDP2026 | LEV | 2035 | TWh | 253 | Sub_sector | Transport | Trucks | Transport (trucks) | Energetic | transport_trucks_final_demand_hydrogen | Hydrogen | EU | Energy demand | 0.05418 | FEC
EE | TYNDP2026 | LEV | 2035 | TWh | 254 | Sub_sector | Transport | Trucks | Transport (trucks) | Energetic | transport_trucks_final_demand_methane | Methane | EU | Energy demand | 0.10028 | FEC
EE | TYNDP2026 | LEV | 2035 | TWh | 255 | Sub_sector | Transport | Trucks | Transport (trucks) | Energetic | transport_trucks_final_demand_heat | Heat | EU | Energy demand | 0 | FEC
EE | TYNDP2026 | LEV | 2035 | TWh | 256 | Sub_sector | Transport | Trucks | Transport (trucks) | Energetic | transport_trucks_final_demand_biomass | Biomass | EU | Energy demand | 0 | FEC
EE | TYNDP2026 | LEV | 2035 | TWh | 257 | Sub_sector | Transport | Trucks | Transport (trucks) | Energetic | transport_trucks_final_demand_coal | Solids | EU | Energy demand | 0 | FEC
EE | TYNDP2026 | LEV | 2035 | TWh | 258 | Sub_sector | Transport | Trucks | Transport (trucks) | Energetic | transport_trucks_final_demand_oil | Liquids | EU | Energy demand | 0.62502 | FEC
EE | TYNDP2026 | LEV | 2035 | TWh | 259 | Sub_sector | Transport | Trucks | Transport (trucks) | Energetic | transport_trucks_final_demand_other | Others | EU | Energy demand | 0 | FEC
EE | TYNDP2026 | LEV | 2035 | TWh | 260 | Sub_sector | Transport | Trucks | Transport (trucks) | Energetic | transport_trucks_final_demand_ammonia | Ammonia | EU | Energy demand | 0 | FEC
EE | TYNDP2026 | LEV | 2035 | TWh | 262 | Sub_sector | Transport | Vans | Transport (vans) | Energetic | transport_vans_final_demand_electricity | Electricity | EU | Energy demand | 0.051856 | FEC
EE | TYNDP2026 | LEV | 2035 | TWh | 263 | Sub_sector | Transport | Vans | Transport (vans) | Energetic | transport_vans_final_demand_hydrogen | Hydrogen | EU | Energy demand | 0.013723 | FEC
EE | TYNDP2026 | LEV | 2035 | TWh | 264 | Sub_sector | Transport | Vans | Transport (vans) | Energetic | transport_vans_final_demand_methane | Methane | EU | Energy demand | 0.0069194 | FEC
EE | TYNDP2026 | LEV | 2035 | TWh | 265 | Sub_sector | Transport | Vans | Transport (vans) | Energetic | transport_vans_final_demand_heat | Heat | EU | Energy demand | 0 | FEC
EE | TYNDP2026 | LEV | 2035 | TWh | 266 | Sub_sector | Transport | Vans | Transport (vans) | Energetic | transport_vans_final_demand_biomass | Biomass | EU | Energy demand | 0 | FEC
EE | TYNDP2026 | LEV | 2035 | TWh | 267 | Sub_sector | Transport | Vans | Transport (vans) | Energetic | transport_vans_final_demand_coal | Solids | EU | Energy demand | 0 | FEC
EE | TYNDP2026 | LEV | 2035 | TWh | 268 | Sub_sector | Transport | Vans | Transport (vans) | Energetic | transport_vans_final_demand_oil | Liquids | EU | Energy demand | 0.34764 | FEC
EE | TYNDP2026 | LEV | 2035 | TWh | 269 | Sub_sector | Transport | Vans | Transport (vans) | Energetic | transport_vans_final_demand_other | Others | EU | Energy demand | 0 | FEC
EE | TYNDP2026 | LEV | 2035 | TWh | 270 | Sub_sector | Transport | Vans | Transport (vans) | Energetic | transport_vans_final_demand_ammonia | Ammonia | EU | Energy demand | 0 | FEC
EE | TYNDP2026 | LEV | 2035 | TWh | 272 | Sub_sector | Transport | Freight trains | Transport (trains) | Energetic | transport_trains_final_demand_electricity | Electricity | EU | Energy demand | 0.15174 | FEC
EE | TYNDP2026 | LEV | 2035 | TWh | 273 | Sub_sector | Transport | Freight trains | Transport (trains) | Energetic | transport_trains_final_demand_hydrogen | Hydrogen | EU | Energy demand | 0.026176 | FEC
EE | TYNDP2026 | LEV | 2035 | TWh | 274 | Sub_sector | Transport | Freight trains | Transport (trains) | Energetic | transport_trains_final_demand_methane | Methane | EU | Energy demand | 0 | FEC
EE | TYNDP2026 | LEV | 2035 | TWh | 275 | Sub_sector | Transport | Freight trains | Transport (trains) | Energetic | transport_trains_final_demand_heat | Heat | EU | Energy demand | 0 | FEC
EE | TYNDP2026 | LEV | 2035 | TWh | 276 | Sub_sector | Transport | Freight trains | Transport (trains) | Energetic | transport_trains_final_demand_biomass | Biomass | EU | Energy demand | 0 | FEC
EE | TYNDP2026 | LEV | 2035 | TWh | 277 | Sub_sector | Transport | Freight trains | Transport (trains) | Energetic | transport_trains_final_demand_coal | Solids | EU | Energy demand | 0 | FEC
EE | TYNDP2026 | LEV | 2035 | TWh | 278 | Sub_sector | Transport | Freight trains | Transport (trains) | Energetic | transport_trains_final_demand_oil | Liquids | EU | Energy demand | 0.093427 | FEC
EE | TYNDP2026 | LEV | 2035 | TWh | 279 | Sub_sector | Transport | Freight trains | Transport (trains) | Energetic | transport_trains_final_demand_other | Others | EU | Energy demand | 0 | FEC
EE | TYNDP2026 | LEV | 2035 | TWh | 280 | Sub_sector | Transport | Freight trains | Transport (trains) | Energetic | transport_trains_final_demand_ammonia | Ammonia | EU | Energy demand | 0 | FEC
EE | TYNDP2026 | LEV | 2035 | TWh | 282 | Sub_sector | Transport | Ships | Transport (ships) | Energetic | transport_ships_final_demand_electricity | Electricity | EU | Energy demand | 0.0024126 | FEC
EE | TYNDP2026 | LEV | 2035 | TWh | 283 | Sub_sector | Transport | Ships | Transport (ships) | Energetic | transport_ships_final_demand_hydrogen | Hydrogen | EU | Energy demand | 0.0021705 | FEC
EE | TYNDP2026 | LEV | 2035 | TWh | 284 | Sub_sector | Transport | Ships | Transport (ships) | Energetic | transport_ships_final_demand_methane | Methane | EU | Energy demand | 0.003365 | FEC
EE | TYNDP2026 | LEV | 2035 | TWh | 285 | Sub_sector | Transport | Ships | Transport (ships) | Energetic | transport_ships_final_demand_heat | Heat | EU | Energy demand | 0 | FEC
EE | TYNDP2026 | LEV | 2035 | TWh | 286 | Sub_sector | Transport | Ships | Transport (ships) | Energetic | transport_ships_final_demand_biomass | Biomass | EU | Energy demand | 0 | FEC
EE | TYNDP2026 | LEV | 2035 | TWh | 287 | Sub_sector | Transport | Ships | Transport (ships) | Energetic | transport_ships_final_demand_coal | Solids | EU | Energy demand | 0 | FEC
EE | TYNDP2026 | LEV | 2035 | TWh | 288 | Sub_sector | Transport | Ships | Transport (ships) | Energetic | transport_ships_final_demand_oil | Liquids | EU | Energy demand | 0.019789 | FEC
EE | TYNDP2026 | LEV | 2035 | TWh | 289 | Sub_sector | Transport | Ships | Transport (ships) | Energetic | transport_ships_final_demand_other | Others | EU | Energy demand | 0 | FEC
EE | TYNDP2026 | LEV | 2035 | TWh | 290 | Sub_sector | Transport | Ships | Transport (ships) | Energetic | transport_ships_final_demand_ammonia | Ammonia | EU | Energy demand | 0 | FEC
EE | TYNDP2026 | LEV | 2035 | TWh | 292 | Sub_sector | Transport | Planes | Transport (planes) | Energetic | transport_planes_final_demand_electricity | Electricity | EU | Energy demand | 0.0009104 | FEC
EE | TYNDP2026 | LEV | 2035 | TWh | 293 | Sub_sector | Transport | Planes | Transport (planes) | Energetic | transport_planes_final_demand_hydrogen | Hydrogen | EU | Energy demand | 0.0011138 | FEC
EE | TYNDP2026 | LEV | 2035 | TWh | 294 | Sub_sector | Transport | Planes | Transport (planes) | Energetic | transport_planes_final_demand_methane | Methane | EU | Energy demand | 0 | FEC
EE | TYNDP2026 | LEV | 2035 | TWh | 295 | Sub_sector | Transport | Planes | Transport (planes) | Energetic | transport_planes_final_demand_heat | Heat | EU | Energy demand | 0 | FEC
EE | TYNDP2026 | LEV | 2035 | TWh | 296 | Sub_sector | Transport | Planes | Transport (planes) | Energetic | transport_planes_final_demand_biomass | Biomass | EU | Energy demand | 0 | FEC
EE | TYNDP2026 | LEV | 2035 | TWh | 297 | Sub_sector | Transport | Planes | Transport (planes) | Energetic | transport_planes_final_demand_coal | Solids | EU | Energy demand | 0 | FEC
EE | TYNDP2026 | LEV | 2035 | TWh | 298 | Sub_sector | Transport | Planes | Transport (planes) | Energetic | transport_planes_final_demand_oil | Liquids | EU | Energy demand | 0.013731 | FEC
EE | TYNDP2026 | LEV | 2035 | TWh | 299 | Sub_sector | Transport | Planes | Transport (planes) | Energetic | transport_planes_final_demand_other | Others | EU | Energy demand | 0 | FEC
EE | TYNDP2026 | LEV | 2035 | TWh | 300 | Sub_sector | Transport | Planes | Transport (planes) | Energetic | transport_planes_final_demand_ammonia | Ammonia | EU | Energy demand | 0 | FEC
EE | TYNDP2026 | LEV | 2035 | TWh | 302 | Sub_sector | Transport | Others | Transport (others) | Energetic | transport_other_final_demand_electricity | Electricity | EU | Energy demand | 0.0014901 | FEC
EE | TYNDP2026 | LEV | 2035 | TWh | 303 | Sub_sector | Transport | Others | Transport (others) | Energetic | transport_other_final_demand_hydrogen | Hydrogen | EU | Energy demand | 0 | FEC
EE | TYNDP2026 | LEV | 2035 | TWh | 304 | Sub_sector | Transport | Others | Transport (others) | Energetic | transport_other_final_demand_methane | Methane | EU | Energy demand | 0 | FEC
EE | TYNDP2026 | LEV | 2035 | TWh | 305 | Sub_sector | Transport | Others | Transport (others) | Energetic | transport_other_final_demand_heat | Heat | EU | Energy demand | 0 | FEC
EE | TYNDP2026 | LEV | 2035 | TWh | 306 | Sub_sector | Transport | Others | Transport (others) | Energetic | transport_other_final_demand_biomass | Biomass | EU | Energy demand | 0 | FEC
EE | TYNDP2026 | LEV | 2035 | TWh | 307 | Sub_sector | Transport | Others | Transport (others) | Energetic | transport_other_final_demand_coal | Solids | EU | Energy demand | 0 | FEC
EE | TYNDP2026 | LEV | 2035 | TWh | 308 | Sub_sector | Transport | Others | Transport (others) | Energetic | transport_other_final_demand_oil | Liquids | EU | Energy demand | 0.040696 | FEC
EE | TYNDP2026 | LEV | 2035 | TWh | 309 | Sub_sector | Transport | Others | Transport (others) | Energetic | transport_other_final_demand_other | Others | EU | Energy demand | 0 | FEC
EE | TYNDP2026 | LEV | 2035 | TWh | 310 | Sub_sector | Transport | Others | Transport (others) | Energetic | transport_other_final_demand_ammonia | Ammonia | EU | Energy demand | 0 | FEC
EE | TYNDP2026 | LEV | 2035 | TWh | 312 | Sub_sector | International transport | International aviation | Transport (int. aviation) | Energetic | transport_int_aviation_final_demand_electricity | Electricity | EU | Energy demand | 0 | FEC
EE | TYNDP2026 | LEV | 2035 | TWh | 313 | Sub_sector | International transport | International aviation | Transport (int. aviation) | Energetic | transport_int_aviation_final_demand_hydrogen | Hydrogen | EU | Energy demand | 0 | FEC
EE | TYNDP2026 | LEV | 2035 | TWh | 314 | Sub_sector | International transport | International aviation | Transport (int. aviation) | Energetic | transport_int_aviation_final_demand_methane | Methane | EU | Energy demand | 0 | FEC
EE | TYNDP2026 | LEV | 2035 | TWh | 315 | Sub_sector | International transport | International aviation | Transport (int. aviation) | Energetic | transport_int_aviation_final_demand_heat | Heat | EU | Energy demand | 0 | FEC
EE | TYNDP2026 | LEV | 2035 | TWh | 316 | Sub_sector | International transport | International aviation | Transport (int. aviation) | Energetic | transport_int_aviation_final_demand_biofuels | Biomass | EU | Energy demand | 0 | FEC
EE | TYNDP2026 | LEV | 2035 | TWh | 317 | Sub_sector | International transport | International aviation | Transport (int. aviation) | Energetic | transport_int_aviation_final_demand_coal | Solids | EU | Energy demand | 0 | FEC
EE | TYNDP2026 | LEV | 2035 | TWh | 318 | Sub_sector | International transport | International aviation | Transport (int. aviation) | Energetic | transport_int_aviation_final_demand_oil | Liquids | EU | Energy demand | 0.74859 | FEC
EE | TYNDP2026 | LEV | 2035 | TWh | 319 | Sub_sector | International transport | International aviation | Transport (int. aviation) | Energetic | transport_int_aviation_final_demand_other | Others | EU | Energy demand | 0 | FEC
EE | TYNDP2026 | LEV | 2035 | TWh | 320 | Sub_sector | International transport | International aviation | Transport (int. aviation) | Energetic | transport_int_aviation_final_demand_ammonia | Ammonia | EU | Energy demand | 0 | FEC
EE | TYNDP2026 | LEV | 2035 | TWh | 322 | Sub_sector | International transport | International shipping | Transport (int. shipping) | Energetic | transport_int_shipping_final_demand_electricity | Electricity | EU | Energy demand | 0 | not_included_in_FEC
EE | TYNDP2026 | LEV | 2035 | TWh | 323 | Sub_sector | International transport | International shipping | Transport (int. shipping) | Energetic | transport_int_shipping_final_demand_hydrogen | Hydrogen | EU | Energy demand | 0.20566 | not_included_in_FEC
EE | TYNDP2026 | LEV | 2035 | TWh | 324 | Sub_sector | International transport | International shipping | Transport (int. shipping) | Energetic | transport_int_shipping_final_demand_methane | Methane | EU | Energy demand | 0.47348 | not_included_in_FEC
EE | TYNDP2026 | LEV | 2035 | TWh | 325 | Sub_sector | International transport | International shipping | Transport (int. shipping) | Energetic | transport_int_shipping_final_demand_heat | Heat | EU | Energy demand | 0 | not_included_in_FEC
EE | TYNDP2026 | LEV | 2035 | TWh | 326 | Sub_sector | International transport | International shipping | Transport (int. shipping) | Energetic | transport_int_shipping_final_demand_biofuels | Biomass | EU | Energy demand | 0 | not_included_in_FEC
EE | TYNDP2026 | LEV | 2035 | TWh | 327 | Sub_sector | International transport | International shipping | Transport (int. shipping) | Energetic | transport_int_shipping_final_demand_coal | Solids | EU | Energy demand | 0 | not_included_in_FEC
EE | TYNDP2026 | LEV | 2035 | TWh | 328 | Sub_sector | International transport | International shipping | Transport (int. shipping) | Energetic | transport_int_shipping_final_demand_oil | Liquids | EU | Energy demand | 1.2403 | not_included_in_FEC
EE | TYNDP2026 | LEV | 2035 | TWh | 329 | Sub_sector | International transport | International shipping | Transport (int. shipping) | Energetic | transport_int_shipping_final_demand_other | Others | EU | Energy demand | 0 | not_included_in_FEC
EE | TYNDP2026 | LEV | 2035 | TWh | 330 | Sub_sector | International transport | International shipping | Transport (int. shipping) | Energetic | transport_int_shipping_final_demand_ammonia | Ammonia | EU | Energy demand | 0 | not_included_in_FEC
EE | TYNDP2026 | LEV | 2035 | TWh | 332 | Sub_sector | Households | Space heating | Households (heating) | Energetic | households_heating_final_demand_electricity | Electricity | EU | Energy demand | 0.7515 | FEC
EE | TYNDP2026 | LEV | 2035 | TWh | 333 | Sub_sector | Households | Space heating | Households (heating) | Energetic | households_heating_final_demand_hydrogen | Hydrogen | EU | Energy demand | 0.15827 | FEC
EE | TYNDP2026 | LEV | 2035 | TWh | 334 | Sub_sector | Households | Space heating | Households (heating) | Energetic | households_heating_final_demand_methane | Methane | EU | Energy demand | 0.80258 | FEC
EE | TYNDP2026 | LEV | 2035 | TWh | 335 | Sub_sector | Households | Space heating | Households (heating) | Energetic | households_heating_final_demand_heat | Heat | EU | Energy demand | 1.7489 | FEC
EE | TYNDP2026 | LEV | 2035 | TWh | 336 | Sub_sector | Households | Space heating | Households (heating) | Energetic | households_heating_final_demand_biomass | Biomass | EU | Energy demand | 2.856 | FEC
EE | TYNDP2026 | LEV | 2035 | TWh | 337 | Sub_sector | Households | Space heating | Households (heating) | Energetic | households_heating_final_demand_coal | Solids | EU | Energy demand | 0.05074 | FEC
EE | TYNDP2026 | LEV | 2035 | TWh | 338 | Sub_sector | Households | Space heating | Households (heating) | Energetic | households_heating_final_demand_oil | Liquids | EU | Energy demand | 0.040356 | FEC
EE | TYNDP2026 | LEV | 2035 | TWh | 339 | Sub_sector | Households | Space heating | Households (heating) | Energetic | households_heating_final_demand_other | Others | EU | Energy demand | 0.05874 | FEC
EE | TYNDP2026 | LEV | 2035 | TWh | 340 | Sub_sector | Households | Space heating | Households (heating) | Energetic | households_heating_final_demand_ammonia | Ammonia | EU | Energy demand | 0 | FEC
EE | TYNDP2026 | LEV | 2035 | TWh | 343 | Sub_sector | Households | Cooling | Households (cooling) | Energetic | households_cooling_final_demand_electricity | Electricity | EU | Energy demand | 0 | FEC
EE | TYNDP2026 | LEV | 2035 | TWh | 344 | Sub_sector | Households | Cooling | Households (cooling) | Energetic | households_cooling_final_demand_hydrogen | Hydrogen | EU | Energy demand | 0 | FEC
EE | TYNDP2026 | LEV | 2035 | TWh | 345 | Sub_sector | Households | Cooling | Households (cooling) | Energetic | households_cooling_final_demand_methane | Methane | EU | Energy demand | 0 | FEC
EE | TYNDP2026 | LEV | 2035 | TWh | 346 | Sub_sector | Households | Cooling | Households (cooling) | Energetic | households_cooling_final_demand_heat | Heat | EU | Energy demand | 0 | FEC
EE | TYNDP2026 | LEV | 2035 | TWh | 347 | Sub_sector | Households | Cooling | Households (cooling) | Energetic | households_cooling_final_demand_biomass | Biomass | EU | Energy demand | 0 | FEC
EE | TYNDP2026 | LEV | 2035 | TWh | 348 | Sub_sector | Households | Cooling | Households (cooling) | Energetic | households_cooling_final_demand_coal | Solids | EU | Energy demand | 0 | FEC
EE | TYNDP2026 | LEV | 2035 | TWh | 349 | Sub_sector | Households | Cooling | Households (cooling) | Energetic | households_cooling_final_demand_oil | Liquids | EU | Energy demand | 0 | FEC
EE | TYNDP2026 | LEV | 2035 | TWh | 350 | Sub_sector | Households | Cooling | Households (cooling) | Energetic | households_cooling_final_demand_other | Others | EU | Energy demand | 0 | FEC
EE | TYNDP2026 | LEV | 2035 | TWh | 351 | Sub_sector | Households | Cooling | Households (cooling) | Energetic | households_cooling_final_demand_ammonia | Ammonia | EU | Energy demand | 0 | FEC
EE | TYNDP2026 | LEV | 2035 | TWh | 354 | Sub_sector | Households | Hot water | Households (hot water) | Energetic | households_hot_water_final_demand_electricity | Electricity | EU | Energy demand | 0.16448 | FEC
EE | TYNDP2026 | LEV | 2035 | TWh | 355 | Sub_sector | Households | Hot water | Households (hot water) | Energetic | households_hot_water_final_demand_hydrogen | Hydrogen | EU | Energy demand | 0.045865 | FEC
EE | TYNDP2026 | LEV | 2035 | TWh | 356 | Sub_sector | Households | Hot water | Households (hot water) | Energetic | households_hot_water_final_demand_methane | Methane | EU | Energy demand | 0.16172 | FEC
EE | TYNDP2026 | LEV | 2035 | TWh | 357 | Sub_sector | Households | Hot water | Households (hot water) | Energetic | households_hot_water_final_demand_heat | Heat | EU | Energy demand | 0.37013 | FEC
EE | TYNDP2026 | LEV | 2035 | TWh | 358 | Sub_sector | Households | Hot water | Households (hot water) | Energetic | households_hot_water_final_demand_biomass | Biomass | EU | Energy demand | 0.32518 | FEC
EE | TYNDP2026 | LEV | 2035 | TWh | 359 | Sub_sector | Households | Hot water | Households (hot water) | Energetic | households_hot_water_final_demand_coal | Solids | EU | Energy demand | 0.0043849 | FEC
EE | TYNDP2026 | LEV | 2035 | TWh | 360 | Sub_sector | Households | Hot water | Households (hot water) | Energetic | households_hot_water_final_demand_oil | Liquids | EU | Energy demand | 0.0034876 | FEC
EE | TYNDP2026 | LEV | 2035 | TWh | 361 | Sub_sector | Households | Hot water | Households (hot water) | Energetic | households_hot_water_final_demand_other | Others | EU | Energy demand | 0.025816 | FEC
EE | TYNDP2026 | LEV | 2035 | TWh | 362 | Sub_sector | Households | Hot water | Households (hot water) | Energetic | households_hot_water_final_demand_ammonia | Ammonia | EU | Energy demand | 0 | FEC
EE | TYNDP2026 | LEV | 2035 | TWh | 365 | Sub_sector | Households | Appliances | Households (appliances) | Energetic | households_appliances_final_demand_electricity | Electricity | EU | Energy demand | 1.3799 | FEC
EE | TYNDP2026 | LEV | 2035 | TWh | 366 | Sub_sector | Households | Appliances | Households (appliances) | Energetic | households_appliances_final_demand_hydrogen | Hydrogen | EU | Energy demand | 0 | FEC
EE | TYNDP2026 | LEV | 2035 | TWh | 367 | Sub_sector | Households | Appliances | Households (appliances) | Energetic | households_appliances_final_demand_methane | Methane | EU | Energy demand | 0.10754 | FEC
EE | TYNDP2026 | LEV | 2035 | TWh | 368 | Sub_sector | Households | Appliances | Households (appliances) | Energetic | households_appliances_final_demand_heat | Heat | EU | Energy demand | 0 | FEC
EE | TYNDP2026 | LEV | 2035 | TWh | 369 | Sub_sector | Households | Appliances | Households (appliances) | Energetic | households_appliances_final_demand_biomass | Biomass | EU | Energy demand | 0.016592 | FEC
EE | TYNDP2026 | LEV | 2035 | TWh | 370 | Sub_sector | Households | Appliances | Households (appliances) | Energetic | households_appliances_final_demand_coal | Solids | EU | Energy demand | 0 | FEC
EE | TYNDP2026 | LEV | 2035 | TWh | 371 | Sub_sector | Households | Appliances | Households (appliances) | Energetic | households_appliances_final_demand_oil | Liquids | EU | Energy demand | 0 | FEC
EE | TYNDP2026 | LEV | 2035 | TWh | 372 | Sub_sector | Households | Appliances | Households (appliances) | Energetic | households_appliances_final_demand_other | Others | EU | Energy demand | 0 | FEC
EE | TYNDP2026 | LEV | 2035 | TWh | 373 | Sub_sector | Households | Appliances | Households (appliances) | Energetic | households_appliances_final_demand_ammonia | Ammonia | EU | Energy demand | 0 | FEC
EE | TYNDP2026 | LEV | 2035 | TWh | 375 | Sub_sector | Buildings | Space heating | Buildings (heat) | Energetic | buildings_heat_final_demand_electricity | Electricity | EU | Energy demand | 0.97284 | FEC
EE | TYNDP2026 | LEV | 2035 | TWh | 376 | Sub_sector | Buildings | Space heating | Buildings (heat) | Energetic | buildings_heat_final_demand_hydrogen | Hydrogen | EU | Energy demand | 0.042051 | FEC
EE | TYNDP2026 | LEV | 2035 | TWh | 377 | Sub_sector | Buildings | Space heating | Buildings (heat) | Energetic | buildings_heat_final_demand_methane | Methane | EU | Energy demand | 0.80536 | FEC
EE | TYNDP2026 | LEV | 2035 | TWh | 378 | Sub_sector | Buildings | Space heating | Buildings (heat) | Energetic | buildings_heat_final_demand_heat | Heat | EU | Energy demand | 1.2361 | FEC
EE | TYNDP2026 | LEV | 2035 | TWh | 379 | Sub_sector | Buildings | Space heating | Buildings (heat) | Energetic | buildings_heat_final_demand_biomass | Biomass | EU | Energy demand | 0.081171 | FEC
EE | TYNDP2026 | LEV | 2035 | TWh | 380 | Sub_sector | Buildings | Space heating | Buildings (heat) | Energetic | buildings_heat_final_demand_coal | Solids | EU | Energy demand | 0.0086899 | FEC
EE | TYNDP2026 | LEV | 2035 | TWh | 381 | Sub_sector | Buildings | Space heating | Buildings (heat) | Energetic | buildings_heat_final_demand_oil | Liquids | EU | Energy demand | 0.13676 | FEC
EE | TYNDP2026 | LEV | 2035 | TWh | 382 | Sub_sector | Buildings | Space heating | Buildings (heat) | Energetic | buildings_heat_final_demand_other | Others | EU | Energy demand | 0 | FEC
EE | TYNDP2026 | LEV | 2035 | TWh | 383 | Sub_sector | Buildings | Space heating | Buildings (heat) | Energetic | buildings_heat_final_demand_ammonia | Ammonia | EU | Energy demand | 0 | FEC
EE | TYNDP2026 | LEV | 2035 | TWh | 386 | Sub_sector | Buildings | Cooling | Buildings (cooling) | Energetic | buildings_cooling_final_demand_electricity | Electricity | EU | Energy demand | 0.015973 | FEC
EE | TYNDP2026 | LEV | 2035 | TWh | 387 | Sub_sector | Buildings | Cooling | Buildings (cooling) | Energetic | buildings_cooling_final_demand_hydrogen | Hydrogen | EU | Energy demand | 0 | FEC
EE | TYNDP2026 | LEV | 2035 | TWh | 388 | Sub_sector | Buildings | Cooling | Buildings (cooling) | Energetic | buildings_cooling_final_demand_methane | Methane | EU | Energy demand | 0 | FEC
EE | TYNDP2026 | LEV | 2035 | TWh | 389 | Sub_sector | Buildings | Cooling | Buildings (cooling) | Energetic | buildings_cooling_final_demand_heat | Heat | EU | Energy demand | 0 | FEC
EE | TYNDP2026 | LEV | 2035 | TWh | 390 | Sub_sector | Buildings | Cooling | Buildings (cooling) | Energetic | buildings_cooling_final_demand_biomass | Biomass | EU | Energy demand | 0 | FEC
EE | TYNDP2026 | LEV | 2035 | TWh | 391 | Sub_sector | Buildings | Cooling | Buildings (cooling) | Energetic | buildings_cooling_final_demand_coal | Solids | EU | Energy demand | 0 | FEC
EE | TYNDP2026 | LEV | 2035 | TWh | 392 | Sub_sector | Buildings | Cooling | Buildings (cooling) | Energetic | buildings_cooling_final_demand_oil | Liquids | EU | Energy demand | 0 | FEC
EE | TYNDP2026 | LEV | 2035 | TWh | 393 | Sub_sector | Buildings | Cooling | Buildings (cooling) | Energetic | buildings_cooling_final_demand_other | Others | EU | Energy demand | 0 | FEC
EE | TYNDP2026 | LEV | 2035 | TWh | 394 | Sub_sector | Buildings | Cooling | Buildings (cooling) | Energetic | buildings_cooling_final_demand_ammonia | Ammonia | EU | Energy demand | 0 | FEC
EE | TYNDP2026 | LEV | 2035 | TWh | 397 | Sub_sector | Buildings | Appliances | Buildings (appliances) | Energetic | buildings_appliances_final_demand_electricity | Electricity | EU | Energy demand | 1.5248 | FEC
EE | TYNDP2026 | LEV | 2035 | TWh | 398 | Sub_sector | Buildings | Appliances | Buildings (appliances) | Energetic | buildings_appliances_final_demand_hydrogen | Hydrogen | EU | Energy demand | 0 | FEC
EE | TYNDP2026 | LEV | 2035 | TWh | 399 | Sub_sector | Buildings | Appliances | Buildings (appliances) | Energetic | buildings_appliances_final_demand_methane | Methane | EU | Energy demand | 0.19762 | FEC
EE | TYNDP2026 | LEV | 2035 | TWh | 400 | Sub_sector | Buildings | Appliances | Buildings (appliances) | Energetic | buildings_appliances_final_demand_heat | Heat | EU | Energy demand | 0 | FEC
EE | TYNDP2026 | LEV | 2035 | TWh | 401 | Sub_sector | Buildings | Appliances | Buildings (appliances) | Energetic | buildings_appliances_final_demand_biomass | Biomass | EU | Energy demand | 0 | FEC
EE | TYNDP2026 | LEV | 2035 | TWh | 402 | Sub_sector | Buildings | Appliances | Buildings (appliances) | Energetic | buildings_appliances_final_demand_coal | Solids | EU | Energy demand | 0 | FEC
EE | TYNDP2026 | LEV | 2035 | TWh | 403 | Sub_sector | Buildings | Appliances | Buildings (appliances) | Energetic | buildings_appliances_final_demand_oil | Liquids | EU | Energy demand | 0 | FEC
EE | TYNDP2026 | LEV | 2035 | TWh | 404 | Sub_sector | Buildings | Appliances | Buildings (appliances) | Energetic | buildings_appliances_final_demand_other | Others | EU | Energy demand | 0 | FEC
EE | TYNDP2026 | LEV | 2035 | TWh | 405 | Sub_sector | Buildings | Appliances | Buildings (appliances) | Energetic | buildings_appliances_final_demand_ammonia | Ammonia | EU | Energy demand | 0 | FEC
EE | TYNDP2026 | LEV | 2035 | TWh | 407 | Sub_sector | Buildings | Datacenters | Datacenters & ICT | Energetic | datacentres_final_demand_electricity_energetic | Electricity | EU | Energy demand | 0.51647 | FEC
EE | TYNDP2026 | LEV | 2035 | TWh | 408 | Sub_sector | Buildings | Datacenters | Datacenters & ICT | Energetic | datacentres_final_demand_hydrogen_energetic | Hydrogen | EU | Energy demand | 0 | FEC
EE | TYNDP2026 | LEV | 2035 | TWh | 409 | Sub_sector | Buildings | Datacenters | Datacenters & ICT | Energetic | datacentres_final_demand_methane_energetic | Methane | EU | Energy demand | 0 | FEC
EE | TYNDP2026 | LEV | 2035 | TWh | 410 | Sub_sector | Buildings | Datacenters | Datacenters & ICT | Energetic | datacentres_final_demand_heat_energetic | Heat | EU | Energy demand | 0 | FEC
EE | TYNDP2026 | LEV | 2035 | TWh | 411 | Sub_sector | Buildings | Datacenters | Datacenters & ICT | Energetic | datacentres_final_demand_biomass_energetic | Biomass | EU | Energy demand | 0 | FEC
EE | TYNDP2026 | LEV | 2035 | TWh | 412 | Sub_sector | Buildings | Datacenters | Datacenters & ICT | Energetic | datacentres_final_demand_coal_energetic | Solids | EU | Energy demand | 0 | FEC
EE | TYNDP2026 | LEV | 2035 | TWh | 413 | Sub_sector | Buildings | Datacenters | Datacenters & ICT | Energetic | datacentres_final_demand_oil_energetic | Liquids | EU | Energy demand | 0 | FEC
EE | TYNDP2026 | LEV | 2035 | TWh | 414 | Sub_sector | Buildings | Datacenters | Datacenters & ICT | Energetic | datacentres_final_demand_other_energetic | Others | EU | Energy demand | 0 | FEC
EE | TYNDP2026 | LEV | 2035 | TWh | 415 | Sub_sector | Buildings | Datacenters | Datacenters & ICT | Energetic | datacentres_final_demand_ammonia_energetic | Ammonia | EU | Energy demand | 0 | FEC
EE | TYNDP2026 | LEV | 2035 | TWh | 417 | Sub_sector | Transport | Others_Sector | Others_Sector | Energetic | other_final_demand_electricity_energetic | Electricity | EU | Energy demand | 0 | FEC
EE | TYNDP2026 | LEV | 2035 | TWh | 418 | Sub_sector | Transport | Others_Sector | Others_Sector | Energetic | other_final_demand_hydrogen_energetic | Hydrogen | EU | Energy demand | 0 | FEC
EE | TYNDP2026 | LEV | 2035 | TWh | 419 | Sub_sector | Transport | Pipeline Transport | Others_Sector | Energetic | other_final_demand_methane_energetic | Methane | EU | Energy demand | 0 | FEC
EE | TYNDP2026 | LEV | 2035 | TWh | 420 | Sub_sector | Transport | Others_Sector | Others_Sector | Energetic | other_final_demand_heat_energetic | Heat | EU | Energy demand | 0 | FEC
EE | TYNDP2026 | LEV | 2035 | TWh | 421 | Sub_sector | Transport | Others_Sector | Others_Sector | Energetic | other_final_demand_biomass_energetic | Biomass | EU | Energy demand | 0 | FEC
EE | TYNDP2026 | LEV | 2035 | TWh | 422 | Sub_sector | Transport | Others_Sector | Others_Sector | Energetic | other_final_demand_coal_energetic | Solids | EU | Energy demand | 0 | FEC
EE | TYNDP2026 | LEV | 2035 | TWh | 423 | Sub_sector | Transport | Others_Sector | Others_Sector | Energetic | other_final_demand_oil_energetic | Liquids | EU | Energy demand | 0.027 | FEC
EE | TYNDP2026 | LEV | 2035 | TWh | 424 | Sub_sector | Others_Sector | Others_Sector | Others_Sector | Non-energetic | other_final_demand_oil_non_energetic | Liquids | EU | Energy demand | 0.015167 | not_included_in_FEC
EE | TYNDP2026 | LEV | 2035 | TWh | 425 | Sub_sector | Transport | Others_Sector | Others_Sector | Energetic | other_final_demand_other_energetic | Others | EU | Energy demand | 0 | FEC
EE | TYNDP2026 | LEV | 2035 | TWh | 426 | Sub_sector | Transport | Others_Sector | Others_Sector | Energetic | other_final_demand_ammonia_energetic | Ammonia | EU | Energy demand | 0 | FEC
EE | TYNDP2026 | LEV | 2035 | TWh | 427 | Sub_sector | Industry | Surplus_Heat_in_Industry | Surplus_Heat_in_Industry | Energetic | final_demand_of_industry_unused_local_production_steam_hot_water | Heat | EU | Energy demand | 0 | FEC
EE | TYNDP2026 | LEV | 2035 | TWh | 429 | Sub_sector | Agriculture | Total | Agriculture | Energetic | agriculture_final_demand_electricity_energetic | Electricity | EU | Energy demand | 0.1476 | FEC
EE | TYNDP2026 | LEV | 2035 | TWh | 430 | Sub_sector | Agriculture | Total | Agriculture | Energetic | agriculture_final_demand_hydrogen_energetic | Hydrogen | EU | Energy demand | 0 | FEC
EE | TYNDP2026 | LEV | 2035 | TWh | 431 | Sub_sector | Agriculture | Total | Agriculture | Energetic | agriculture_final_demand_methane_energetic | Methane | EU | Energy demand | 0.085488 | FEC
EE | TYNDP2026 | LEV | 2035 | TWh | 432 | Sub_sector | Agriculture | Total | Agriculture | Energetic | agriculture_final_demand_heat_energetic | Heat | EU | Energy demand | 0.018658 | FEC
EE | TYNDP2026 | LEV | 2035 | TWh | 433 | Sub_sector | Agriculture | Total | Agriculture | Energetic | agriculture_final_demand_biomass_energetic | Biomass | EU | Energy demand | 0.11985 | FEC
EE | TYNDP2026 | LEV | 2035 | TWh | 434 | Sub_sector | Agriculture | Total | Agriculture | Energetic | agriculture_final_demand_coal_energetic | Solids | EU | Energy demand | 0 | FEC
EE | TYNDP2026 | LEV | 2035 | TWh | 435 | Sub_sector | Agriculture | Total | Agriculture | Energetic | agriculture_final_demand_oil_energetic | Liquids | EU | Energy demand | 0.82189 | FEC
EE | TYNDP2026 | LEV | 2035 | TWh | 436 | Sub_sector | Agriculture | Total | Agriculture | Energetic | agriculture_final_demand_other_energetic | Others | EU | Energy demand | 0 | FEC
EE | TYNDP2026 | LEV | 2035 | TWh | 437 | Sub_sector | Agriculture | Total | Agriculture | Energetic | agriculture_final_demand_ammonia_energetic | Ammonia | EU | Energy demand | 0 | FEC
EE | TYNDP2026 | LEV | 2035 | TWh | 447 | Sub_sector | Buildings | Surplus Energy | Buildings | Energetic | GAP | Electricity | EU | Energy demand | 0 | FEC
EE | TYNDP2026 | LEV | 2035 | TWh | 448 | Sub_sector | Buildings | Surplus Energy | Buildings | Energetic | GAP | Hydrogen | EU | Energy demand | 0 | FEC
EE | TYNDP2026 | LEV | 2035 | TWh | 449 | Sub_sector | Buildings | Surplus Energy | Buildings | Energetic | GAP | Methane | EU | Energy demand | 0 | FEC
EE | TYNDP2026 | LEV | 2035 | TWh | 450 | Sub_sector | Buildings | Surplus Energy | Buildings | Energetic | GAP | Heat | EU | Energy demand | 0 | FEC
EE | TYNDP2026 | LEV | 2035 | TWh | 451 | Sub_sector | Buildings | Surplus Energy | Buildings | Energetic | GAP | Biomass | EU | Energy demand | 0.00024083 | FEC
EE | TYNDP2026 | LEV | 2035 | TWh | 452 | Sub_sector | Buildings | Surplus Energy | Buildings | Energetic | GAP | Solids | EU | Energy demand | 0 | FEC
EE | TYNDP2026 | LEV | 2035 | TWh | 453 | Sub_sector | Buildings | Surplus Energy | Buildings | Energetic | GAP | Liquids | EU | Energy demand | 0.026601 | FEC
EE | TYNDP2026 | LEV | 2035 | TWh | 454 | Sub_sector | Buildings | Surplus Energy | Buildings | Energetic | GAP | Others | EU | Energy demand | 0 | FEC
EE | TYNDP2026 | LEV | 2035 | TWh | 455 | Sub_sector | Buildings | Surplus Energy | Buildings | Energetic | GAP | Ammonia | EU | Energy demand | 0 | FEC
EE | TYNDP2026 | LEV | 2035 | TWh | 456 | Sub_sector | Households | Surplus Energy | Households | Energetic | GAP | Electricity | EU | Energy demand | 0 | FEC
EE | TYNDP2026 | LEV | 2035 | TWh | 457 | Sub_sector | Households | Surplus Energy | Households | Energetic | GAP | Hydrogen | EU | Energy demand | 0 | FEC
EE | TYNDP2026 | LEV | 2035 | TWh | 458 | Sub_sector | Households | Surplus Energy | Households | Energetic | GAP | Methane | EU | Energy demand | 0 | FEC
EE | TYNDP2026 | LEV | 2035 | TWh | 459 | Sub_sector | Households | Surplus Energy | Households | Energetic | GAP | Heat | EU | Energy demand | 0 | FEC
EE | TYNDP2026 | LEV | 2035 | TWh | 460 | Sub_sector | Households | Surplus Energy | Households | Energetic | GAP | Biomass | EU | Energy demand | 0 | FEC
EE | TYNDP2026 | LEV | 2035 | TWh | 461 | Sub_sector | Households | Surplus Energy | Households | Energetic | GAP | Solids | EU | Energy demand | 0 | FEC
EE | TYNDP2026 | LEV | 2035 | TWh | 462 | Sub_sector | Households | Surplus Energy | Households | Energetic | GAP | Liquids | EU | Energy demand | 0 | FEC
EE | TYNDP2026 | LEV | 2035 | TWh | 463 | Sub_sector | Households | Surplus Energy | Households | Energetic | GAP | Others | EU | Energy demand | 0 | FEC
EE | TYNDP2026 | LEV | 2035 | TWh | 464 | Sub_sector | Households | Surplus Energy | Households | Energetic | GAP | Ammonia | EU | Energy demand | 0 | FEC
EE | TYNDP2026 | LEV | 2040 | TWh | 102 | Sub_sector | Industry | Aluminium | Industry (aluminium) | Energetic | industry_aluminium_demand_electricity_energetic | Electricity | EU | Energy demand | 0 | FEC
EE | TYNDP2026 | LEV | 2040 | TWh | 103 | Sub_sector | Industry | Aluminium | Industry (aluminium) | Energetic | industry_aluminium_demand_hydrogen_energetic | Hydrogen | EU | Energy demand | 0 | FEC
EE | TYNDP2026 | LEV | 2040 | TWh | 104 | Sub_sector | Industry | Aluminium | Industry (aluminium) | Energetic | industry_aluminium_demand_methane_energetic | Methane | EU | Energy demand | 0 | FEC
EE | TYNDP2026 | LEV | 2040 | TWh | 105 | Sub_sector | Industry | Aluminium | Industry (aluminium) | Energetic | industry_aluminium_demand_heat_energetic | Heat | EU | Energy demand | 0 | FEC
EE | TYNDP2026 | LEV | 2040 | TWh | 106 | Sub_sector | Industry | Aluminium | Industry (aluminium) | Energetic | industry_aluminium_demand_biomass_energetic | Biomass | EU | Energy demand | 0 | FEC
EE | TYNDP2026 | LEV | 2040 | TWh | 107 | Sub_sector | Industry | Aluminium | Industry (aluminium) | Energetic | industry_aluminium_demand_coal_energetic | Solids | EU | Energy demand | 0 | FEC
EE | TYNDP2026 | LEV | 2040 | TWh | 108 | Sub_sector | Industry | Aluminium | Industry (aluminium) | Energetic | industry_aluminium_demand_oil_energetic | Liquids | EU | Energy demand | 0 | FEC
EE | TYNDP2026 | LEV | 2040 | TWh | 109 | Sub_sector | Industry | Aluminium | Industry (aluminium) | Energetic | industry_aluminium_demand_others_energetic | Others | EU | Energy demand | 0 | FEC
EE | TYNDP2026 | LEV | 2040 | TWh | 110 | Sub_sector | Industry | Aluminium | Industry (aluminium) | Energetic | industry_ammonia_demand_others_energetic | Ammonia | EU | Energy demand | 0 | FEC
EE | TYNDP2026 | LEV | 2040 | TWh | 112 | Sub_sector | Industry | Chemicals | Industry (chemicals, energetic) | Energetic | industry_chemical_demand_electricity_energetic | Electricity | EU | Energy demand | 0.22731 | FEC
EE | TYNDP2026 | LEV | 2040 | TWh | 113 | Sub_sector | Industry | Chemicals | Industry (chemicals, energetic) | Energetic | industry_chemical_demand_hydrogen_energetic | Hydrogen | EU | Energy demand | 0.029738 | FEC
EE | TYNDP2026 | LEV | 2040 | TWh | 114 | Sub_sector | Industry | Chemicals | Industry (chemicals, energetic) | Energetic | industry_chemical_demand_methane_energetic | Methane | EU | Energy demand | 0.054701 | FEC
EE | TYNDP2026 | LEV | 2040 | TWh | 115 | Sub_sector | Industry | Chemicals | Industry (chemicals, energetic) | Energetic | industry_chemical_demand_heat_energetic | Heat | EU | Energy demand | 0.025961 | FEC
EE | TYNDP2026 | LEV | 2040 | TWh | 116 | Sub_sector | Industry | Chemicals | Industry (chemicals, energetic) | Energetic | industry_chemical_demand_biomass_energetic | Biomass | EU | Energy demand | 0.047202 | FEC
EE | TYNDP2026 | LEV | 2040 | TWh | 117 | Sub_sector | Industry | Chemicals | Industry (chemicals, energetic) | Energetic | industry_chemical_demand_coal_energetic | Solids | EU | Energy demand | 0 | FEC
EE | TYNDP2026 | LEV | 2040 | TWh | 118 | Sub_sector | Industry | Chemicals | Industry (chemicals, energetic) | Energetic | industry_chemical_demand_oil_energetic | Liquids | EU | Energy demand | 0 | FEC
EE | TYNDP2026 | LEV | 2040 | TWh | 119 | Sub_sector | Industry | Chemicals | Industry (chemicals, energetic) | Energetic | industry_chemical_demand_others_energetic | Others | EU | Energy demand | 0 | FEC
EE | TYNDP2026 | LEV | 2040 | TWh | 120 | Sub_sector | Industry | Chemicals | Industry (chemicals, energetic) | Energetic | industry_chemical_demand_ammonia_energetic | Ammonia | EU | Energy demand | 0 | FEC
EE | TYNDP2026 | LEV | 2040 | TWh | 122 | Sub_sector | Industry | Chemicals | Industry (chemicals, non-energetic) | Non-energetic | industry_chemical_demand_electricity_non_energetic | Electricity | EU | Energy demand | 0 | not_included_in_FEC
EE | TYNDP2026 | LEV | 2040 | TWh | 123 | Sub_sector | Industry | Chemicals | Industry (chemicals, non-energetic) | Non-energetic | industry_chemical_demand_hydrogen_non_energetic | Hydrogen | EU | Energy demand | 0 | not_included_in_FEC
EE | TYNDP2026 | LEV | 2040 | TWh | 124 | Sub_sector | Industry | Chemicals | Industry (chemicals, non-energetic) | Non-energetic | industry_chemical_demand_methane_non_energetic | Methane | EU | Energy demand | 0 | not_included_in_FEC
EE | TYNDP2026 | LEV | 2040 | TWh | 125 | Sub_sector | Industry | Chemicals | Industry (chemicals, non-energetic) | Non-energetic | industry_chemical_demand_heat_non_energetic | Heat | EU | Energy demand | 0 | not_included_in_FEC
EE | TYNDP2026 | LEV | 2040 | TWh | 126 | Sub_sector | Industry | Chemicals | Industry (chemicals, non-energetic) | Non-energetic | industry_chemical_demand_biomass_non_energetic | Biomass | EU | Energy demand | 0 | not_included_in_FEC
EE | TYNDP2026 | LEV | 2040 | TWh | 127 | Sub_sector | Industry | Chemicals | Industry (chemicals, non-energetic) | Non-energetic | industry_chemical_demand_coal_non_energetic | Solids | EU | Energy demand | 0 | not_included_in_FEC
EE | TYNDP2026 | LEV | 2040 | TWh | 128 | Sub_sector | Industry | Chemicals | Industry (chemicals, non-energetic) | Non-energetic | industry_chemical_demand_oil_non_energetic | Liquids | EU | Energy demand | 0 | not_included_in_FEC
EE | TYNDP2026 | LEV | 2040 | TWh | 129 | Sub_sector | Industry | Chemicals | Industry (chemicals, non-energetic) | Non-energetic | industry_chemical_demand_others_non_energetic | Others | EU | Energy demand | 0 | not_included_in_FEC
EE | TYNDP2026 | LEV | 2040 | TWh | 130 | Sub_sector | Industry | Chemicals | Industry (chemicals, non-energetic) | Non-energetic | industry_chemical_demand_ammonia_non_energetic | Ammonia | EU | Energy demand | 0 | not_included_in_FEC
EE | TYNDP2026 | LEV | 2040 | TWh | 132 | Sub_sector | Industry | Fertilizers | Industry (fertilizers, energetic) | Energetic | industry_fertilizers_demand_electricity_energetic | Electricity | EU | Energy demand | 0 | FEC
EE | TYNDP2026 | LEV | 2040 | TWh | 133 | Sub_sector | Industry | Fertilizers | Industry (fertilizers, energetic) | Energetic | industry_fertilizers_demand_hydrogen_energetic | Hydrogen | EU | Energy demand | 0 | FEC
EE | TYNDP2026 | LEV | 2040 | TWh | 134 | Sub_sector | Industry | Fertilizers | Industry (fertilizers, energetic) | Energetic | industry_fertilizers_demand_methane_energetic | Methane | EU | Energy demand | 0 | FEC
EE | TYNDP2026 | LEV | 2040 | TWh | 135 | Sub_sector | Industry | Fertilizers | Industry (fertilizers, energetic) | Energetic | industry_fertilizers_demand_heat_energetic | Heat | EU | Energy demand | 0 | FEC
EE | TYNDP2026 | LEV | 2040 | TWh | 136 | Sub_sector | Industry | Fertilizers | Industry (fertilizers, energetic) | Energetic | industry_fertilizers_demand_biomass_energetic | Biomass | EU | Energy demand | 0 | FEC
EE | TYNDP2026 | LEV | 2040 | TWh | 137 | Sub_sector | Industry | Fertilizers | Industry (fertilizers, energetic) | Energetic | industry_fertilizers_demand_coal_energetic | Solids | EU | Energy demand | 0 | FEC
EE | TYNDP2026 | LEV | 2040 | TWh | 138 | Sub_sector | Industry | Fertilizers | Industry (fertilizers, energetic) | Energetic | industry_fertilizers_demand_oil_energetic | Liquids | EU | Energy demand | 0 | FEC
EE | TYNDP2026 | LEV | 2040 | TWh | 139 | Sub_sector | Industry | Fertilizers | Industry (fertilizers, energetic) | Energetic | industry_fertilizers_demand_others_energetic | Others | EU | Energy demand | 0 | FEC
EE | TYNDP2026 | LEV | 2040 | TWh | 140 | Sub_sector | Industry | Fertilizers | Industry (fertilizers, energetic) | Energetic | industry_fertilizers_demand_ammonia_energetic | Ammonia | EU | Energy demand | 0 | FEC
EE | TYNDP2026 | LEV | 2040 | TWh | 142 | Sub_sector | Industry | Fertilizers | Industry (fertilizers, non-energetic) | Non-energetic | industry_fertilizers_demand_electricity_non_energetic | Electricity | EU | Energy demand | 0 | not_included_in_FEC
EE | TYNDP2026 | LEV | 2040 | TWh | 143 | Sub_sector | Industry | Fertilizers | Industry (fertilizers, non-energetic) | Non-energetic | industry_fertilizers_demand_hydrogen_non_energetic | Hydrogen | EU | Energy demand | 0 | not_included_in_FEC
EE | TYNDP2026 | LEV | 2040 | TWh | 144 | Sub_sector | Industry | Fertilizers | Industry (fertilizers, non-energetic) | Non-energetic | industry_fertilizers_demand_methane_non_energetic | Methane | EU | Energy demand | 0 | not_included_in_FEC
EE | TYNDP2026 | LEV | 2040 | TWh | 145 | Sub_sector | Industry | Fertilizers | Industry (fertilizers, non-energetic) | Non-energetic | industry_fertilizers_demand_heat_non_energetic | Heat | EU | Energy demand | 0 | not_included_in_FEC
EE | TYNDP2026 | LEV | 2040 | TWh | 146 | Sub_sector | Industry | Fertilizers | Industry (fertilizers, non-energetic) | Non-energetic | industry_fertilizers_demand_biomass_non_energetic | Biomass | EU | Energy demand | 0 | not_included_in_FEC
EE | TYNDP2026 | LEV | 2040 | TWh | 147 | Sub_sector | Industry | Fertilizers | Industry (fertilizers, non-energetic) | Non-energetic | industry_fertilizers_demand_coal_non_energetic | Solids | EU | Energy demand | 0 | not_included_in_FEC
EE | TYNDP2026 | LEV | 2040 | TWh | 148 | Sub_sector | Industry | Fertilizers | Industry (fertilizers, non-energetic) | Non-energetic | industry_fertilizers_demand_oil_non_energetic | Liquids | EU | Energy demand | 0 | not_included_in_FEC
EE | TYNDP2026 | LEV | 2040 | TWh | 149 | Sub_sector | Industry | Fertilizers | Industry (fertilizers, non-energetic) | Non-energetic | industry_fertilizers_demand_others_non_energetic | Others | EU | Energy demand | 0 | not_included_in_FEC
EE | TYNDP2026 | LEV | 2040 | TWh | 150 | Sub_sector | Industry | Fertilizers | Industry (fertilizers, non-energetic) | Non-energetic | industry_fertilizers_demand_ammonia_non_energetic | Ammonia | EU | Energy demand | 0 | not_included_in_FEC
EE | TYNDP2026 | LEV | 2040 | TWh | 152 | Sub_sector | Industry | Food | Industry (food) | Energetic | industry_food_demand_electricity_energetic | Electricity | EU | Energy demand | 0.32792 | FEC
EE | TYNDP2026 | LEV | 2040 | TWh | 153 | Sub_sector | Industry | Food | Industry (food) | Energetic | industry_food_demand_hydrogen_energetic | Hydrogen | EU | Energy demand | 0 | FEC
EE | TYNDP2026 | LEV | 2040 | TWh | 154 | Sub_sector | Industry | Food | Industry (food) | Energetic | industry_food_demand_methane_energetic | Methane | EU | Energy demand | 0.12495 | FEC
EE | TYNDP2026 | LEV | 2040 | TWh | 155 | Sub_sector | Industry | Food | Industry (food) | Energetic | industry_food_demand_heat_energetic | Heat | EU | Energy demand | 0 | FEC
EE | TYNDP2026 | LEV | 2040 | TWh | 156 | Sub_sector | Industry | Food | Industry (food) | Energetic | industry_food_demand_biomass_energetic | Biomass | EU | Energy demand | 0 | FEC
EE | TYNDP2026 | LEV | 2040 | TWh | 157 | Sub_sector | Industry | Food | Industry (food) | Energetic | industry_food_demand_coal_energetic | Solids | EU | Energy demand | 0 | FEC
EE | TYNDP2026 | LEV | 2040 | TWh | 158 | Sub_sector | Industry | Food | Industry (food) | Energetic | industry_food_demand_oil_energetic | Liquids | EU | Energy demand | 0.0063052 | FEC
EE | TYNDP2026 | LEV | 2040 | TWh | 159 | Sub_sector | Industry | Food | Industry (food) | Energetic | industry_food_demand_others_energetic | Others | EU | Energy demand | 0 | FEC
EE | TYNDP2026 | LEV | 2040 | TWh | 160 | Sub_sector | Industry | Food | Industry (food) | Energetic | industry_food_demand_ammonia_energetic | Ammonia | EU | Energy demand | 0 | FEC
EE | TYNDP2026 | LEV | 2040 | TWh | 162 | Sub_sector | Industry | Metals | Industry (metal) | Energetic | industry_metal_demand_electricity_energetic | Electricity | EU | Energy demand | 0.0026613 | FEC
EE | TYNDP2026 | LEV | 2040 | TWh | 163 | Sub_sector | Industry | Metals | Industry (metal) | Energetic | industry_metal_demand_hydrogen_energetic | Hydrogen | EU | Energy demand | 0 | FEC
EE | TYNDP2026 | LEV | 2040 | TWh | 164 | Sub_sector | Industry | Metals | Industry (metal) | Energetic | industry_metal_demand_methane_energetic | Methane | EU | Energy demand | 0.0049529 | FEC
EE | TYNDP2026 | LEV | 2040 | TWh | 165 | Sub_sector | Industry | Metals | Industry (metal) | Energetic | industry_metal_demand_heat_energetic | Heat | EU | Energy demand | 0 | FEC
EE | TYNDP2026 | LEV | 2040 | TWh | 166 | Sub_sector | Industry | Metals | Industry (metal) | Energetic | industry_metal_demand_biomass_energetic | Biomass | EU | Energy demand | 0 | FEC
EE | TYNDP2026 | LEV | 2040 | TWh | 167 | Sub_sector | Industry | Metals | Industry (metal) | Energetic | industry_metal_demand_coal_energetic | Solids | EU | Energy demand | 0 | FEC
EE | TYNDP2026 | LEV | 2040 | TWh | 168 | Sub_sector | Industry | Metals | Industry (metal) | Energetic | industry_metal_demand_oil_energetic | Liquids | EU | Energy demand | 0 | FEC
EE | TYNDP2026 | LEV | 2040 | TWh | 169 | Sub_sector | Industry | Metals | Industry (metal) | Energetic | industry_metal_demand_others_energetic | Others | EU | Energy demand | 0 | FEC
EE | TYNDP2026 | LEV | 2040 | TWh | 170 | Sub_sector | Industry | Metals | Industry (metal) | Energetic | industry_metal_demand_ammonia_energetic | Ammonia | EU | Energy demand | 0 | FEC
EE | TYNDP2026 | LEV | 2040 | TWh | 172 | Sub_sector | Industry | Others | Industry (other, energetic) | Energetic | industry_other_demand_electricity_energetic | Electricity | EU | Energy demand | 0.6013 | FEC
EE | TYNDP2026 | LEV | 2040 | TWh | 173 | Sub_sector | Industry | Others | Industry (other, energetic) | Energetic | industry_other_demand_hydrogen_energetic | Hydrogen | EU | Energy demand | 0.45034 | FEC
EE | TYNDP2026 | LEV | 2040 | TWh | 174 | Sub_sector | Industry | Others | Industry (other, energetic) | Energetic | industry_other_demand_methane_energetic | Methane | EU | Energy demand | 0.36761 | FEC
EE | TYNDP2026 | LEV | 2040 | TWh | 175 | Sub_sector | Industry | Others | Industry (other, energetic) | Energetic | industry_other_demand_heat_energetic | Heat | EU | Energy demand | 0 | FEC
EE | TYNDP2026 | LEV | 2040 | TWh | 176 | Sub_sector | Industry | Others | Industry (other, energetic) | Energetic | industry_other_demand_biomass_energetic | Biomass | EU | Energy demand | 0.88835 | FEC
EE | TYNDP2026 | LEV | 2040 | TWh | 177 | Sub_sector | Industry | Others | Industry (other, energetic) | Energetic | industry_other_demand_coal_energetic | Solids | EU | Energy demand | 0.12574 | FEC
EE | TYNDP2026 | LEV | 2040 | TWh | 178 | Sub_sector | Industry | Others | Industry (other, energetic) | Energetic | industry_other_demand_oil_energetic | Liquids | EU | Energy demand | 0.578 | FEC
EE | TYNDP2026 | LEV | 2040 | TWh | 179 | Sub_sector | Industry | Others | Industry (other, energetic) | Energetic | industry_other_demand_others_energetic | Others | EU | Energy demand | 0 | FEC
EE | TYNDP2026 | LEV | 2040 | TWh | 180 | Sub_sector | Industry | Others | Industry (other, energetic) | Energetic | industry_other_demand_ammonia_energetic | Ammonia | EU | Energy demand | 0 | FEC
EE | TYNDP2026 | LEV | 2040 | TWh | 182 | Sub_sector | Industry | Others | Industry (other, non-energetic) | Non-energetic | industry_other_demand_electricity_non_energetic | Electricity | EU | Energy demand | 0 | not_included_in_FEC
EE | TYNDP2026 | LEV | 2040 | TWh | 183 | Sub_sector | Industry | Others | Industry (other, non-energetic) | Non-energetic | industry_other_demand_hydrogen_non_energetic | Hydrogen | EU | Energy demand | 0 | not_included_in_FEC
EE | TYNDP2026 | LEV | 2040 | TWh | 184 | Sub_sector | Industry | Others | Industry (other, non-energetic) | Non-energetic | industry_other_demand_methane_non_energetic | Methane | EU | Energy demand | 0 | not_included_in_FEC
EE | TYNDP2026 | LEV | 2040 | TWh | 185 | Sub_sector | Industry | Others | Industry (other, non-energetic) | Non-energetic | industry_other_demand_heat_non_energetic | Heat | EU | Energy demand | 0 | not_included_in_FEC
EE | TYNDP2026 | LEV | 2040 | TWh | 186 | Sub_sector | Industry | Others | Industry (other, non-energetic) | Non-energetic | industry_other_demand_biomass_non_energetic | Biomass | EU | Energy demand | 0 | not_included_in_FEC
EE | TYNDP2026 | LEV | 2040 | TWh | 187 | Sub_sector | Industry | Others | Industry (other, non-energetic) | Non-energetic | industry_other_demand_coal_non_energetic | Solids | EU | Energy demand | 0 | not_included_in_FEC
EE | TYNDP2026 | LEV | 2040 | TWh | 188 | Sub_sector | Industry | Others | Industry (other, non-energetic) | Non-energetic | industry_other_demand_oil_non_energetic | Liquids | EU | Energy demand | 0.50901 | not_included_in_FEC
EE | TYNDP2026 | LEV | 2040 | TWh | 189 | Sub_sector | Industry | Others | Industry (other, non-energetic) | Non-energetic | industry_other_demand_others_non_energetic | Others | EU | Energy demand | 0 | not_included_in_FEC
EE | TYNDP2026 | LEV | 2040 | TWh | 190 | Sub_sector | Industry | Others | Industry (other, non-energetic) | Non-energetic | industry_other_demand_ammonia_non_energetic | Ammonia | EU | Energy demand | 0 | not_included_in_FEC
EE | TYNDP2026 | LEV | 2040 | TWh | 192 | Sub_sector | Industry | Paper | Industry (paper) | Energetic | industry_paper_demand_electricity_energetic | Electricity | EU | Energy demand | 0.30662 | FEC
EE | TYNDP2026 | LEV | 2040 | TWh | 193 | Sub_sector | Industry | Paper | Industry (paper) | Energetic | industry_paper_demand_hydrogen_energetic | Hydrogen | EU | Energy demand | 0.034968 | FEC
EE | TYNDP2026 | LEV | 2040 | TWh | 194 | Sub_sector | Industry | Paper | Industry (paper) | Energetic | industry_paper_demand_methane_energetic | Methane | EU | Energy demand | 0.051962 | FEC
EE | TYNDP2026 | LEV | 2040 | TWh | 195 | Sub_sector | Industry | Paper | Industry (paper) | Energetic | industry_paper_demand_heat_energetic | Heat | EU | Energy demand | 0 | FEC
EE | TYNDP2026 | LEV | 2040 | TWh | 196 | Sub_sector | Industry | Paper | Industry (paper) | Energetic | industry_paper_demand_biomass_energetic | Biomass | EU | Energy demand | 0.048718 | FEC
EE | TYNDP2026 | LEV | 2040 | TWh | 197 | Sub_sector | Industry | Paper | Industry (paper) | Energetic | industry_paper_demand_coal_energetic | Solids | EU | Energy demand | 0.0052811 | FEC
EE | TYNDP2026 | LEV | 2040 | TWh | 198 | Sub_sector | Industry | Paper | Industry (paper) | Energetic | industry_paper_demand_oil_energetic | Liquids | EU | Energy demand | 0 | FEC
EE | TYNDP2026 | LEV | 2040 | TWh | 199 | Sub_sector | Industry | Paper | Industry (paper) | Energetic | industry_paper_demand_others_energetic | Others | EU | Energy demand | 0 | FEC
EE | TYNDP2026 | LEV | 2040 | TWh | 200 | Sub_sector | Industry | Paper | Industry (paper) | Energetic | industry_paper_demand_ammonia_energetic | Ammonia | EU | Energy demand | 0 | FEC
EE | TYNDP2026 | LEV | 2040 | TWh | 202 | Sub_sector | Industry | Refineries | Industry (refineries, energetic) | Energetic | industry_refinery_demand_electricity_energetic | Electricity | EU | Energy demand | 0 | not_included_in_FEC
EE | TYNDP2026 | LEV | 2040 | TWh | 203 | Sub_sector | Industry | Refineries | Industry (refineries, energetic) | Energetic | industry_refinery_demand_hydrogen_energetic | Hydrogen | EU | Energy demand | 0 | not_included_in_FEC
EE | TYNDP2026 | LEV | 2040 | TWh | 204 | Sub_sector | Industry | Refineries | Industry (refineries, energetic) | Energetic | industry_refinery_demand_methane_energetic | Methane | EU | Energy demand | 0 | not_included_in_FEC
EE | TYNDP2026 | LEV | 2040 | TWh | 205 | Sub_sector | Industry | Refineries | Industry (refineries, energetic) | Energetic | industry_refinery_demand_heat_energetic | Heat | EU | Energy demand | 0 | not_included_in_FEC
EE | TYNDP2026 | LEV | 2040 | TWh | 206 | Sub_sector | Industry | Refineries | Industry (refineries, energetic) | Energetic | industry_refinery_demand_biomass_energetic | Biomass | EU | Energy demand | 0 | not_included_in_FEC
EE | TYNDP2026 | LEV | 2040 | TWh | 207 | Sub_sector | Industry | Refineries | Industry (refineries, energetic) | Energetic | industry_refinery_demand_coal_energetic | Solids | EU | Energy demand | 0 | not_included_in_FEC
EE | TYNDP2026 | LEV | 2040 | TWh | 208 | Sub_sector | Industry | Refineries | Industry (refineries, energetic) | Energetic | industry_refinery_demand_oil_energetic | Liquids | EU | Energy demand | 0 | not_included_in_FEC
EE | TYNDP2026 | LEV | 2040 | TWh | 209 | Sub_sector | Industry | Refineries | Industry (refineries, energetic) | Energetic | industry_refinery_demand_others_energetic | Others | EU | Energy demand | 0 | not_included_in_FEC
EE | TYNDP2026 | LEV | 2040 | TWh | 210 | Sub_sector | Industry | Refineries | Industry (refineries, energetic) | Energetic | industry_refinery_demand_ammonia_energetic | Ammonia | EU | Energy demand | 0 | not_included_in_FEC
EE | TYNDP2026 | LEV | 2040 | TWh | 212 | Sub_sector | Industry | Refineries | Industry (refineries, non-energetic) | Non-energetic | industry_refinery_demand_electricity_non_energetic | Electricity | EU | Energy demand | 0 | not_included_in_FEC
EE | TYNDP2026 | LEV | 2040 | TWh | 213 | Sub_sector | Industry | Refineries | Industry (refineries, non-energetic) | Non-energetic | industry_refinery_demand_hydrogen_non_energetic | Hydrogen | EU | Energy demand | 0 | not_included_in_FEC
EE | TYNDP2026 | LEV | 2040 | TWh | 214 | Sub_sector | Industry | Refineries | Industry (refineries, non-energetic) | Non-energetic | industry_refinery_demand_methane_non_energetic | Methane | EU | Energy demand | 0 | not_included_in_FEC
EE | TYNDP2026 | LEV | 2040 | TWh | 215 | Sub_sector | Industry | Refineries | Industry (refineries, non-energetic) | Non-energetic | industry_refinery_demand_heat_non_energetic | Heat | EU | Energy demand | 0 | not_included_in_FEC
EE | TYNDP2026 | LEV | 2040 | TWh | 216 | Sub_sector | Industry | Refineries | Industry (refineries, non-energetic) | Non-energetic | industry_refinery_demand_biomass_non_energetic | Biomass | EU | Energy demand | 0 | not_included_in_FEC
EE | TYNDP2026 | LEV | 2040 | TWh | 217 | Sub_sector | Industry | Refineries | Industry (refineries, non-energetic) | Non-energetic | industry_refinery_demand_coal_non_energetic | Solids | EU | Energy demand | 0 | not_included_in_FEC
EE | TYNDP2026 | LEV | 2040 | TWh | 218 | Sub_sector | Industry | Refineries | Industry (refineries, non-energetic) | Non-energetic | industry_refinery_demand_oil_non_energetic | Liquids | EU | Energy demand | 0 | not_included_in_FEC
EE | TYNDP2026 | LEV | 2040 | TWh | 219 | Sub_sector | Industry | Refineries | Industry (refineries, non-energetic) | Non-energetic | industry_refinery_demand_others_non_energetic | Others | EU | Energy demand | 0 | not_included_in_FEC
EE | TYNDP2026 | LEV | 2040 | TWh | 220 | Sub_sector | Industry | Refineries | Industry (refineries, non-energetic) | Non-energetic | industry_refinery_demand_ammonia_non_energetic | Ammonia | EU | Energy demand | 0 | not_included_in_FEC
EE | TYNDP2026 | LEV | 2040 | TWh | 222 | Sub_sector | Industry | Steel | Industry (steel) | Energetic | industry_steel_demand_electricity_energetic | Electricity | EU | Energy demand | 0 | FEC
EE | TYNDP2026 | LEV | 2040 | TWh | 223 | Sub_sector | Industry | Steel | Industry (steel) | Energetic | industry_steel_demand_hydrogen_energetic | Hydrogen | EU | Energy demand | 0 | FEC
EE | TYNDP2026 | LEV | 2040 | TWh | 224 | Sub_sector | Industry | Steel | Industry (steel) | Energetic | industry_steel_demand_methane_energetic | Methane | EU | Energy demand | 0 | FEC
EE | TYNDP2026 | LEV | 2040 | TWh | 225 | Sub_sector | Industry | Steel | Industry (steel) | Energetic | industry_steel_demand_heat_energetic | Heat | EU | Energy demand | 0 | FEC
EE | TYNDP2026 | LEV | 2040 | TWh | 226 | Sub_sector | Industry | Steel | Industry (steel) | Energetic | industry_steel_demand_biomass_energetic | Biomass | EU | Energy demand | 0 | FEC
EE | TYNDP2026 | LEV | 2040 | TWh | 227 | Sub_sector | Industry | Steel | Industry (steel) | Energetic | industry_steel_demand_coal_energetic | Solids | EU | Energy demand | 0 | FEC
EE | TYNDP2026 | LEV | 2040 | TWh | 228 | Sub_sector | Industry | Steel | Industry (steel) | Energetic | industry_steel_demand_oil_energetic | Liquids | EU | Energy demand | 0 | FEC
EE | TYNDP2026 | LEV | 2040 | TWh | 229 | Sub_sector | Industry | Steel | Industry (steel) | Energetic | industry_steel_demand_others_energetic | Others | EU | Energy demand | 0 | FEC
EE | TYNDP2026 | LEV | 2040 | TWh | 230 | Sub_sector | Industry | Steel | Industry (steel) | Energetic | industry_steel_demand_ammonia_energetic | Ammonia | EU | Energy demand | 0 | FEC
EE | TYNDP2026 | LEV | 2040 | TWh | 232 | Sub_sector | Transport | Cars | Transport (cars) | Energetic | transport_cars_final_demand_electricity | Electricity | EU | Energy demand | 0.66614 | FEC
EE | TYNDP2026 | LEV | 2040 | TWh | 233 | Sub_sector | Transport | Cars | Transport (cars) | Energetic | transport_cars_final_demand_hydrogen | Hydrogen | EU | Energy demand | 0.034666 | FEC
EE | TYNDP2026 | LEV | 2040 | TWh | 234 | Sub_sector | Transport | Cars | Transport (cars) | Energetic | transport_cars_final_demand_methane | Methane | EU | Energy demand | 0.37906 | FEC
EE | TYNDP2026 | LEV | 2040 | TWh | 235 | Sub_sector | Transport | Cars | Transport (cars) | Energetic | transport_cars_final_demand_heat | Heat | EU | Energy demand | 0 | FEC
EE | TYNDP2026 | LEV | 2040 | TWh | 236 | Sub_sector | Transport | Cars | Transport (cars) | Energetic | transport_cars_final_demand_biomass | Biomass | EU | Energy demand | 0 | FEC
EE | TYNDP2026 | LEV | 2040 | TWh | 237 | Sub_sector | Transport | Cars | Transport (cars) | Energetic | transport_cars_final_demand_coal | Solids | EU | Energy demand | 0 | FEC
EE | TYNDP2026 | LEV | 2040 | TWh | 238 | Sub_sector | Transport | Cars | Transport (cars) | Energetic | transport_cars_final_demand_oil | Liquids | EU | Energy demand | 4.5955 | FEC
EE | TYNDP2026 | LEV | 2040 | TWh | 239 | Sub_sector | Transport | Cars | Transport (cars) | Energetic | transport_cars_final_demand_other | Others | EU | Energy demand | 0 | FEC
EE | TYNDP2026 | LEV | 2040 | TWh | 240 | Sub_sector | Transport | Cars | Transport (cars) | Energetic | transport_cars_final_demand_ammonia | Ammonia | EU | Energy demand | 0 | FEC
EE | TYNDP2026 | LEV | 2040 | TWh | 242 | Sub_sector | Transport | Busses | Transport (busses) | Energetic | transport_busses_final_demand_electricity | Electricity | EU | Energy demand | 0.12732 | FEC
EE | TYNDP2026 | LEV | 2040 | TWh | 243 | Sub_sector | Transport | Busses | Transport (busses) | Energetic | transport_busses_final_demand_hydrogen | Hydrogen | EU | Energy demand | 0.10166 | FEC
EE | TYNDP2026 | LEV | 2040 | TWh | 244 | Sub_sector | Transport | Busses | Transport (busses) | Energetic | transport_busses_final_demand_methane | Methane | EU | Energy demand | 0.1479 | FEC
EE | TYNDP2026 | LEV | 2040 | TWh | 245 | Sub_sector | Transport | Busses | Transport (busses) | Energetic | transport_busses_final_demand_heat | Heat | EU | Energy demand | 0 | FEC
EE | TYNDP2026 | LEV | 2040 | TWh | 246 | Sub_sector | Transport | Busses | Transport (busses) | Energetic | transport_busses_final_demand_biomass | Biomass | EU | Energy demand | 0 | FEC
EE | TYNDP2026 | LEV | 2040 | TWh | 247 | Sub_sector | Transport | Busses | Transport (busses) | Energetic | transport_busses_final_demand_coal | Solids | EU | Energy demand | 0 | FEC
EE | TYNDP2026 | LEV | 2040 | TWh | 248 | Sub_sector | Transport | Busses | Transport (busses) | Energetic | transport_busses_final_demand_oil | Liquids | EU | Energy demand | 0.2583 | FEC
EE | TYNDP2026 | LEV | 2040 | TWh | 249 | Sub_sector | Transport | Busses | Transport (busses) | Energetic | transport_busses_final_demand_other | Others | EU | Energy demand | 0 | FEC
EE | TYNDP2026 | LEV | 2040 | TWh | 250 | Sub_sector | Transport | Busses | Transport (busses) | Energetic | transport_busses_final_demand_ammonia | Ammonia | EU | Energy demand | 0 | FEC
EE | TYNDP2026 | LEV | 2040 | TWh | 252 | Sub_sector | Transport | Trucks | Transport (trucks) | Energetic | transport_trucks_final_demand_electricity | Electricity | EU | Energy demand | 0.062771 | FEC
EE | TYNDP2026 | LEV | 2040 | TWh | 253 | Sub_sector | Transport | Trucks | Transport (trucks) | Energetic | transport_trucks_final_demand_hydrogen | Hydrogen | EU | Energy demand | 0.076855 | FEC
EE | TYNDP2026 | LEV | 2040 | TWh | 254 | Sub_sector | Transport | Trucks | Transport (trucks) | Energetic | transport_trucks_final_demand_methane | Methane | EU | Energy demand | 0.13343 | FEC
EE | TYNDP2026 | LEV | 2040 | TWh | 255 | Sub_sector | Transport | Trucks | Transport (trucks) | Energetic | transport_trucks_final_demand_heat | Heat | EU | Energy demand | 0 | FEC
EE | TYNDP2026 | LEV | 2040 | TWh | 256 | Sub_sector | Transport | Trucks | Transport (trucks) | Energetic | transport_trucks_final_demand_biomass | Biomass | EU | Energy demand | 0 | FEC
EE | TYNDP2026 | LEV | 2040 | TWh | 257 | Sub_sector | Transport | Trucks | Transport (trucks) | Energetic | transport_trucks_final_demand_coal | Solids | EU | Energy demand | 0 | FEC
EE | TYNDP2026 | LEV | 2040 | TWh | 258 | Sub_sector | Transport | Trucks | Transport (trucks) | Energetic | transport_trucks_final_demand_oil | Liquids | EU | Energy demand | 0.4717 | FEC
EE | TYNDP2026 | LEV | 2040 | TWh | 259 | Sub_sector | Transport | Trucks | Transport (trucks) | Energetic | transport_trucks_final_demand_other | Others | EU | Energy demand | 0 | FEC
EE | TYNDP2026 | LEV | 2040 | TWh | 260 | Sub_sector | Transport | Trucks | Transport (trucks) | Energetic | transport_trucks_final_demand_ammonia | Ammonia | EU | Energy demand | 0 | FEC
EE | TYNDP2026 | LEV | 2040 | TWh | 262 | Sub_sector | Transport | Vans | Transport (vans) | Energetic | transport_vans_final_demand_electricity | Electricity | EU | Energy demand | 0.073901 | FEC
EE | TYNDP2026 | LEV | 2040 | TWh | 263 | Sub_sector | Transport | Vans | Transport (vans) | Energetic | transport_vans_final_demand_hydrogen | Hydrogen | EU | Energy demand | 0.016417 | FEC
EE | TYNDP2026 | LEV | 2040 | TWh | 264 | Sub_sector | Transport | Vans | Transport (vans) | Energetic | transport_vans_final_demand_methane | Methane | EU | Energy demand | 0.004393 | FEC
EE | TYNDP2026 | LEV | 2040 | TWh | 265 | Sub_sector | Transport | Vans | Transport (vans) | Energetic | transport_vans_final_demand_heat | Heat | EU | Energy demand | 0 | FEC
EE | TYNDP2026 | LEV | 2040 | TWh | 266 | Sub_sector | Transport | Vans | Transport (vans) | Energetic | transport_vans_final_demand_biomass | Biomass | EU | Energy demand | 0 | FEC
EE | TYNDP2026 | LEV | 2040 | TWh | 267 | Sub_sector | Transport | Vans | Transport (vans) | Energetic | transport_vans_final_demand_coal | Solids | EU | Energy demand | 0 | FEC
EE | TYNDP2026 | LEV | 2040 | TWh | 268 | Sub_sector | Transport | Vans | Transport (vans) | Energetic | transport_vans_final_demand_oil | Liquids | EU | Energy demand | 0.27716 | FEC
EE | TYNDP2026 | LEV | 2040 | TWh | 269 | Sub_sector | Transport | Vans | Transport (vans) | Energetic | transport_vans_final_demand_other | Others | EU | Energy demand | 0 | FEC
EE | TYNDP2026 | LEV | 2040 | TWh | 270 | Sub_sector | Transport | Vans | Transport (vans) | Energetic | transport_vans_final_demand_ammonia | Ammonia | EU | Energy demand | 0 | FEC
EE | TYNDP2026 | LEV | 2040 | TWh | 272 | Sub_sector | Transport | Freight trains | Transport (trains) | Energetic | transport_trains_final_demand_electricity | Electricity | EU | Energy demand | 0.13988 | FEC
EE | TYNDP2026 | LEV | 2040 | TWh | 273 | Sub_sector | Transport | Freight trains | Transport (trains) | Energetic | transport_trains_final_demand_hydrogen | Hydrogen | EU | Energy demand | 0.037336 | FEC
EE | TYNDP2026 | LEV | 2040 | TWh | 274 | Sub_sector | Transport | Freight trains | Transport (trains) | Energetic | transport_trains_final_demand_methane | Methane | EU | Energy demand | 0 | FEC
EE | TYNDP2026 | LEV | 2040 | TWh | 275 | Sub_sector | Transport | Freight trains | Transport (trains) | Energetic | transport_trains_final_demand_heat | Heat | EU | Energy demand | 0 | FEC
EE | TYNDP2026 | LEV | 2040 | TWh | 276 | Sub_sector | Transport | Freight trains | Transport (trains) | Energetic | transport_trains_final_demand_biomass | Biomass | EU | Energy demand | 0 | FEC
EE | TYNDP2026 | LEV | 2040 | TWh | 277 | Sub_sector | Transport | Freight trains | Transport (trains) | Energetic | transport_trains_final_demand_coal | Solids | EU | Energy demand | 0 | FEC
EE | TYNDP2026 | LEV | 2040 | TWh | 278 | Sub_sector | Transport | Freight trains | Transport (trains) | Energetic | transport_trains_final_demand_oil | Liquids | EU | Energy demand | 0.12769 | FEC
EE | TYNDP2026 | LEV | 2040 | TWh | 279 | Sub_sector | Transport | Freight trains | Transport (trains) | Energetic | transport_trains_final_demand_other | Others | EU | Energy demand | 0 | FEC
EE | TYNDP2026 | LEV | 2040 | TWh | 280 | Sub_sector | Transport | Freight trains | Transport (trains) | Energetic | transport_trains_final_demand_ammonia | Ammonia | EU | Energy demand | 0 | FEC
EE | TYNDP2026 | LEV | 2040 | TWh | 282 | Sub_sector | Transport | Ships | Transport (ships) | Energetic | transport_ships_final_demand_electricity | Electricity | EU | Energy demand | 0.0042065 | FEC
EE | TYNDP2026 | LEV | 2040 | TWh | 283 | Sub_sector | Transport | Ships | Transport (ships) | Energetic | transport_ships_final_demand_hydrogen | Hydrogen | EU | Energy demand | 0.0035821 | FEC
EE | TYNDP2026 | LEV | 2040 | TWh | 284 | Sub_sector | Transport | Ships | Transport (ships) | Energetic | transport_ships_final_demand_methane | Methane | EU | Energy demand | 0 | FEC
EE | TYNDP2026 | LEV | 2040 | TWh | 285 | Sub_sector | Transport | Ships | Transport (ships) | Energetic | transport_ships_final_demand_heat | Heat | EU | Energy demand | 0 | FEC
EE | TYNDP2026 | LEV | 2040 | TWh | 286 | Sub_sector | Transport | Ships | Transport (ships) | Energetic | transport_ships_final_demand_biomass | Biomass | EU | Energy demand | 0 | FEC
EE | TYNDP2026 | LEV | 2040 | TWh | 287 | Sub_sector | Transport | Ships | Transport (ships) | Energetic | transport_ships_final_demand_coal | Solids | EU | Energy demand | 0 | FEC
EE | TYNDP2026 | LEV | 2040 | TWh | 288 | Sub_sector | Transport | Ships | Transport (ships) | Energetic | transport_ships_final_demand_oil | Liquids | EU | Energy demand | 0.015721 | FEC
EE | TYNDP2026 | LEV | 2040 | TWh | 289 | Sub_sector | Transport | Ships | Transport (ships) | Energetic | transport_ships_final_demand_other | Others | EU | Energy demand | 0 | FEC
EE | TYNDP2026 | LEV | 2040 | TWh | 290 | Sub_sector | Transport | Ships | Transport (ships) | Energetic | transport_ships_final_demand_ammonia | Ammonia | EU | Energy demand | 0 | FEC
EE | TYNDP2026 | LEV | 2040 | TWh | 292 | Sub_sector | Transport | Planes | Transport (planes) | Energetic | transport_planes_final_demand_electricity | Electricity | EU | Energy demand | 0.0025779 | FEC
EE | TYNDP2026 | LEV | 2040 | TWh | 293 | Sub_sector | Transport | Planes | Transport (planes) | Energetic | transport_planes_final_demand_hydrogen | Hydrogen | EU | Energy demand | 0.0032909 | FEC
EE | TYNDP2026 | LEV | 2040 | TWh | 294 | Sub_sector | Transport | Planes | Transport (planes) | Energetic | transport_planes_final_demand_methane | Methane | EU | Energy demand | 0 | FEC
EE | TYNDP2026 | LEV | 2040 | TWh | 295 | Sub_sector | Transport | Planes | Transport (planes) | Energetic | transport_planes_final_demand_heat | Heat | EU | Energy demand | 0 | FEC
EE | TYNDP2026 | LEV | 2040 | TWh | 296 | Sub_sector | Transport | Planes | Transport (planes) | Energetic | transport_planes_final_demand_biomass | Biomass | EU | Energy demand | 0 | FEC
EE | TYNDP2026 | LEV | 2040 | TWh | 297 | Sub_sector | Transport | Planes | Transport (planes) | Energetic | transport_planes_final_demand_coal | Solids | EU | Energy demand | 0 | FEC
EE | TYNDP2026 | LEV | 2040 | TWh | 298 | Sub_sector | Transport | Planes | Transport (planes) | Energetic | transport_planes_final_demand_oil | Liquids | EU | Energy demand | 0.018692 | FEC
EE | TYNDP2026 | LEV | 2040 | TWh | 299 | Sub_sector | Transport | Planes | Transport (planes) | Energetic | transport_planes_final_demand_other | Others | EU | Energy demand | 0 | FEC
EE | TYNDP2026 | LEV | 2040 | TWh | 300 | Sub_sector | Transport | Planes | Transport (planes) | Energetic | transport_planes_final_demand_ammonia | Ammonia | EU | Energy demand | 0 | FEC
EE | TYNDP2026 | LEV | 2040 | TWh | 302 | Sub_sector | Transport | Others | Transport (others) | Energetic | transport_other_final_demand_electricity | Electricity | EU | Energy demand | 0.004291 | FEC
EE | TYNDP2026 | LEV | 2040 | TWh | 303 | Sub_sector | Transport | Others | Transport (others) | Energetic | transport_other_final_demand_hydrogen | Hydrogen | EU | Energy demand | 0 | FEC
EE | TYNDP2026 | LEV | 2040 | TWh | 304 | Sub_sector | Transport | Others | Transport (others) | Energetic | transport_other_final_demand_methane | Methane | EU | Energy demand | 0 | FEC
EE | TYNDP2026 | LEV | 2040 | TWh | 305 | Sub_sector | Transport | Others | Transport (others) | Energetic | transport_other_final_demand_heat | Heat | EU | Energy demand | 0 | FEC
EE | TYNDP2026 | LEV | 2040 | TWh | 306 | Sub_sector | Transport | Others | Transport (others) | Energetic | transport_other_final_demand_biomass | Biomass | EU | Energy demand | 0 | FEC
EE | TYNDP2026 | LEV | 2040 | TWh | 307 | Sub_sector | Transport | Others | Transport (others) | Energetic | transport_other_final_demand_coal | Solids | EU | Energy demand | 0 | FEC
EE | TYNDP2026 | LEV | 2040 | TWh | 308 | Sub_sector | Transport | Others | Transport (others) | Energetic | transport_other_final_demand_oil | Liquids | EU | Energy demand | 0.040586 | FEC
EE | TYNDP2026 | LEV | 2040 | TWh | 309 | Sub_sector | Transport | Others | Transport (others) | Energetic | transport_other_final_demand_other | Others | EU | Energy demand | 0 | FEC
EE | TYNDP2026 | LEV | 2040 | TWh | 310 | Sub_sector | Transport | Others | Transport (others) | Energetic | transport_other_final_demand_ammonia | Ammonia | EU | Energy demand | 0 | FEC
EE | TYNDP2026 | LEV | 2040 | TWh | 312 | Sub_sector | International transport | International aviation | Transport (int. aviation) | Energetic | transport_int_aviation_final_demand_electricity | Electricity | EU | Energy demand | 0 | FEC
EE | TYNDP2026 | LEV | 2040 | TWh | 313 | Sub_sector | International transport | International aviation | Transport (int. aviation) | Energetic | transport_int_aviation_final_demand_hydrogen | Hydrogen | EU | Energy demand | 0 | FEC
EE | TYNDP2026 | LEV | 2040 | TWh | 314 | Sub_sector | International transport | International aviation | Transport (int. aviation) | Energetic | transport_int_aviation_final_demand_methane | Methane | EU | Energy demand | 0 | FEC
EE | TYNDP2026 | LEV | 2040 | TWh | 315 | Sub_sector | International transport | International aviation | Transport (int. aviation) | Energetic | transport_int_aviation_final_demand_heat | Heat | EU | Energy demand | 0 | FEC
EE | TYNDP2026 | LEV | 2040 | TWh | 316 | Sub_sector | International transport | International aviation | Transport (int. aviation) | Energetic | transport_int_aviation_final_demand_biofuels | Biomass | EU | Energy demand | 0 | FEC
EE | TYNDP2026 | LEV | 2040 | TWh | 317 | Sub_sector | International transport | International aviation | Transport (int. aviation) | Energetic | transport_int_aviation_final_demand_coal | Solids | EU | Energy demand | 0 | FEC
EE | TYNDP2026 | LEV | 2040 | TWh | 318 | Sub_sector | International transport | International aviation | Transport (int. aviation) | Energetic | transport_int_aviation_final_demand_oil | Liquids | EU | Energy demand | 0.77065 | FEC
EE | TYNDP2026 | LEV | 2040 | TWh | 319 | Sub_sector | International transport | International aviation | Transport (int. aviation) | Energetic | transport_int_aviation_final_demand_other | Others | EU | Energy demand | 0 | FEC
EE | TYNDP2026 | LEV | 2040 | TWh | 320 | Sub_sector | International transport | International aviation | Transport (int. aviation) | Energetic | transport_int_aviation_final_demand_ammonia | Ammonia | EU | Energy demand | 0 | FEC
EE | TYNDP2026 | LEV | 2040 | TWh | 322 | Sub_sector | International transport | International shipping | Transport (int. shipping) | Energetic | transport_int_shipping_final_demand_electricity | Electricity | EU | Energy demand | 0 | not_included_in_FEC
EE | TYNDP2026 | LEV | 2040 | TWh | 323 | Sub_sector | International transport | International shipping | Transport (int. shipping) | Energetic | transport_int_shipping_final_demand_hydrogen | Hydrogen | EU | Energy demand | 0.36049 | not_included_in_FEC
EE | TYNDP2026 | LEV | 2040 | TWh | 324 | Sub_sector | International transport | International shipping | Transport (int. shipping) | Energetic | transport_int_shipping_final_demand_methane | Methane | EU | Energy demand | 0.62834 | not_included_in_FEC
EE | TYNDP2026 | LEV | 2040 | TWh | 325 | Sub_sector | International transport | International shipping | Transport (int. shipping) | Energetic | transport_int_shipping_final_demand_heat | Heat | EU | Energy demand | 0 | not_included_in_FEC
EE | TYNDP2026 | LEV | 2040 | TWh | 326 | Sub_sector | International transport | International shipping | Transport (int. shipping) | Energetic | transport_int_shipping_final_demand_biofuels | Biomass | EU | Energy demand | 0 | not_included_in_FEC
EE | TYNDP2026 | LEV | 2040 | TWh | 327 | Sub_sector | International transport | International shipping | Transport (int. shipping) | Energetic | transport_int_shipping_final_demand_coal | Solids | EU | Energy demand | 0 | not_included_in_FEC
EE | TYNDP2026 | LEV | 2040 | TWh | 328 | Sub_sector | International transport | International shipping | Transport (int. shipping) | Energetic | transport_int_shipping_final_demand_oil | Liquids | EU | Energy demand | 0.95994 | not_included_in_FEC
EE | TYNDP2026 | LEV | 2040 | TWh | 329 | Sub_sector | International transport | International shipping | Transport (int. shipping) | Energetic | transport_int_shipping_final_demand_other | Others | EU | Energy demand | 0 | not_included_in_FEC
EE | TYNDP2026 | LEV | 2040 | TWh | 330 | Sub_sector | International transport | International shipping | Transport (int. shipping) | Energetic | transport_int_shipping_final_demand_ammonia | Ammonia | EU | Energy demand | 0 | not_included_in_FEC
EE | TYNDP2026 | LEV | 2040 | TWh | 332 | Sub_sector | Households | Space heating | Households (heating) | Energetic | households_heating_final_demand_electricity | Electricity | EU | Energy demand | 0.8541 | FEC
EE | TYNDP2026 | LEV | 2040 | TWh | 333 | Sub_sector | Households | Space heating | Households (heating) | Energetic | households_heating_final_demand_hydrogen | Hydrogen | EU | Energy demand | 0 | FEC
EE | TYNDP2026 | LEV | 2040 | TWh | 334 | Sub_sector | Households | Space heating | Households (heating) | Energetic | households_heating_final_demand_methane | Methane | EU | Energy demand | 1.3126 | FEC
EE | TYNDP2026 | LEV | 2040 | TWh | 335 | Sub_sector | Households | Space heating | Households (heating) | Energetic | households_heating_final_demand_heat | Heat | EU | Energy demand | 2.3323 | FEC
EE | TYNDP2026 | LEV | 2040 | TWh | 336 | Sub_sector | Households | Space heating | Households (heating) | Energetic | households_heating_final_demand_biomass | Biomass | EU | Energy demand | 1.3034 | FEC
EE | TYNDP2026 | LEV | 2040 | TWh | 337 | Sub_sector | Households | Space heating | Households (heating) | Energetic | households_heating_final_demand_coal | Solids | EU | Energy demand | 0 | FEC
EE | TYNDP2026 | LEV | 2040 | TWh | 338 | Sub_sector | Households | Space heating | Households (heating) | Energetic | households_heating_final_demand_oil | Liquids | EU | Energy demand | 0 | FEC
EE | TYNDP2026 | LEV | 2040 | TWh | 339 | Sub_sector | Households | Space heating | Households (heating) | Energetic | households_heating_final_demand_other | Others | EU | Energy demand | 0.16029 | FEC
EE | TYNDP2026 | LEV | 2040 | TWh | 340 | Sub_sector | Households | Space heating | Households (heating) | Energetic | households_heating_final_demand_ammonia | Ammonia | EU | Energy demand | 0 | FEC
EE | TYNDP2026 | LEV | 2040 | TWh | 343 | Sub_sector | Households | Cooling | Households (cooling) | Energetic | households_cooling_final_demand_electricity | Electricity | EU | Energy demand | 0 | FEC
EE | TYNDP2026 | LEV | 2040 | TWh | 344 | Sub_sector | Households | Cooling | Households (cooling) | Energetic | households_cooling_final_demand_hydrogen | Hydrogen | EU | Energy demand | 0 | FEC
EE | TYNDP2026 | LEV | 2040 | TWh | 345 | Sub_sector | Households | Cooling | Households (cooling) | Energetic | households_cooling_final_demand_methane | Methane | EU | Energy demand | 0 | FEC
EE | TYNDP2026 | LEV | 2040 | TWh | 346 | Sub_sector | Households | Cooling | Households (cooling) | Energetic | households_cooling_final_demand_heat | Heat | EU | Energy demand | 0 | FEC
EE | TYNDP2026 | LEV | 2040 | TWh | 347 | Sub_sector | Households | Cooling | Households (cooling) | Energetic | households_cooling_final_demand_biomass | Biomass | EU | Energy demand | 0 | FEC
EE | TYNDP2026 | LEV | 2040 | TWh | 348 | Sub_sector | Households | Cooling | Households (cooling) | Energetic | households_cooling_final_demand_coal | Solids | EU | Energy demand | 0 | FEC
EE | TYNDP2026 | LEV | 2040 | TWh | 349 | Sub_sector | Households | Cooling | Households (cooling) | Energetic | households_cooling_final_demand_oil | Liquids | EU | Energy demand | 0 | FEC
EE | TYNDP2026 | LEV | 2040 | TWh | 350 | Sub_sector | Households | Cooling | Households (cooling) | Energetic | households_cooling_final_demand_other | Others | EU | Energy demand | 0 | FEC
EE | TYNDP2026 | LEV | 2040 | TWh | 351 | Sub_sector | Households | Cooling | Households (cooling) | Energetic | households_cooling_final_demand_ammonia | Ammonia | EU | Energy demand | 0 | FEC
EE | TYNDP2026 | LEV | 2040 | TWh | 354 | Sub_sector | Households | Hot water | Households (hot water) | Energetic | households_hot_water_final_demand_electricity | Electricity | EU | Energy demand | 0.20797 | FEC
EE | TYNDP2026 | LEV | 2040 | TWh | 355 | Sub_sector | Households | Hot water | Households (hot water) | Energetic | households_hot_water_final_demand_hydrogen | Hydrogen | EU | Energy demand | 0 | FEC
EE | TYNDP2026 | LEV | 2040 | TWh | 356 | Sub_sector | Households | Hot water | Households (hot water) | Energetic | households_hot_water_final_demand_methane | Methane | EU | Energy demand | 0.14337 | FEC
EE | TYNDP2026 | LEV | 2040 | TWh | 357 | Sub_sector | Households | Hot water | Households (hot water) | Energetic | households_hot_water_final_demand_heat | Heat | EU | Energy demand | 0.48199 | FEC
EE | TYNDP2026 | LEV | 2040 | TWh | 358 | Sub_sector | Households | Hot water | Households (hot water) | Energetic | households_hot_water_final_demand_biomass | Biomass | EU | Energy demand | 0.15952 | FEC
EE | TYNDP2026 | LEV | 2040 | TWh | 359 | Sub_sector | Households | Hot water | Households (hot water) | Energetic | households_hot_water_final_demand_coal | Solids | EU | Energy demand | 0 | FEC
EE | TYNDP2026 | LEV | 2040 | TWh | 360 | Sub_sector | Households | Hot water | Households (hot water) | Energetic | households_hot_water_final_demand_oil | Liquids | EU | Energy demand | 0 | FEC
EE | TYNDP2026 | LEV | 2040 | TWh | 361 | Sub_sector | Households | Hot water | Households (hot water) | Energetic | households_hot_water_final_demand_other | Others | EU | Energy demand | 0.032854 | FEC
EE | TYNDP2026 | LEV | 2040 | TWh | 362 | Sub_sector | Households | Hot water | Households (hot water) | Energetic | households_hot_water_final_demand_ammonia | Ammonia | EU | Energy demand | 0 | FEC
EE | TYNDP2026 | LEV | 2040 | TWh | 365 | Sub_sector | Households | Appliances | Households (appliances) | Energetic | households_appliances_final_demand_electricity | Electricity | EU | Energy demand | 1.5055 | FEC
EE | TYNDP2026 | LEV | 2040 | TWh | 366 | Sub_sector | Households | Appliances | Households (appliances) | Energetic | households_appliances_final_demand_hydrogen | Hydrogen | EU | Energy demand | 0 | FEC
EE | TYNDP2026 | LEV | 2040 | TWh | 367 | Sub_sector | Households | Appliances | Households (appliances) | Energetic | households_appliances_final_demand_methane | Methane | EU | Energy demand | 0.072944 | FEC
EE | TYNDP2026 | LEV | 2040 | TWh | 368 | Sub_sector | Households | Appliances | Households (appliances) | Energetic | households_appliances_final_demand_heat | Heat | EU | Energy demand | 0 | FEC
EE | TYNDP2026 | LEV | 2040 | TWh | 369 | Sub_sector | Households | Appliances | Households (appliances) | Energetic | households_appliances_final_demand_biomass | Biomass | EU | Energy demand | 0.013747 | FEC
EE | TYNDP2026 | LEV | 2040 | TWh | 370 | Sub_sector | Households | Appliances | Households (appliances) | Energetic | households_appliances_final_demand_coal | Solids | EU | Energy demand | 0 | FEC
EE | TYNDP2026 | LEV | 2040 | TWh | 371 | Sub_sector | Households | Appliances | Households (appliances) | Energetic | households_appliances_final_demand_oil | Liquids | EU | Energy demand | 0 | FEC
EE | TYNDP2026 | LEV | 2040 | TWh | 372 | Sub_sector | Households | Appliances | Households (appliances) | Energetic | households_appliances_final_demand_other | Others | EU | Energy demand | 0 | FEC
EE | TYNDP2026 | LEV | 2040 | TWh | 373 | Sub_sector | Households | Appliances | Households (appliances) | Energetic | households_appliances_final_demand_ammonia | Ammonia | EU | Energy demand | 0 | FEC
EE | TYNDP2026 | LEV | 2040 | TWh | 375 | Sub_sector | Buildings | Space heating | Buildings (heat) | Energetic | buildings_heat_final_demand_electricity | Electricity | EU | Energy demand | 0.83512 | FEC
EE | TYNDP2026 | LEV | 2040 | TWh | 376 | Sub_sector | Buildings | Space heating | Buildings (heat) | Energetic | buildings_heat_final_demand_hydrogen | Hydrogen | EU | Energy demand | 0.038046 | FEC
EE | TYNDP2026 | LEV | 2040 | TWh | 377 | Sub_sector | Buildings | Space heating | Buildings (heat) | Energetic | buildings_heat_final_demand_methane | Methane | EU | Energy demand | 0.78367 | FEC
EE | TYNDP2026 | LEV | 2040 | TWh | 378 | Sub_sector | Buildings | Space heating | Buildings (heat) | Energetic | buildings_heat_final_demand_heat | Heat | EU | Energy demand | 1.3355 | FEC
EE | TYNDP2026 | LEV | 2040 | TWh | 379 | Sub_sector | Buildings | Space heating | Buildings (heat) | Energetic | buildings_heat_final_demand_biomass | Biomass | EU | Energy demand | 0.069249 | FEC
EE | TYNDP2026 | LEV | 2040 | TWh | 380 | Sub_sector | Buildings | Space heating | Buildings (heat) | Energetic | buildings_heat_final_demand_coal | Solids | EU | Energy demand | 0.0072492 | FEC
EE | TYNDP2026 | LEV | 2040 | TWh | 381 | Sub_sector | Buildings | Space heating | Buildings (heat) | Energetic | buildings_heat_final_demand_oil | Liquids | EU | Energy demand | 0.09214 | FEC
EE | TYNDP2026 | LEV | 2040 | TWh | 382 | Sub_sector | Buildings | Space heating | Buildings (heat) | Energetic | buildings_heat_final_demand_other | Others | EU | Energy demand | 0 | FEC
EE | TYNDP2026 | LEV | 2040 | TWh | 383 | Sub_sector | Buildings | Space heating | Buildings (heat) | Energetic | buildings_heat_final_demand_ammonia | Ammonia | EU | Energy demand | 0 | FEC
EE | TYNDP2026 | LEV | 2040 | TWh | 386 | Sub_sector | Buildings | Cooling | Buildings (cooling) | Energetic | buildings_cooling_final_demand_electricity | Electricity | EU | Energy demand | 0.019741 | FEC
EE | TYNDP2026 | LEV | 2040 | TWh | 387 | Sub_sector | Buildings | Cooling | Buildings (cooling) | Energetic | buildings_cooling_final_demand_hydrogen | Hydrogen | EU | Energy demand | 0 | FEC
EE | TYNDP2026 | LEV | 2040 | TWh | 388 | Sub_sector | Buildings | Cooling | Buildings (cooling) | Energetic | buildings_cooling_final_demand_methane | Methane | EU | Energy demand | 0 | FEC
EE | TYNDP2026 | LEV | 2040 | TWh | 389 | Sub_sector | Buildings | Cooling | Buildings (cooling) | Energetic | buildings_cooling_final_demand_heat | Heat | EU | Energy demand | 0 | FEC
EE | TYNDP2026 | LEV | 2040 | TWh | 390 | Sub_sector | Buildings | Cooling | Buildings (cooling) | Energetic | buildings_cooling_final_demand_biomass | Biomass | EU | Energy demand | 0 | FEC
EE | TYNDP2026 | LEV | 2040 | TWh | 391 | Sub_sector | Buildings | Cooling | Buildings (cooling) | Energetic | buildings_cooling_final_demand_coal | Solids | EU | Energy demand | 0 | FEC
EE | TYNDP2026 | LEV | 2040 | TWh | 392 | Sub_sector | Buildings | Cooling | Buildings (cooling) | Energetic | buildings_cooling_final_demand_oil | Liquids | EU | Energy demand | 0 | FEC
EE | TYNDP2026 | LEV | 2040 | TWh | 393 | Sub_sector | Buildings | Cooling | Buildings (cooling) | Energetic | buildings_cooling_final_demand_other | Others | EU | Energy demand | 0 | FEC
EE | TYNDP2026 | LEV | 2040 | TWh | 394 | Sub_sector | Buildings | Cooling | Buildings (cooling) | Energetic | buildings_cooling_final_demand_ammonia | Ammonia | EU | Energy demand | 0 | FEC
EE | TYNDP2026 | LEV | 2040 | TWh | 397 | Sub_sector | Buildings | Appliances | Buildings (appliances) | Energetic | buildings_appliances_final_demand_electricity | Electricity | EU | Energy demand | 1.9227 | FEC
EE | TYNDP2026 | LEV | 2040 | TWh | 398 | Sub_sector | Buildings | Appliances | Buildings (appliances) | Energetic | buildings_appliances_final_demand_hydrogen | Hydrogen | EU | Energy demand | 0 | FEC
EE | TYNDP2026 | LEV | 2040 | TWh | 399 | Sub_sector | Buildings | Appliances | Buildings (appliances) | Energetic | buildings_appliances_final_demand_methane | Methane | EU | Energy demand | 0.24465 | FEC
EE | TYNDP2026 | LEV | 2040 | TWh | 400 | Sub_sector | Buildings | Appliances | Buildings (appliances) | Energetic | buildings_appliances_final_demand_heat | Heat | EU | Energy demand | 0 | FEC
EE | TYNDP2026 | LEV | 2040 | TWh | 401 | Sub_sector | Buildings | Appliances | Buildings (appliances) | Energetic | buildings_appliances_final_demand_biomass | Biomass | EU | Energy demand | 0 | FEC
EE | TYNDP2026 | LEV | 2040 | TWh | 402 | Sub_sector | Buildings | Appliances | Buildings (appliances) | Energetic | buildings_appliances_final_demand_coal | Solids | EU | Energy demand | 0 | FEC
EE | TYNDP2026 | LEV | 2040 | TWh | 403 | Sub_sector | Buildings | Appliances | Buildings (appliances) | Energetic | buildings_appliances_final_demand_oil | Liquids | EU | Energy demand | 0 | FEC
EE | TYNDP2026 | LEV | 2040 | TWh | 404 | Sub_sector | Buildings | Appliances | Buildings (appliances) | Energetic | buildings_appliances_final_demand_other | Others | EU | Energy demand | 0 | FEC
EE | TYNDP2026 | LEV | 2040 | TWh | 405 | Sub_sector | Buildings | Appliances | Buildings (appliances) | Energetic | buildings_appliances_final_demand_ammonia | Ammonia | EU | Energy demand | 0 | FEC
EE | TYNDP2026 | LEV | 2040 | TWh | 407 | Sub_sector | Buildings | Datacenters | Datacenters & ICT | Energetic | datacentres_final_demand_electricity_energetic | Electricity | EU | Energy demand | 0.58798 | FEC
EE | TYNDP2026 | LEV | 2040 | TWh | 408 | Sub_sector | Buildings | Datacenters | Datacenters & ICT | Energetic | datacentres_final_demand_hydrogen_energetic | Hydrogen | EU | Energy demand | 0 | FEC
EE | TYNDP2026 | LEV | 2040 | TWh | 409 | Sub_sector | Buildings | Datacenters | Datacenters & ICT | Energetic | datacentres_final_demand_methane_energetic | Methane | EU | Energy demand | 0 | FEC
EE | TYNDP2026 | LEV | 2040 | TWh | 410 | Sub_sector | Buildings | Datacenters | Datacenters & ICT | Energetic | datacentres_final_demand_heat_energetic | Heat | EU | Energy demand | 0 | FEC
EE | TYNDP2026 | LEV | 2040 | TWh | 411 | Sub_sector | Buildings | Datacenters | Datacenters & ICT | Energetic | datacentres_final_demand_biomass_energetic | Biomass | EU | Energy demand | 0 | FEC
EE | TYNDP2026 | LEV | 2040 | TWh | 412 | Sub_sector | Buildings | Datacenters | Datacenters & ICT | Energetic | datacentres_final_demand_coal_energetic | Solids | EU | Energy demand | 0 | FEC
EE | TYNDP2026 | LEV | 2040 | TWh | 413 | Sub_sector | Buildings | Datacenters | Datacenters & ICT | Energetic | datacentres_final_demand_oil_energetic | Liquids | EU | Energy demand | 0 | FEC
EE | TYNDP2026 | LEV | 2040 | TWh | 414 | Sub_sector | Buildings | Datacenters | Datacenters & ICT | Energetic | datacentres_final_demand_other_energetic | Others | EU | Energy demand | 0 | FEC
EE | TYNDP2026 | LEV | 2040 | TWh | 415 | Sub_sector | Buildings | Datacenters | Datacenters & ICT | Energetic | datacentres_final_demand_ammonia_energetic | Ammonia | EU | Energy demand | 0 | FEC
EE | TYNDP2026 | LEV | 2040 | TWh | 417 | Sub_sector | Transport | Others_Sector | Others_Sector | Energetic | other_final_demand_electricity_energetic | Electricity | EU | Energy demand | 0 | FEC
EE | TYNDP2026 | LEV | 2040 | TWh | 418 | Sub_sector | Transport | Others_Sector | Others_Sector | Energetic | other_final_demand_hydrogen_energetic | Hydrogen | EU | Energy demand | 0 | FEC
EE | TYNDP2026 | LEV | 2040 | TWh | 419 | Sub_sector | Transport | Pipeline Transport | Others_Sector | Energetic | other_final_demand_methane_energetic | Methane | EU | Energy demand | 0 | FEC
EE | TYNDP2026 | LEV | 2040 | TWh | 420 | Sub_sector | Transport | Others_Sector | Others_Sector | Energetic | other_final_demand_heat_energetic | Heat | EU | Energy demand | 0 | FEC
EE | TYNDP2026 | LEV | 2040 | TWh | 421 | Sub_sector | Transport | Others_Sector | Others_Sector | Energetic | other_final_demand_biomass_energetic | Biomass | EU | Energy demand | 0 | FEC
EE | TYNDP2026 | LEV | 2040 | TWh | 422 | Sub_sector | Transport | Others_Sector | Others_Sector | Energetic | other_final_demand_coal_energetic | Solids | EU | Energy demand | 0 | FEC
EE | TYNDP2026 | LEV | 2040 | TWh | 423 | Sub_sector | Transport | Others_Sector | Others_Sector | Energetic | other_final_demand_oil_energetic | Liquids | EU | Energy demand | 0.027 | FEC
EE | TYNDP2026 | LEV | 2040 | TWh | 424 | Sub_sector | Others_Sector | Others_Sector | Others_Sector | Non-energetic | other_final_demand_oil_non_energetic | Liquids | EU | Energy demand | 0.015167 | not_included_in_FEC
EE | TYNDP2026 | LEV | 2040 | TWh | 425 | Sub_sector | Transport | Others_Sector | Others_Sector | Energetic | other_final_demand_other_energetic | Others | EU | Energy demand | 0 | FEC
EE | TYNDP2026 | LEV | 2040 | TWh | 426 | Sub_sector | Transport | Others_Sector | Others_Sector | Energetic | other_final_demand_ammonia_energetic | Ammonia | EU | Energy demand | 0 | FEC
EE | TYNDP2026 | LEV | 2040 | TWh | 427 | Sub_sector | Industry | Surplus_Heat_in_Industry | Surplus_Heat_in_Industry | Energetic | final_demand_of_industry_unused_local_production_steam_hot_water | Heat | EU | Energy demand | 0 | FEC
EE | TYNDP2026 | LEV | 2040 | TWh | 429 | Sub_sector | Agriculture | Total | Agriculture | Energetic | agriculture_final_demand_electricity_energetic | Electricity | EU | Energy demand | 0.15335 | FEC
EE | TYNDP2026 | LEV | 2040 | TWh | 430 | Sub_sector | Agriculture | Total | Agriculture | Energetic | agriculture_final_demand_hydrogen_energetic | Hydrogen | EU | Energy demand | 0 | FEC
EE | TYNDP2026 | LEV | 2040 | TWh | 431 | Sub_sector | Agriculture | Total | Agriculture | Energetic | agriculture_final_demand_methane_energetic | Methane | EU | Energy demand | 0.10324 | FEC
EE | TYNDP2026 | LEV | 2040 | TWh | 432 | Sub_sector | Agriculture | Total | Agriculture | Energetic | agriculture_final_demand_heat_energetic | Heat | EU | Energy demand | 0.019263 | FEC
EE | TYNDP2026 | LEV | 2040 | TWh | 433 | Sub_sector | Agriculture | Total | Agriculture | Energetic | agriculture_final_demand_biomass_energetic | Biomass | EU | Energy demand | 0.1804 | FEC
EE | TYNDP2026 | LEV | 2040 | TWh | 434 | Sub_sector | Agriculture | Total | Agriculture | Energetic | agriculture_final_demand_coal_energetic | Solids | EU | Energy demand | 0 | FEC
EE | TYNDP2026 | LEV | 2040 | TWh | 435 | Sub_sector | Agriculture | Total | Agriculture | Energetic | agriculture_final_demand_oil_energetic | Liquids | EU | Energy demand | 0.74812 | FEC
EE | TYNDP2026 | LEV | 2040 | TWh | 436 | Sub_sector | Agriculture | Total | Agriculture | Energetic | agriculture_final_demand_other_energetic | Others | EU | Energy demand | 0 | FEC
EE | TYNDP2026 | LEV | 2040 | TWh | 437 | Sub_sector | Agriculture | Total | Agriculture | Energetic | agriculture_final_demand_ammonia_energetic | Ammonia | EU | Energy demand | 0 | FEC
EE | TYNDP2026 | LEV | 2040 | TWh | 447 | Sub_sector | Buildings | Surplus Energy | Buildings | Energetic | GAP | Electricity | EU | Energy demand | 0 | FEC
EE | TYNDP2026 | LEV | 2040 | TWh | 448 | Sub_sector | Buildings | Surplus Energy | Buildings | Energetic | GAP | Hydrogen | EU | Energy demand | 0 | FEC
EE | TYNDP2026 | LEV | 2040 | TWh | 449 | Sub_sector | Buildings | Surplus Energy | Buildings | Energetic | GAP | Methane | EU | Energy demand | 0 | FEC
EE | TYNDP2026 | LEV | 2040 | TWh | 450 | Sub_sector | Buildings | Surplus Energy | Buildings | Energetic | GAP | Heat | EU | Energy demand | 0 | FEC
EE | TYNDP2026 | LEV | 2040 | TWh | 451 | Sub_sector | Buildings | Surplus Energy | Buildings | Energetic | GAP | Biomass | EU | Energy demand | 0.00029814 | FEC
EE | TYNDP2026 | LEV | 2040 | TWh | 452 | Sub_sector | Buildings | Surplus Energy | Buildings | Energetic | GAP | Solids | EU | Energy demand | 0 | FEC
EE | TYNDP2026 | LEV | 2040 | TWh | 453 | Sub_sector | Buildings | Surplus Energy | Buildings | Energetic | GAP | Liquids | EU | Energy demand | 0.032931 | FEC
EE | TYNDP2026 | LEV | 2040 | TWh | 454 | Sub_sector | Buildings | Surplus Energy | Buildings | Energetic | GAP | Others | EU | Energy demand | 0 | FEC
EE | TYNDP2026 | LEV | 2040 | TWh | 455 | Sub_sector | Buildings | Surplus Energy | Buildings | Energetic | GAP | Ammonia | EU | Energy demand | 0 | FEC
EE | TYNDP2026 | LEV | 2040 | TWh | 456 | Sub_sector | Households | Surplus Energy | Households | Energetic | GAP | Electricity | EU | Energy demand | 0 | FEC
EE | TYNDP2026 | LEV | 2040 | TWh | 457 | Sub_sector | Households | Surplus Energy | Households | Energetic | GAP | Hydrogen | EU | Energy demand | 0 | FEC
EE | TYNDP2026 | LEV | 2040 | TWh | 458 | Sub_sector | Households | Surplus Energy | Households | Energetic | GAP | Methane | EU | Energy demand | 0 | FEC
EE | TYNDP2026 | LEV | 2040 | TWh | 459 | Sub_sector | Households | Surplus Energy | Households | Energetic | GAP | Heat | EU | Energy demand | 0 | FEC
EE | TYNDP2026 | LEV | 2040 | TWh | 460 | Sub_sector | Households | Surplus Energy | Households | Energetic | GAP | Biomass | EU | Energy demand | 0 | FEC
EE | TYNDP2026 | LEV | 2040 | TWh | 461 | Sub_sector | Households | Surplus Energy | Households | Energetic | GAP | Solids | EU | Energy demand | 0 | FEC
EE | TYNDP2026 | LEV | 2040 | TWh | 462 | Sub_sector | Households | Surplus Energy | Households | Energetic | GAP | Liquids | EU | Energy demand | 0 | FEC
EE | TYNDP2026 | LEV | 2040 | TWh | 463 | Sub_sector | Households | Surplus Energy | Households | Energetic | GAP | Others | EU | Energy demand | 0 | FEC
EE | TYNDP2026 | LEV | 2040 | TWh | 464 | Sub_sector | Households | Surplus Energy | Households | Energetic | GAP | Ammonia | EU | Energy demand | 0 | FEC
ES | TYNDP2026 | NT | 2030 | TWh | 102 | Sub_sector | Industry | Aluminium | Industry (aluminium) | Energetic | industry_aluminium_demand_electricity_energetic | Electricity | EU | Energy demand | 3.5261 | FEC
ES | TYNDP2026 | NT | 2030 | TWh | 103 | Sub_sector | Industry | Aluminium | Industry (aluminium) | Energetic | industry_aluminium_demand_hydrogen_energetic | Hydrogen | EU | Energy demand | 0 | FEC
ES | TYNDP2026 | NT | 2030 | TWh | 104 | Sub_sector | Industry | Aluminium | Industry (aluminium) | Energetic | industry_aluminium_demand_methane_energetic | Methane | EU | Energy demand | 0.24852 | FEC
ES | TYNDP2026 | NT | 2030 | TWh | 105 | Sub_sector | Industry | Aluminium | Industry (aluminium) | Energetic | industry_aluminium_demand_heat_energetic | Heat | EU | Energy demand | 0 | FEC
ES | TYNDP2026 | NT | 2030 | TWh | 106 | Sub_sector | Industry | Aluminium | Industry (aluminium) | Energetic | industry_aluminium_demand_biomass_energetic | Biomass | EU | Energy demand | 0 | FEC
ES | TYNDP2026 | NT | 2030 | TWh | 107 | Sub_sector | Industry | Aluminium | Industry (aluminium) | Energetic | industry_aluminium_demand_coal_energetic | Solids | EU | Energy demand | 0 | FEC
ES | TYNDP2026 | NT | 2030 | TWh | 108 | Sub_sector | Industry | Aluminium | Industry (aluminium) | Energetic | industry_aluminium_demand_oil_energetic | Liquids | EU | Energy demand | 0 | FEC
ES | TYNDP2026 | NT | 2030 | TWh | 109 | Sub_sector | Industry | Aluminium | Industry (aluminium) | Energetic | industry_aluminium_demand_others_energetic | Others | EU | Energy demand | 0 | FEC
ES | TYNDP2026 | NT | 2030 | TWh | 110 | Sub_sector | Industry | Aluminium | Industry (aluminium) | Energetic | industry_ammonia_demand_others_energetic | Ammonia | EU | Energy demand | 0 | FEC
ES | TYNDP2026 | NT | 2030 | TWh | 112 | Sub_sector | Industry | Chemicals | Industry (chemicals, energetic) | Energetic | industry_chemical_demand_electricity_energetic | Electricity | EU | Energy demand | 12.389 | FEC
ES | TYNDP2026 | NT | 2030 | TWh | 113 | Sub_sector | Industry | Chemicals | Industry (chemicals, energetic) | Energetic | industry_chemical_demand_hydrogen_energetic | Hydrogen | EU | Energy demand | 0 | FEC
ES | TYNDP2026 | NT | 2030 | TWh | 114 | Sub_sector | Industry | Chemicals | Industry (chemicals, energetic) | Energetic | industry_chemical_demand_methane_energetic | Methane | EU | Energy demand | 24.5388 | FEC
ES | TYNDP2026 | NT | 2030 | TWh | 115 | Sub_sector | Industry | Chemicals | Industry (chemicals, energetic) | Energetic | industry_chemical_demand_heat_energetic | Heat | EU | Energy demand | 0 | FEC
ES | TYNDP2026 | NT | 2030 | TWh | 116 | Sub_sector | Industry | Chemicals | Industry (chemicals, energetic) | Energetic | industry_chemical_demand_biomass_energetic | Biomass | EU | Energy demand | 0.063609 | FEC
ES | TYNDP2026 | NT | 2030 | TWh | 117 | Sub_sector | Industry | Chemicals | Industry (chemicals, energetic) | Energetic | industry_chemical_demand_coal_energetic | Solids | EU | Energy demand | 0 | FEC
ES | TYNDP2026 | NT | 2030 | TWh | 118 | Sub_sector | Industry | Chemicals | Industry (chemicals, energetic) | Energetic | industry_chemical_demand_oil_energetic | Liquids | EU | Energy demand | 0 | FEC
ES | TYNDP2026 | NT | 2030 | TWh | 119 | Sub_sector | Industry | Chemicals | Industry (chemicals, energetic) | Energetic | industry_chemical_demand_others_energetic | Others | EU | Energy demand | 0 | FEC
ES | TYNDP2026 | NT | 2030 | TWh | 120 | Sub_sector | Industry | Chemicals | Industry (chemicals, energetic) | Energetic | industry_chemical_demand_ammonia_energetic | Ammonia | EU | Energy demand | 0 | FEC
ES | TYNDP2026 | NT | 2030 | TWh | 122 | Sub_sector | Industry | Chemicals | Industry (chemicals, non-energetic) | Non-energetic | industry_chemical_demand_electricity_non_energetic | Electricity | EU | Energy demand | 0 | not_included_in_FEC
ES | TYNDP2026 | NT | 2030 | TWh | 123 | Sub_sector | Industry | Chemicals | Industry (chemicals, non-energetic) | Non-energetic | industry_chemical_demand_hydrogen_non_energetic | Hydrogen | EU | Energy demand | 1.9439 | not_included_in_FEC
ES | TYNDP2026 | NT | 2030 | TWh | 124 | Sub_sector | Industry | Chemicals | Industry (chemicals, non-energetic) | Non-energetic | industry_chemical_demand_methane_non_energetic | Methane | EU | Energy demand | 10.4077 | not_included_in_FEC
ES | TYNDP2026 | NT | 2030 | TWh | 125 | Sub_sector | Industry | Chemicals | Industry (chemicals, non-energetic) | Non-energetic | industry_chemical_demand_heat_non_energetic | Heat | EU | Energy demand | 0 | not_included_in_FEC
ES | TYNDP2026 | NT | 2030 | TWh | 126 | Sub_sector | Industry | Chemicals | Industry (chemicals, non-energetic) | Non-energetic | industry_chemical_demand_biomass_non_energetic | Biomass | EU | Energy demand | 0 | not_included_in_FEC
ES | TYNDP2026 | NT | 2030 | TWh | 127 | Sub_sector | Industry | Chemicals | Industry (chemicals, non-energetic) | Non-energetic | industry_chemical_demand_coal_non_energetic | Solids | EU | Energy demand | 0 | not_included_in_FEC
ES | TYNDP2026 | NT | 2030 | TWh | 128 | Sub_sector | Industry | Chemicals | Industry (chemicals, non-energetic) | Non-energetic | industry_chemical_demand_oil_non_energetic | Liquids | EU | Energy demand | 28.1454 | not_included_in_FEC
ES | TYNDP2026 | NT | 2030 | TWh | 129 | Sub_sector | Industry | Chemicals | Industry (chemicals, non-energetic) | Non-energetic | industry_chemical_demand_others_non_energetic | Others | EU | Energy demand | 0 | not_included_in_FEC
ES | TYNDP2026 | NT | 2030 | TWh | 130 | Sub_sector | Industry | Chemicals | Industry (chemicals, non-energetic) | Non-energetic | industry_chemical_demand_ammonia_non_energetic | Ammonia | EU | Energy demand | 0 | not_included_in_FEC
ES | TYNDP2026 | NT | 2030 | TWh | 132 | Sub_sector | Industry | Fertilizers | Industry (fertilizers, energetic) | Energetic | industry_fertilizers_demand_electricity_energetic | Electricity | EU | Energy demand | 0.13025 | FEC
ES | TYNDP2026 | NT | 2030 | TWh | 133 | Sub_sector | Industry | Fertilizers | Industry (fertilizers, energetic) | Energetic | industry_fertilizers_demand_hydrogen_energetic | Hydrogen | EU | Energy demand | 0 | FEC
ES | TYNDP2026 | NT | 2030 | TWh | 134 | Sub_sector | Industry | Fertilizers | Industry (fertilizers, energetic) | Energetic | industry_fertilizers_demand_methane_energetic | Methane | EU | Energy demand | 0.60516 | FEC
ES | TYNDP2026 | NT | 2030 | TWh | 135 | Sub_sector | Industry | Fertilizers | Industry (fertilizers, energetic) | Energetic | industry_fertilizers_demand_heat_energetic | Heat | EU | Energy demand | 0 | FEC
ES | TYNDP2026 | NT | 2030 | TWh | 136 | Sub_sector | Industry | Fertilizers | Industry (fertilizers, energetic) | Energetic | industry_fertilizers_demand_biomass_energetic | Biomass | EU | Energy demand | 0 | FEC
ES | TYNDP2026 | NT | 2030 | TWh | 137 | Sub_sector | Industry | Fertilizers | Industry (fertilizers, energetic) | Energetic | industry_fertilizers_demand_coal_energetic | Solids | EU | Energy demand | 0 | FEC
ES | TYNDP2026 | NT | 2030 | TWh | 138 | Sub_sector | Industry | Fertilizers | Industry (fertilizers, energetic) | Energetic | industry_fertilizers_demand_oil_energetic | Liquids | EU | Energy demand | 0 | FEC
ES | TYNDP2026 | NT | 2030 | TWh | 139 | Sub_sector | Industry | Fertilizers | Industry (fertilizers, energetic) | Energetic | industry_fertilizers_demand_others_energetic | Others | EU | Energy demand | 0 | FEC
ES | TYNDP2026 | NT | 2030 | TWh | 140 | Sub_sector | Industry | Fertilizers | Industry (fertilizers, energetic) | Energetic | industry_fertilizers_demand_ammonia_energetic | Ammonia | EU | Energy demand | 0 | FEC
ES | TYNDP2026 | NT | 2030 | TWh | 142 | Sub_sector | Industry | Fertilizers | Industry (fertilizers, non-energetic) | Non-energetic | industry_fertilizers_demand_electricity_non_energetic | Electricity | EU | Energy demand | 0 | not_included_in_FEC
ES | TYNDP2026 | NT | 2030 | TWh | 143 | Sub_sector | Industry | Fertilizers | Industry (fertilizers, non-energetic) | Non-energetic | industry_fertilizers_demand_hydrogen_non_energetic | Hydrogen | EU | Energy demand | 2.235 | not_included_in_FEC
ES | TYNDP2026 | NT | 2030 | TWh | 144 | Sub_sector | Industry | Fertilizers | Industry (fertilizers, non-energetic) | Non-energetic | industry_fertilizers_demand_methane_non_energetic | Methane | EU | Energy demand | 0.70743 | not_included_in_FEC
ES | TYNDP2026 | NT | 2030 | TWh | 145 | Sub_sector | Industry | Fertilizers | Industry (fertilizers, non-energetic) | Non-energetic | industry_fertilizers_demand_heat_non_energetic | Heat | EU | Energy demand | 0 | not_included_in_FEC
ES | TYNDP2026 | NT | 2030 | TWh | 146 | Sub_sector | Industry | Fertilizers | Industry (fertilizers, non-energetic) | Non-energetic | industry_fertilizers_demand_biomass_non_energetic | Biomass | EU | Energy demand | 0 | not_included_in_FEC
ES | TYNDP2026 | NT | 2030 | TWh | 147 | Sub_sector | Industry | Fertilizers | Industry (fertilizers, non-energetic) | Non-energetic | industry_fertilizers_demand_coal_non_energetic | Solids | EU | Energy demand | 0 | not_included_in_FEC
ES | TYNDP2026 | NT | 2030 | TWh | 148 | Sub_sector | Industry | Fertilizers | Industry (fertilizers, non-energetic) | Non-energetic | industry_fertilizers_demand_oil_non_energetic | Liquids | EU | Energy demand | 0 | not_included_in_FEC
ES | TYNDP2026 | NT | 2030 | TWh | 149 | Sub_sector | Industry | Fertilizers | Industry (fertilizers, non-energetic) | Non-energetic | industry_fertilizers_demand_others_non_energetic | Others | EU | Energy demand | 0 | not_included_in_FEC
ES | TYNDP2026 | NT | 2030 | TWh | 150 | Sub_sector | Industry | Fertilizers | Industry (fertilizers, non-energetic) | Non-energetic | industry_fertilizers_demand_ammonia_non_energetic | Ammonia | EU | Energy demand | 0 | not_included_in_FEC
ES | TYNDP2026 | NT | 2030 | TWh | 152 | Sub_sector | Industry | Food | Industry (food) | Energetic | industry_food_demand_electricity_energetic | Electricity | EU | Energy demand | 13.7764 | FEC
ES | TYNDP2026 | NT | 2030 | TWh | 153 | Sub_sector | Industry | Food | Industry (food) | Energetic | industry_food_demand_hydrogen_energetic | Hydrogen | EU | Energy demand | 0 | FEC
ES | TYNDP2026 | NT | 2030 | TWh | 154 | Sub_sector | Industry | Food | Industry (food) | Energetic | industry_food_demand_methane_energetic | Methane | EU | Energy demand | 10.216 | FEC
ES | TYNDP2026 | NT | 2030 | TWh | 155 | Sub_sector | Industry | Food | Industry (food) | Energetic | industry_food_demand_heat_energetic | Heat | EU | Energy demand | 0 | FEC
ES | TYNDP2026 | NT | 2030 | TWh | 156 | Sub_sector | Industry | Food | Industry (food) | Energetic | industry_food_demand_biomass_energetic | Biomass | EU | Energy demand | 4.0907 | FEC
ES | TYNDP2026 | NT | 2030 | TWh | 157 | Sub_sector | Industry | Food | Industry (food) | Energetic | industry_food_demand_coal_energetic | Solids | EU | Energy demand | 0 | FEC
ES | TYNDP2026 | NT | 2030 | TWh | 158 | Sub_sector | Industry | Food | Industry (food) | Energetic | industry_food_demand_oil_energetic | Liquids | EU | Energy demand | 0 | FEC
ES | TYNDP2026 | NT | 2030 | TWh | 159 | Sub_sector | Industry | Food | Industry (food) | Energetic | industry_food_demand_others_energetic | Others | EU | Energy demand | 0 | FEC
ES | TYNDP2026 | NT | 2030 | TWh | 160 | Sub_sector | Industry | Food | Industry (food) | Energetic | industry_food_demand_ammonia_energetic | Ammonia | EU | Energy demand | 0 | FEC
ES | TYNDP2026 | NT | 2030 | TWh | 162 | Sub_sector | Industry | Metals | Industry (metal) | Energetic | industry_metal_demand_electricity_energetic | Electricity | EU | Energy demand | 4.7086 | FEC
ES | TYNDP2026 | NT | 2030 | TWh | 163 | Sub_sector | Industry | Metals | Industry (metal) | Energetic | industry_metal_demand_hydrogen_energetic | Hydrogen | EU | Energy demand | 0 | FEC
ES | TYNDP2026 | NT | 2030 | TWh | 164 | Sub_sector | Industry | Metals | Industry (metal) | Energetic | industry_metal_demand_methane_energetic | Methane | EU | Energy demand | 5.2775 | FEC
ES | TYNDP2026 | NT | 2030 | TWh | 165 | Sub_sector | Industry | Metals | Industry (metal) | Energetic | industry_metal_demand_heat_energetic | Heat | EU | Energy demand | 0 | FEC
ES | TYNDP2026 | NT | 2030 | TWh | 166 | Sub_sector | Industry | Metals | Industry (metal) | Energetic | industry_metal_demand_biomass_energetic | Biomass | EU | Energy demand | 0 | FEC
ES | TYNDP2026 | NT | 2030 | TWh | 167 | Sub_sector | Industry | Metals | Industry (metal) | Energetic | industry_metal_demand_coal_energetic | Solids | EU | Energy demand | 0 | FEC
ES | TYNDP2026 | NT | 2030 | TWh | 168 | Sub_sector | Industry | Metals | Industry (metal) | Energetic | industry_metal_demand_oil_energetic | Liquids | EU | Energy demand | 0.85958 | FEC
ES | TYNDP2026 | NT | 2030 | TWh | 169 | Sub_sector | Industry | Metals | Industry (metal) | Energetic | industry_metal_demand_others_energetic | Others | EU | Energy demand | 0 | FEC
ES | TYNDP2026 | NT | 2030 | TWh | 170 | Sub_sector | Industry | Metals | Industry (metal) | Energetic | industry_metal_demand_ammonia_energetic | Ammonia | EU | Energy demand | 0 | FEC
ES | TYNDP2026 | NT | 2030 | TWh | 172 | Sub_sector | Industry | Others | Industry (other, energetic) | Energetic | industry_other_demand_electricity_energetic | Electricity | EU | Energy demand | 38.0367 | FEC
ES | TYNDP2026 | NT | 2030 | TWh | 173 | Sub_sector | Industry | Others | Industry (other, energetic) | Energetic | industry_other_demand_hydrogen_energetic | Hydrogen | EU | Energy demand | 1.17e-08 | FEC
ES | TYNDP2026 | NT | 2030 | TWh | 174 | Sub_sector | Industry | Others | Industry (other, energetic) | Energetic | industry_other_demand_methane_energetic | Methane | EU | Energy demand | 33.8526 | FEC
ES | TYNDP2026 | NT | 2030 | TWh | 175 | Sub_sector | Industry | Others | Industry (other, energetic) | Energetic | industry_other_demand_heat_energetic | Heat | EU | Energy demand | 0 | FEC
ES | TYNDP2026 | NT | 2030 | TWh | 176 | Sub_sector | Industry | Others | Industry (other, energetic) | Energetic | industry_other_demand_biomass_energetic | Biomass | EU | Energy demand | 6.6006 | FEC
ES | TYNDP2026 | NT | 2030 | TWh | 177 | Sub_sector | Industry | Others | Industry (other, energetic) | Energetic | industry_other_demand_coal_energetic | Solids | EU | Energy demand | 0 | FEC
ES | TYNDP2026 | NT | 2030 | TWh | 178 | Sub_sector | Industry | Others | Industry (other, energetic) | Energetic | industry_other_demand_oil_energetic | Liquids | EU | Energy demand | 11.0083 | FEC
ES | TYNDP2026 | NT | 2030 | TWh | 179 | Sub_sector | Industry | Others | Industry (other, energetic) | Energetic | industry_other_demand_others_energetic | Others | EU | Energy demand | 0 | FEC
ES | TYNDP2026 | NT | 2030 | TWh | 180 | Sub_sector | Industry | Others | Industry (other, energetic) | Energetic | industry_other_demand_ammonia_energetic | Ammonia | EU | Energy demand | 0 | FEC
ES | TYNDP2026 | NT | 2030 | TWh | 182 | Sub_sector | Industry | Others | Industry (other, non-energetic) | Non-energetic | industry_other_demand_electricity_non_energetic | Electricity | EU | Energy demand | 0 | not_included_in_FEC
ES | TYNDP2026 | NT | 2030 | TWh | 183 | Sub_sector | Industry | Others | Industry (other, non-energetic) | Non-energetic | industry_other_demand_hydrogen_non_energetic | Hydrogen | EU | Energy demand | 0 | not_included_in_FEC
ES | TYNDP2026 | NT | 2030 | TWh | 184 | Sub_sector | Industry | Others | Industry (other, non-energetic) | Non-energetic | industry_other_demand_methane_non_energetic | Methane | EU | Energy demand | 0 | not_included_in_FEC
ES | TYNDP2026 | NT | 2030 | TWh | 185 | Sub_sector | Industry | Others | Industry (other, non-energetic) | Non-energetic | industry_other_demand_heat_non_energetic | Heat | EU | Energy demand | 0 | not_included_in_FEC
ES | TYNDP2026 | NT | 2030 | TWh | 186 | Sub_sector | Industry | Others | Industry (other, non-energetic) | Non-energetic | industry_other_demand_biomass_non_energetic | Biomass | EU | Energy demand | 0 | not_included_in_FEC
ES | TYNDP2026 | NT | 2030 | TWh | 187 | Sub_sector | Industry | Others | Industry (other, non-energetic) | Non-energetic | industry_other_demand_coal_non_energetic | Solids | EU | Energy demand | 0 | not_included_in_FEC
ES | TYNDP2026 | NT | 2030 | TWh | 188 | Sub_sector | Industry | Others | Industry (other, non-energetic) | Non-energetic | industry_other_demand_oil_non_energetic | Liquids | EU | Energy demand | 16.5097 | not_included_in_FEC
ES | TYNDP2026 | NT | 2030 | TWh | 189 | Sub_sector | Industry | Others | Industry (other, non-energetic) | Non-energetic | industry_other_demand_others_non_energetic | Others | EU | Energy demand | 0 | not_included_in_FEC
ES | TYNDP2026 | NT | 2030 | TWh | 190 | Sub_sector | Industry | Others | Industry (other, non-energetic) | Non-energetic | industry_other_demand_ammonia_non_energetic | Ammonia | EU | Energy demand | 0 | not_included_in_FEC
ES | TYNDP2026 | NT | 2030 | TWh | 192 | Sub_sector | Industry | Paper | Industry (paper) | Energetic | industry_paper_demand_electricity_energetic | Electricity | EU | Energy demand | 7.6782 | FEC
ES | TYNDP2026 | NT | 2030 | TWh | 193 | Sub_sector | Industry | Paper | Industry (paper) | Energetic | industry_paper_demand_hydrogen_energetic | Hydrogen | EU | Energy demand | 0 | FEC
ES | TYNDP2026 | NT | 2030 | TWh | 194 | Sub_sector | Industry | Paper | Industry (paper) | Energetic | industry_paper_demand_methane_energetic | Methane | EU | Energy demand | 6.4904 | FEC
ES | TYNDP2026 | NT | 2030 | TWh | 195 | Sub_sector | Industry | Paper | Industry (paper) | Energetic | industry_paper_demand_heat_energetic | Heat | EU | Energy demand | 0 | FEC
ES | TYNDP2026 | NT | 2030 | TWh | 196 | Sub_sector | Industry | Paper | Industry (paper) | Energetic | industry_paper_demand_biomass_energetic | Biomass | EU | Energy demand | 5.4426 | FEC
ES | TYNDP2026 | NT | 2030 | TWh | 197 | Sub_sector | Industry | Paper | Industry (paper) | Energetic | industry_paper_demand_coal_energetic | Solids | EU | Energy demand | 0 | FEC
ES | TYNDP2026 | NT | 2030 | TWh | 198 | Sub_sector | Industry | Paper | Industry (paper) | Energetic | industry_paper_demand_oil_energetic | Liquids | EU | Energy demand | 0 | FEC
ES | TYNDP2026 | NT | 2030 | TWh | 199 | Sub_sector | Industry | Paper | Industry (paper) | Energetic | industry_paper_demand_others_energetic | Others | EU | Energy demand | 0 | FEC
ES | TYNDP2026 | NT | 2030 | TWh | 200 | Sub_sector | Industry | Paper | Industry (paper) | Energetic | industry_paper_demand_ammonia_energetic | Ammonia | EU | Energy demand | 0 | FEC
ES | TYNDP2026 | NT | 2030 | TWh | 202 | Sub_sector | Industry | Refineries | Industry (refineries, energetic) | Energetic | industry_refinery_demand_electricity_energetic | Electricity | EU | Energy demand | 4.135 | not_included_in_FEC
ES | TYNDP2026 | NT | 2030 | TWh | 203 | Sub_sector | Industry | Refineries | Industry (refineries, energetic) | Energetic | industry_refinery_demand_hydrogen_energetic | Hydrogen | EU | Energy demand | 11.6783 | not_included_in_FEC
ES | TYNDP2026 | NT | 2030 | TWh | 204 | Sub_sector | Industry | Refineries | Industry (refineries, energetic) | Energetic | industry_refinery_demand_methane_energetic | Methane | EU | Energy demand | 19.4361 | not_included_in_FEC
ES | TYNDP2026 | NT | 2030 | TWh | 205 | Sub_sector | Industry | Refineries | Industry (refineries, energetic) | Energetic | industry_refinery_demand_heat_energetic | Heat | EU | Energy demand | 0 | not_included_in_FEC
ES | TYNDP2026 | NT | 2030 | TWh | 206 | Sub_sector | Industry | Refineries | Industry (refineries, energetic) | Energetic | industry_refinery_demand_biomass_energetic | Biomass | EU | Energy demand | 0 | not_included_in_FEC
ES | TYNDP2026 | NT | 2030 | TWh | 207 | Sub_sector | Industry | Refineries | Industry (refineries, energetic) | Energetic | industry_refinery_demand_coal_energetic | Solids | EU | Energy demand | 0 | not_included_in_FEC
ES | TYNDP2026 | NT | 2030 | TWh | 208 | Sub_sector | Industry | Refineries | Industry (refineries, energetic) | Energetic | industry_refinery_demand_oil_energetic | Liquids | EU | Energy demand | 56.7133 | not_included_in_FEC
ES | TYNDP2026 | NT | 2030 | TWh | 209 | Sub_sector | Industry | Refineries | Industry (refineries, energetic) | Energetic | industry_refinery_demand_others_energetic | Others | EU | Energy demand | 0 | not_included_in_FEC
ES | TYNDP2026 | NT | 2030 | TWh | 210 | Sub_sector | Industry | Refineries | Industry (refineries, energetic) | Energetic | industry_refinery_demand_ammonia_energetic | Ammonia | EU | Energy demand | 0 | not_included_in_FEC
ES | TYNDP2026 | NT | 2030 | TWh | 212 | Sub_sector | Industry | Refineries | Industry (refineries, non-energetic) | Non-energetic | industry_refinery_demand_electricity_non_energetic | Electricity | EU | Energy demand | 0 | not_included_in_FEC
ES | TYNDP2026 | NT | 2030 | TWh | 213 | Sub_sector | Industry | Refineries | Industry (refineries, non-energetic) | Non-energetic | industry_refinery_demand_hydrogen_non_energetic | Hydrogen | EU | Energy demand | 0 | not_included_in_FEC
ES | TYNDP2026 | NT | 2030 | TWh | 214 | Sub_sector | Industry | Refineries | Industry (refineries, non-energetic) | Non-energetic | industry_refinery_demand_methane_non_energetic | Methane | EU | Energy demand | 0 | not_included_in_FEC
ES | TYNDP2026 | NT | 2030 | TWh | 215 | Sub_sector | Industry | Refineries | Industry (refineries, non-energetic) | Non-energetic | industry_refinery_demand_heat_non_energetic | Heat | EU | Energy demand | 0 | not_included_in_FEC
ES | TYNDP2026 | NT | 2030 | TWh | 216 | Sub_sector | Industry | Refineries | Industry (refineries, non-energetic) | Non-energetic | industry_refinery_demand_biomass_non_energetic | Biomass | EU | Energy demand | 0 | not_included_in_FEC
ES | TYNDP2026 | NT | 2030 | TWh | 217 | Sub_sector | Industry | Refineries | Industry (refineries, non-energetic) | Non-energetic | industry_refinery_demand_coal_non_energetic | Solids | EU | Energy demand | 0 | not_included_in_FEC
ES | TYNDP2026 | NT | 2030 | TWh | 218 | Sub_sector | Industry | Refineries | Industry (refineries, non-energetic) | Non-energetic | industry_refinery_demand_oil_non_energetic | Liquids | EU | Energy demand | 0 | not_included_in_FEC
ES | TYNDP2026 | NT | 2030 | TWh | 219 | Sub_sector | Industry | Refineries | Industry (refineries, non-energetic) | Non-energetic | industry_refinery_demand_others_non_energetic | Others | EU | Energy demand | 0 | not_included_in_FEC
ES | TYNDP2026 | NT | 2030 | TWh | 220 | Sub_sector | Industry | Refineries | Industry (refineries, non-energetic) | Non-energetic | industry_refinery_demand_ammonia_non_energetic | Ammonia | EU | Energy demand | 0 | not_included_in_FEC
ES | TYNDP2026 | NT | 2030 | TWh | 222 | Sub_sector | Industry | Steel | Industry (steel) | Energetic | industry_steel_demand_electricity_energetic | Electricity | EU | Energy demand | 13.4081 | FEC
ES | TYNDP2026 | NT | 2030 | TWh | 223 | Sub_sector | Industry | Steel | Industry (steel) | Energetic | industry_steel_demand_hydrogen_energetic | Hydrogen | EU | Energy demand | 0.63037 | FEC
ES | TYNDP2026 | NT | 2030 | TWh | 224 | Sub_sector | Industry | Steel | Industry (steel) | Energetic | industry_steel_demand_methane_energetic | Methane | EU | Energy demand | 7.2556 | FEC
ES | TYNDP2026 | NT | 2030 | TWh | 225 | Sub_sector | Industry | Steel | Industry (steel) | Energetic | industry_steel_demand_heat_energetic | Heat | EU | Energy demand | 0 | FEC
ES | TYNDP2026 | NT | 2030 | TWh | 226 | Sub_sector | Industry | Steel | Industry (steel) | Energetic | industry_steel_demand_biomass_energetic | Biomass | EU | Energy demand | 0 | FEC
ES | TYNDP2026 | NT | 2030 | TWh | 227 | Sub_sector | Industry | Steel | Industry (steel) | Energetic | industry_steel_demand_coal_energetic | Solids | EU | Energy demand | 4.7495 | FEC
ES | TYNDP2026 | NT | 2030 | TWh | 228 | Sub_sector | Industry | Steel | Industry (steel) | Energetic | industry_steel_demand_oil_energetic | Liquids | EU | Energy demand | 0.82793 | FEC
ES | TYNDP2026 | NT | 2030 | TWh | 229 | Sub_sector | Industry | Steel | Industry (steel) | Energetic | industry_steel_demand_others_energetic | Others | EU | Energy demand | 0 | FEC
ES | TYNDP2026 | NT | 2030 | TWh | 230 | Sub_sector | Industry | Steel | Industry (steel) | Energetic | industry_steel_demand_ammonia_energetic | Ammonia | EU | Energy demand | 0 | FEC
ES | TYNDP2026 | NT | 2030 | TWh | 232 | Sub_sector | Transport | Cars | Transport (cars) | Energetic | transport_cars_final_demand_electricity | Electricity | EU | Energy demand | 8.8364 | FEC
ES | TYNDP2026 | NT | 2030 | TWh | 233 | Sub_sector | Transport | Cars | Transport (cars) | Energetic | transport_cars_final_demand_hydrogen | Hydrogen | EU | Energy demand | 5.5422 | FEC
ES | TYNDP2026 | NT | 2030 | TWh | 234 | Sub_sector | Transport | Cars | Transport (cars) | Energetic | transport_cars_final_demand_methane | Methane | EU | Energy demand | 1.5813 | FEC
ES | TYNDP2026 | NT | 2030 | TWh | 235 | Sub_sector | Transport | Cars | Transport (cars) | Energetic | transport_cars_final_demand_heat | Heat | EU | Energy demand | 0 | FEC
ES | TYNDP2026 | NT | 2030 | TWh | 236 | Sub_sector | Transport | Cars | Transport (cars) | Energetic | transport_cars_final_demand_biomass | Biomass | EU | Energy demand | 0 | FEC
ES | TYNDP2026 | NT | 2030 | TWh | 237 | Sub_sector | Transport | Cars | Transport (cars) | Energetic | transport_cars_final_demand_coal | Solids | EU | Energy demand | 0 | FEC
ES | TYNDP2026 | NT | 2030 | TWh | 238 | Sub_sector | Transport | Cars | Transport (cars) | Energetic | transport_cars_final_demand_oil | Liquids | EU | Energy demand | 171.3928 | FEC
ES | TYNDP2026 | NT | 2030 | TWh | 239 | Sub_sector | Transport | Cars | Transport (cars) | Energetic | transport_cars_final_demand_other | Others | EU | Energy demand | 0 | FEC
ES | TYNDP2026 | NT | 2030 | TWh | 240 | Sub_sector | Transport | Cars | Transport (cars) | Energetic | transport_cars_final_demand_ammonia | Ammonia | EU | Energy demand | 0 | FEC
ES | TYNDP2026 | NT | 2030 | TWh | 242 | Sub_sector | Transport | Busses | Transport (busses) | Energetic | transport_busses_final_demand_electricity | Electricity | EU | Energy demand | 0.6764 | FEC
ES | TYNDP2026 | NT | 2030 | TWh | 243 | Sub_sector | Transport | Busses | Transport (busses) | Energetic | transport_busses_final_demand_hydrogen | Hydrogen | EU | Energy demand | 0.55536 | FEC
ES | TYNDP2026 | NT | 2030 | TWh | 244 | Sub_sector | Transport | Busses | Transport (busses) | Energetic | transport_busses_final_demand_methane | Methane | EU | Energy demand | 3.2435 | FEC
ES | TYNDP2026 | NT | 2030 | TWh | 245 | Sub_sector | Transport | Busses | Transport (busses) | Energetic | transport_busses_final_demand_heat | Heat | EU | Energy demand | 0 | FEC
ES | TYNDP2026 | NT | 2030 | TWh | 246 | Sub_sector | Transport | Busses | Transport (busses) | Energetic | transport_busses_final_demand_biomass | Biomass | EU | Energy demand | 0 | FEC
ES | TYNDP2026 | NT | 2030 | TWh | 247 | Sub_sector | Transport | Busses | Transport (busses) | Energetic | transport_busses_final_demand_coal | Solids | EU | Energy demand | 0 | FEC
ES | TYNDP2026 | NT | 2030 | TWh | 248 | Sub_sector | Transport | Busses | Transport (busses) | Energetic | transport_busses_final_demand_oil | Liquids | EU | Energy demand | 10.1045 | FEC
ES | TYNDP2026 | NT | 2030 | TWh | 249 | Sub_sector | Transport | Busses | Transport (busses) | Energetic | transport_busses_final_demand_other | Others | EU | Energy demand | 0 | FEC
ES | TYNDP2026 | NT | 2030 | TWh | 250 | Sub_sector | Transport | Busses | Transport (busses) | Energetic | transport_busses_final_demand_ammonia | Ammonia | EU | Energy demand | 0 | FEC
ES | TYNDP2026 | NT | 2030 | TWh | 252 | Sub_sector | Transport | Trucks | Transport (trucks) | Energetic | transport_trucks_final_demand_electricity | Electricity | EU | Energy demand | 4.4076 | FEC
ES | TYNDP2026 | NT | 2030 | TWh | 253 | Sub_sector | Transport | Trucks | Transport (trucks) | Energetic | transport_trucks_final_demand_hydrogen | Hydrogen | EU | Energy demand | 1.9905 | FEC
ES | TYNDP2026 | NT | 2030 | TWh | 254 | Sub_sector | Transport | Trucks | Transport (trucks) | Energetic | transport_trucks_final_demand_methane | Methane | EU | Energy demand | 0.0029188 | FEC
ES | TYNDP2026 | NT | 2030 | TWh | 255 | Sub_sector | Transport | Trucks | Transport (trucks) | Energetic | transport_trucks_final_demand_heat | Heat | EU | Energy demand | 0 | FEC
ES | TYNDP2026 | NT | 2030 | TWh | 256 | Sub_sector | Transport | Trucks | Transport (trucks) | Energetic | transport_trucks_final_demand_biomass | Biomass | EU | Energy demand | 0 | FEC
ES | TYNDP2026 | NT | 2030 | TWh | 257 | Sub_sector | Transport | Trucks | Transport (trucks) | Energetic | transport_trucks_final_demand_coal | Solids | EU | Energy demand | 0 | FEC
ES | TYNDP2026 | NT | 2030 | TWh | 258 | Sub_sector | Transport | Trucks | Transport (trucks) | Energetic | transport_trucks_final_demand_oil | Liquids | EU | Energy demand | 41.8371 | FEC
ES | TYNDP2026 | NT | 2030 | TWh | 259 | Sub_sector | Transport | Trucks | Transport (trucks) | Energetic | transport_trucks_final_demand_other | Others | EU | Energy demand | 0 | FEC
ES | TYNDP2026 | NT | 2030 | TWh | 260 | Sub_sector | Transport | Trucks | Transport (trucks) | Energetic | transport_trucks_final_demand_ammonia | Ammonia | EU | Energy demand | 0 | FEC
ES | TYNDP2026 | NT | 2030 | TWh | 262 | Sub_sector | Transport | Vans | Transport (vans) | Energetic | transport_vans_final_demand_electricity | Electricity | EU | Energy demand | 0.89526 | FEC
ES | TYNDP2026 | NT | 2030 | TWh | 263 | Sub_sector | Transport | Vans | Transport (vans) | Energetic | transport_vans_final_demand_hydrogen | Hydrogen | EU | Energy demand | 0.58605 | FEC
ES | TYNDP2026 | NT | 2030 | TWh | 264 | Sub_sector | Transport | Vans | Transport (vans) | Energetic | transport_vans_final_demand_methane | Methane | EU | Energy demand | 0.0036374 | FEC
ES | TYNDP2026 | NT | 2030 | TWh | 265 | Sub_sector | Transport | Vans | Transport (vans) | Energetic | transport_vans_final_demand_heat | Heat | EU | Energy demand | 0 | FEC
ES | TYNDP2026 | NT | 2030 | TWh | 266 | Sub_sector | Transport | Vans | Transport (vans) | Energetic | transport_vans_final_demand_biomass | Biomass | EU | Energy demand | 0 | FEC
ES | TYNDP2026 | NT | 2030 | TWh | 267 | Sub_sector | Transport | Vans | Transport (vans) | Energetic | transport_vans_final_demand_coal | Solids | EU | Energy demand | 0 | FEC
ES | TYNDP2026 | NT | 2030 | TWh | 268 | Sub_sector | Transport | Vans | Transport (vans) | Energetic | transport_vans_final_demand_oil | Liquids | EU | Energy demand | 13.2578 | FEC
ES | TYNDP2026 | NT | 2030 | TWh | 269 | Sub_sector | Transport | Vans | Transport (vans) | Energetic | transport_vans_final_demand_other | Others | EU | Energy demand | 0 | FEC
ES | TYNDP2026 | NT | 2030 | TWh | 270 | Sub_sector | Transport | Vans | Transport (vans) | Energetic | transport_vans_final_demand_ammonia | Ammonia | EU | Energy demand | 0 | FEC
ES | TYNDP2026 | NT | 2030 | TWh | 272 | Sub_sector | Transport | Freight trains | Transport (trains) | Energetic | transport_trains_final_demand_electricity | Electricity | EU | Energy demand | 6.0591 | FEC
ES | TYNDP2026 | NT | 2030 | TWh | 273 | Sub_sector | Transport | Freight trains | Transport (trains) | Energetic | transport_trains_final_demand_hydrogen | Hydrogen | EU | Energy demand | 0.52811 | FEC
ES | TYNDP2026 | NT | 2030 | TWh | 274 | Sub_sector | Transport | Freight trains | Transport (trains) | Energetic | transport_trains_final_demand_methane | Methane | EU | Energy demand | 0 | FEC
ES | TYNDP2026 | NT | 2030 | TWh | 275 | Sub_sector | Transport | Freight trains | Transport (trains) | Energetic | transport_trains_final_demand_heat | Heat | EU | Energy demand | 0 | FEC
ES | TYNDP2026 | NT | 2030 | TWh | 276 | Sub_sector | Transport | Freight trains | Transport (trains) | Energetic | transport_trains_final_demand_biomass | Biomass | EU | Energy demand | 0 | FEC
ES | TYNDP2026 | NT | 2030 | TWh | 277 | Sub_sector | Transport | Freight trains | Transport (trains) | Energetic | transport_trains_final_demand_coal | Solids | EU | Energy demand | 0 | FEC
ES | TYNDP2026 | NT | 2030 | TWh | 278 | Sub_sector | Transport | Freight trains | Transport (trains) | Energetic | transport_trains_final_demand_oil | Liquids | EU | Energy demand | 0.79441 | FEC
ES | TYNDP2026 | NT | 2030 | TWh | 279 | Sub_sector | Transport | Freight trains | Transport (trains) | Energetic | transport_trains_final_demand_other | Others | EU | Energy demand | 0 | FEC
ES | TYNDP2026 | NT | 2030 | TWh | 280 | Sub_sector | Transport | Freight trains | Transport (trains) | Energetic | transport_trains_final_demand_ammonia | Ammonia | EU | Energy demand | 0 | FEC
ES | TYNDP2026 | NT | 2030 | TWh | 282 | Sub_sector | Transport | Ships | Transport (ships) | Energetic | transport_ships_final_demand_electricity | Electricity | EU | Energy demand | 0 | FEC
ES | TYNDP2026 | NT | 2030 | TWh | 283 | Sub_sector | Transport | Ships | Transport (ships) | Energetic | transport_ships_final_demand_hydrogen | Hydrogen | EU | Energy demand | 0 | FEC
ES | TYNDP2026 | NT | 2030 | TWh | 284 | Sub_sector | Transport | Ships | Transport (ships) | Energetic | transport_ships_final_demand_methane | Methane | EU | Energy demand | 0.013777 | FEC
ES | TYNDP2026 | NT | 2030 | TWh | 285 | Sub_sector | Transport | Ships | Transport (ships) | Energetic | transport_ships_final_demand_heat | Heat | EU | Energy demand | 0 | FEC
ES | TYNDP2026 | NT | 2030 | TWh | 286 | Sub_sector | Transport | Ships | Transport (ships) | Energetic | transport_ships_final_demand_biomass | Biomass | EU | Energy demand | 0 | FEC
ES | TYNDP2026 | NT | 2030 | TWh | 287 | Sub_sector | Transport | Ships | Transport (ships) | Energetic | transport_ships_final_demand_coal | Solids | EU | Energy demand | 0 | FEC
ES | TYNDP2026 | NT | 2030 | TWh | 288 | Sub_sector | Transport | Ships | Transport (ships) | Energetic | transport_ships_final_demand_oil | Liquids | EU | Energy demand | 13.7085 | FEC
ES | TYNDP2026 | NT | 2030 | TWh | 289 | Sub_sector | Transport | Ships | Transport (ships) | Energetic | transport_ships_final_demand_other | Others | EU | Energy demand | 0 | FEC
ES | TYNDP2026 | NT | 2030 | TWh | 290 | Sub_sector | Transport | Ships | Transport (ships) | Energetic | transport_ships_final_demand_ammonia | Ammonia | EU | Energy demand | 0.046854 | FEC
ES | TYNDP2026 | NT | 2030 | TWh | 292 | Sub_sector | Transport | Planes | Transport (planes) | Energetic | transport_planes_final_demand_electricity | Electricity | EU | Energy demand | 0 | FEC
ES | TYNDP2026 | NT | 2030 | TWh | 293 | Sub_sector | Transport | Planes | Transport (planes) | Energetic | transport_planes_final_demand_hydrogen | Hydrogen | EU | Energy demand | 0 | FEC
ES | TYNDP2026 | NT | 2030 | TWh | 294 | Sub_sector | Transport | Planes | Transport (planes) | Energetic | transport_planes_final_demand_methane | Methane | EU | Energy demand | 0 | FEC
ES | TYNDP2026 | NT | 2030 | TWh | 295 | Sub_sector | Transport | Planes | Transport (planes) | Energetic | transport_planes_final_demand_heat | Heat | EU | Energy demand | 0 | FEC
ES | TYNDP2026 | NT | 2030 | TWh | 296 | Sub_sector | Transport | Planes | Transport (planes) | Energetic | transport_planes_final_demand_biomass | Biomass | EU | Energy demand | 0 | FEC
ES | TYNDP2026 | NT | 2030 | TWh | 297 | Sub_sector | Transport | Planes | Transport (planes) | Energetic | transport_planes_final_demand_coal | Solids | EU | Energy demand | 0 | FEC
ES | TYNDP2026 | NT | 2030 | TWh | 298 | Sub_sector | Transport | Planes | Transport (planes) | Energetic | transport_planes_final_demand_oil | Liquids | EU | Energy demand | 27.6614 | FEC
ES | TYNDP2026 | NT | 2030 | TWh | 299 | Sub_sector | Transport | Planes | Transport (planes) | Energetic | transport_planes_final_demand_other | Others | EU | Energy demand | 0 | FEC
ES | TYNDP2026 | NT | 2030 | TWh | 300 | Sub_sector | Transport | Planes | Transport (planes) | Energetic | transport_planes_final_demand_ammonia | Ammonia | EU | Energy demand | 0 | FEC
ES | TYNDP2026 | NT | 2030 | TWh | 302 | Sub_sector | Transport | Others | Transport (others) | Energetic | transport_other_final_demand_electricity | Electricity | EU | Energy demand | 0.043911 | FEC
ES | TYNDP2026 | NT | 2030 | TWh | 303 | Sub_sector | Transport | Others | Transport (others) | Energetic | transport_other_final_demand_hydrogen | Hydrogen | EU | Energy demand | 0 | FEC
ES | TYNDP2026 | NT | 2030 | TWh | 304 | Sub_sector | Transport | Others | Transport (others) | Energetic | transport_other_final_demand_methane | Methane | EU | Energy demand | 0 | FEC
ES | TYNDP2026 | NT | 2030 | TWh | 305 | Sub_sector | Transport | Others | Transport (others) | Energetic | transport_other_final_demand_heat | Heat | EU | Energy demand | 0 | FEC
ES | TYNDP2026 | NT | 2030 | TWh | 306 | Sub_sector | Transport | Others | Transport (others) | Energetic | transport_other_final_demand_biomass | Biomass | EU | Energy demand | 0 | FEC
ES | TYNDP2026 | NT | 2030 | TWh | 307 | Sub_sector | Transport | Others | Transport (others) | Energetic | transport_other_final_demand_coal | Solids | EU | Energy demand | 0 | FEC
ES | TYNDP2026 | NT | 2030 | TWh | 308 | Sub_sector | Transport | Others | Transport (others) | Energetic | transport_other_final_demand_oil | Liquids | EU | Energy demand | 7.7444 | FEC
ES | TYNDP2026 | NT | 2030 | TWh | 309 | Sub_sector | Transport | Others | Transport (others) | Energetic | transport_other_final_demand_other | Others | EU | Energy demand | 0 | FEC
ES | TYNDP2026 | NT | 2030 | TWh | 310 | Sub_sector | Transport | Others | Transport (others) | Energetic | transport_other_final_demand_ammonia | Ammonia | EU | Energy demand | 0 | FEC
ES | TYNDP2026 | NT | 2030 | TWh | 312 | Sub_sector | International transport | International aviation | Transport (int. aviation) | Energetic | transport_int_aviation_final_demand_electricity | Electricity | EU | Energy demand | 0 | FEC
ES | TYNDP2026 | NT | 2030 | TWh | 313 | Sub_sector | International transport | International aviation | Transport (int. aviation) | Energetic | transport_int_aviation_final_demand_hydrogen | Hydrogen | EU | Energy demand | 0 | FEC
ES | TYNDP2026 | NT | 2030 | TWh | 314 | Sub_sector | International transport | International aviation | Transport (int. aviation) | Energetic | transport_int_aviation_final_demand_methane | Methane | EU | Energy demand | 0 | FEC
ES | TYNDP2026 | NT | 2030 | TWh | 315 | Sub_sector | International transport | International aviation | Transport (int. aviation) | Energetic | transport_int_aviation_final_demand_heat | Heat | EU | Energy demand | 0 | FEC
ES | TYNDP2026 | NT | 2030 | TWh | 316 | Sub_sector | International transport | International aviation | Transport (int. aviation) | Energetic | transport_int_aviation_final_demand_biofuels | Biomass | EU | Energy demand | 0 | FEC
ES | TYNDP2026 | NT | 2030 | TWh | 317 | Sub_sector | International transport | International aviation | Transport (int. aviation) | Energetic | transport_int_aviation_final_demand_coal | Solids | EU | Energy demand | 0 | FEC
ES | TYNDP2026 | NT | 2030 | TWh | 318 | Sub_sector | International transport | International aviation | Transport (int. aviation) | Energetic | transport_int_aviation_final_demand_oil | Liquids | EU | Energy demand | 74.6272 | FEC
ES | TYNDP2026 | NT | 2030 | TWh | 319 | Sub_sector | International transport | International aviation | Transport (int. aviation) | Energetic | transport_int_aviation_final_demand_other | Others | EU | Energy demand | 0 | FEC
ES | TYNDP2026 | NT | 2030 | TWh | 320 | Sub_sector | International transport | International aviation | Transport (int. aviation) | Energetic | transport_int_aviation_final_demand_ammonia | Ammonia | EU | Energy demand | 0 | FEC
ES | TYNDP2026 | NT | 2030 | TWh | 322 | Sub_sector | International transport | International shipping | Transport (int. shipping) | Energetic | transport_int_shipping_final_demand_electricity | Electricity | EU | Energy demand | 0 | not_included_in_FEC
ES | TYNDP2026 | NT | 2030 | TWh | 323 | Sub_sector | International transport | International shipping | Transport (int. shipping) | Energetic | transport_int_shipping_final_demand_hydrogen | Hydrogen | EU | Energy demand | 0 | not_included_in_FEC
ES | TYNDP2026 | NT | 2030 | TWh | 324 | Sub_sector | International transport | International shipping | Transport (int. shipping) | Energetic | transport_int_shipping_final_demand_methane | Methane | EU | Energy demand | 3.7787 | not_included_in_FEC
ES | TYNDP2026 | NT | 2030 | TWh | 325 | Sub_sector | International transport | International shipping | Transport (int. shipping) | Energetic | transport_int_shipping_final_demand_heat | Heat | EU | Energy demand | 0 | not_included_in_FEC
ES | TYNDP2026 | NT | 2030 | TWh | 326 | Sub_sector | International transport | International shipping | Transport (int. shipping) | Energetic | transport_int_shipping_final_demand_biofuels | Biomass | EU | Energy demand | 0 | not_included_in_FEC
ES | TYNDP2026 | NT | 2030 | TWh | 327 | Sub_sector | International transport | International shipping | Transport (int. shipping) | Energetic | transport_int_shipping_final_demand_coal | Solids | EU | Energy demand | 0 | not_included_in_FEC
ES | TYNDP2026 | NT | 2030 | TWh | 328 | Sub_sector | International transport | International shipping | Transport (int. shipping) | Energetic | transport_int_shipping_final_demand_oil | Liquids | EU | Energy demand | 69.9423 | not_included_in_FEC
ES | TYNDP2026 | NT | 2030 | TWh | 329 | Sub_sector | International transport | International shipping | Transport (int. shipping) | Energetic | transport_int_shipping_final_demand_other | Others | EU | Energy demand | 0 | not_included_in_FEC
ES | TYNDP2026 | NT | 2030 | TWh | 330 | Sub_sector | International transport | International shipping | Transport (int. shipping) | Energetic | transport_int_shipping_final_demand_ammonia | Ammonia | EU | Energy demand | 0.37046 | not_included_in_FEC
ES | TYNDP2026 | NT | 2030 | TWh | 332 | Sub_sector | Households | Space heating | Households (heating) | Energetic | households_heating_final_demand_electricity | Electricity | EU | Energy demand | 9.1158 | FEC
ES | TYNDP2026 | NT | 2030 | TWh | 333 | Sub_sector | Households | Space heating | Households (heating) | Energetic | households_heating_final_demand_hydrogen | Hydrogen | EU | Energy demand | 0 | FEC
ES | TYNDP2026 | NT | 2030 | TWh | 334 | Sub_sector | Households | Space heating | Households (heating) | Energetic | households_heating_final_demand_methane | Methane | EU | Energy demand | 16.3502 | FEC
ES | TYNDP2026 | NT | 2030 | TWh | 335 | Sub_sector | Households | Space heating | Households (heating) | Energetic | households_heating_final_demand_heat | Heat | EU | Energy demand | 0 | FEC
ES | TYNDP2026 | NT | 2030 | TWh | 336 | Sub_sector | Households | Space heating | Households (heating) | Energetic | households_heating_final_demand_biomass | Biomass | EU | Energy demand | 15.8 | FEC
ES | TYNDP2026 | NT | 2030 | TWh | 337 | Sub_sector | Households | Space heating | Households (heating) | Energetic | households_heating_final_demand_coal | Solids | EU | Energy demand | 0 | FEC
ES | TYNDP2026 | NT | 2030 | TWh | 338 | Sub_sector | Households | Space heating | Households (heating) | Energetic | households_heating_final_demand_oil | Liquids | EU | Energy demand | 17.8822 | FEC
ES | TYNDP2026 | NT | 2030 | TWh | 339 | Sub_sector | Households | Space heating | Households (heating) | Energetic | households_heating_final_demand_other | Others | EU | Energy demand | 0 | FEC
ES | TYNDP2026 | NT | 2030 | TWh | 340 | Sub_sector | Households | Space heating | Households (heating) | Energetic | households_heating_final_demand_ammonia | Ammonia | EU | Energy demand | 0 | FEC
ES | TYNDP2026 | NT | 2030 | TWh | 343 | Sub_sector | Households | Cooling | Households (cooling) | Energetic | households_cooling_final_demand_electricity | Electricity | EU | Energy demand | 3.1081 | FEC
ES | TYNDP2026 | NT | 2030 | TWh | 344 | Sub_sector | Households | Cooling | Households (cooling) | Energetic | households_cooling_final_demand_hydrogen | Hydrogen | EU | Energy demand | 0 | FEC
ES | TYNDP2026 | NT | 2030 | TWh | 345 | Sub_sector | Households | Cooling | Households (cooling) | Energetic | households_cooling_final_demand_methane | Methane | EU | Energy demand | 0 | FEC
ES | TYNDP2026 | NT | 2030 | TWh | 346 | Sub_sector | Households | Cooling | Households (cooling) | Energetic | households_cooling_final_demand_heat | Heat | EU | Energy demand | 0 | FEC
ES | TYNDP2026 | NT | 2030 | TWh | 347 | Sub_sector | Households | Cooling | Households (cooling) | Energetic | households_cooling_final_demand_biomass | Biomass | EU | Energy demand | 0 | FEC
ES | TYNDP2026 | NT | 2030 | TWh | 348 | Sub_sector | Households | Cooling | Households (cooling) | Energetic | households_cooling_final_demand_coal | Solids | EU | Energy demand | 0 | FEC
ES | TYNDP2026 | NT | 2030 | TWh | 349 | Sub_sector | Households | Cooling | Households (cooling) | Energetic | households_cooling_final_demand_oil | Liquids | EU | Energy demand | 0 | FEC
ES | TYNDP2026 | NT | 2030 | TWh | 350 | Sub_sector | Households | Cooling | Households (cooling) | Energetic | households_cooling_final_demand_other | Others | EU | Energy demand | 0 | FEC
ES | TYNDP2026 | NT | 2030 | TWh | 351 | Sub_sector | Households | Cooling | Households (cooling) | Energetic | households_cooling_final_demand_ammonia | Ammonia | EU | Energy demand | 0 | FEC
ES | TYNDP2026 | NT | 2030 | TWh | 354 | Sub_sector | Households | Hot water | Households (hot water) | Energetic | households_hot_water_final_demand_electricity | Electricity | EU | Energy demand | 4.1485 | FEC
ES | TYNDP2026 | NT | 2030 | TWh | 355 | Sub_sector | Households | Hot water | Households (hot water) | Energetic | households_hot_water_final_demand_hydrogen | Hydrogen | EU | Energy demand | 0 | FEC
ES | TYNDP2026 | NT | 2030 | TWh | 356 | Sub_sector | Households | Hot water | Households (hot water) | Energetic | households_hot_water_final_demand_methane | Methane | EU | Energy demand | 12.5502 | FEC
ES | TYNDP2026 | NT | 2030 | TWh | 357 | Sub_sector | Households | Hot water | Households (hot water) | Energetic | households_hot_water_final_demand_heat | Heat | EU | Energy demand | 0 | FEC
ES | TYNDP2026 | NT | 2030 | TWh | 358 | Sub_sector | Households | Hot water | Households (hot water) | Energetic | households_hot_water_final_demand_biomass | Biomass | EU | Energy demand | 6.4237 | FEC
ES | TYNDP2026 | NT | 2030 | TWh | 359 | Sub_sector | Households | Hot water | Households (hot water) | Energetic | households_hot_water_final_demand_coal | Solids | EU | Energy demand | 0 | FEC
ES | TYNDP2026 | NT | 2030 | TWh | 360 | Sub_sector | Households | Hot water | Households (hot water) | Energetic | households_hot_water_final_demand_oil | Liquids | EU | Energy demand | 5.9095 | FEC
ES | TYNDP2026 | NT | 2030 | TWh | 361 | Sub_sector | Households | Hot water | Households (hot water) | Energetic | households_hot_water_final_demand_other | Others | EU | Energy demand | 2.95 | FEC
ES | TYNDP2026 | NT | 2030 | TWh | 362 | Sub_sector | Households | Hot water | Households (hot water) | Energetic | households_hot_water_final_demand_ammonia | Ammonia | EU | Energy demand | 0 | FEC
ES | TYNDP2026 | NT | 2030 | TWh | 365 | Sub_sector | Households | Appliances | Households (appliances) | Energetic | households_appliances_final_demand_electricity | Electricity | EU | Energy demand | 55.9965 | FEC
ES | TYNDP2026 | NT | 2030 | TWh | 366 | Sub_sector | Households | Appliances | Households (appliances) | Energetic | households_appliances_final_demand_hydrogen | Hydrogen | EU | Energy demand | 0 | FEC
ES | TYNDP2026 | NT | 2030 | TWh | 367 | Sub_sector | Households | Appliances | Households (appliances) | Energetic | households_appliances_final_demand_methane | Methane | EU | Energy demand | 5.1218 | FEC
ES | TYNDP2026 | NT | 2030 | TWh | 368 | Sub_sector | Households | Appliances | Households (appliances) | Energetic | households_appliances_final_demand_heat | Heat | EU | Energy demand | 0 | FEC
ES | TYNDP2026 | NT | 2030 | TWh | 369 | Sub_sector | Households | Appliances | Households (appliances) | Energetic | households_appliances_final_demand_biomass | Biomass | EU | Energy demand | 0 | FEC
ES | TYNDP2026 | NT | 2030 | TWh | 370 | Sub_sector | Households | Appliances | Households (appliances) | Energetic | households_appliances_final_demand_coal | Solids | EU | Energy demand | 0 | FEC
ES | TYNDP2026 | NT | 2030 | TWh | 371 | Sub_sector | Households | Appliances | Households (appliances) | Energetic | households_appliances_final_demand_oil | Liquids | EU | Energy demand | 0 | FEC
ES | TYNDP2026 | NT | 2030 | TWh | 372 | Sub_sector | Households | Appliances | Households (appliances) | Energetic | households_appliances_final_demand_other | Others | EU | Energy demand | 0 | FEC
ES | TYNDP2026 | NT | 2030 | TWh | 373 | Sub_sector | Households | Appliances | Households (appliances) | Energetic | households_appliances_final_demand_ammonia | Ammonia | EU | Energy demand | 0 | FEC
ES | TYNDP2026 | NT | 2030 | TWh | 375 | Sub_sector | Buildings | Space heating | Buildings (heat) | Energetic | buildings_heat_final_demand_electricity | Electricity | EU | Energy demand | 10.7002 | FEC
ES | TYNDP2026 | NT | 2030 | TWh | 376 | Sub_sector | Buildings | Space heating | Buildings (heat) | Energetic | buildings_heat_final_demand_hydrogen | Hydrogen | EU | Energy demand | 0 | FEC
ES | TYNDP2026 | NT | 2030 | TWh | 377 | Sub_sector | Buildings | Space heating | Buildings (heat) | Energetic | buildings_heat_final_demand_methane | Methane | EU | Energy demand | 13.0565 | FEC
ES | TYNDP2026 | NT | 2030 | TWh | 378 | Sub_sector | Buildings | Space heating | Buildings (heat) | Energetic | buildings_heat_final_demand_heat | Heat | EU | Energy demand | 0 | FEC
ES | TYNDP2026 | NT | 2030 | TWh | 379 | Sub_sector | Buildings | Space heating | Buildings (heat) | Energetic | buildings_heat_final_demand_biomass | Biomass | EU | Energy demand | 1.2867 | FEC
ES | TYNDP2026 | NT | 2030 | TWh | 380 | Sub_sector | Buildings | Space heating | Buildings (heat) | Energetic | buildings_heat_final_demand_coal | Solids | EU | Energy demand | 0 | FEC
ES | TYNDP2026 | NT | 2030 | TWh | 381 | Sub_sector | Buildings | Space heating | Buildings (heat) | Energetic | buildings_heat_final_demand_oil | Liquids | EU | Energy demand | 11.4517 | FEC
ES | TYNDP2026 | NT | 2030 | TWh | 382 | Sub_sector | Buildings | Space heating | Buildings (heat) | Energetic | buildings_heat_final_demand_other | Others | EU | Energy demand | 0.074866 | FEC
ES | TYNDP2026 | NT | 2030 | TWh | 383 | Sub_sector | Buildings | Space heating | Buildings (heat) | Energetic | buildings_heat_final_demand_ammonia | Ammonia | EU | Energy demand | 0 | FEC
ES | TYNDP2026 | NT | 2030 | TWh | 386 | Sub_sector | Buildings | Cooling | Buildings (cooling) | Energetic | buildings_cooling_final_demand_electricity | Electricity | EU | Energy demand | 12.3799 | FEC
ES | TYNDP2026 | NT | 2030 | TWh | 387 | Sub_sector | Buildings | Cooling | Buildings (cooling) | Energetic | buildings_cooling_final_demand_hydrogen | Hydrogen | EU | Energy demand | 0 | FEC
ES | TYNDP2026 | NT | 2030 | TWh | 388 | Sub_sector | Buildings | Cooling | Buildings (cooling) | Energetic | buildings_cooling_final_demand_methane | Methane | EU | Energy demand | 0 | FEC
ES | TYNDP2026 | NT | 2030 | TWh | 389 | Sub_sector | Buildings | Cooling | Buildings (cooling) | Energetic | buildings_cooling_final_demand_heat | Heat | EU | Energy demand | 0 | FEC
ES | TYNDP2026 | NT | 2030 | TWh | 390 | Sub_sector | Buildings | Cooling | Buildings (cooling) | Energetic | buildings_cooling_final_demand_biomass | Biomass | EU | Energy demand | 0 | FEC
ES | TYNDP2026 | NT | 2030 | TWh | 391 | Sub_sector | Buildings | Cooling | Buildings (cooling) | Energetic | buildings_cooling_final_demand_coal | Solids | EU | Energy demand | 0 | FEC
ES | TYNDP2026 | NT | 2030 | TWh | 392 | Sub_sector | Buildings | Cooling | Buildings (cooling) | Energetic | buildings_cooling_final_demand_oil | Liquids | EU | Energy demand | 0 | FEC
ES | TYNDP2026 | NT | 2030 | TWh | 393 | Sub_sector | Buildings | Cooling | Buildings (cooling) | Energetic | buildings_cooling_final_demand_other | Others | EU | Energy demand | 0 | FEC
ES | TYNDP2026 | NT | 2030 | TWh | 394 | Sub_sector | Buildings | Cooling | Buildings (cooling) | Energetic | buildings_cooling_final_demand_ammonia | Ammonia | EU | Energy demand | 0 | FEC
ES | TYNDP2026 | NT | 2030 | TWh | 397 | Sub_sector | Buildings | Appliances | Buildings (appliances) | Energetic | buildings_appliances_final_demand_electricity | Electricity | EU | Energy demand | 33.1631 | FEC
ES | TYNDP2026 | NT | 2030 | TWh | 398 | Sub_sector | Buildings | Appliances | Buildings (appliances) | Energetic | buildings_appliances_final_demand_hydrogen | Hydrogen | EU | Energy demand | 0 | FEC
ES | TYNDP2026 | NT | 2030 | TWh | 399 | Sub_sector | Buildings | Appliances | Buildings (appliances) | Energetic | buildings_appliances_final_demand_methane | Methane | EU | Energy demand | 8.6402 | FEC
ES | TYNDP2026 | NT | 2030 | TWh | 400 | Sub_sector | Buildings | Appliances | Buildings (appliances) | Energetic | buildings_appliances_final_demand_heat | Heat | EU | Energy demand | 0 | FEC
ES | TYNDP2026 | NT | 2030 | TWh | 401 | Sub_sector | Buildings | Appliances | Buildings (appliances) | Energetic | buildings_appliances_final_demand_biomass | Biomass | EU | Energy demand | 0 | FEC
ES | TYNDP2026 | NT | 2030 | TWh | 402 | Sub_sector | Buildings | Appliances | Buildings (appliances) | Energetic | buildings_appliances_final_demand_coal | Solids | EU | Energy demand | 0 | FEC
ES | TYNDP2026 | NT | 2030 | TWh | 403 | Sub_sector | Buildings | Appliances | Buildings (appliances) | Energetic | buildings_appliances_final_demand_oil | Liquids | EU | Energy demand | 0 | FEC
ES | TYNDP2026 | NT | 2030 | TWh | 404 | Sub_sector | Buildings | Appliances | Buildings (appliances) | Energetic | buildings_appliances_final_demand_other | Others | EU | Energy demand | 0 | FEC
ES | TYNDP2026 | NT | 2030 | TWh | 405 | Sub_sector | Buildings | Appliances | Buildings (appliances) | Energetic | buildings_appliances_final_demand_ammonia | Ammonia | EU | Energy demand | 0 | FEC
ES | TYNDP2026 | NT | 2030 | TWh | 407 | Sub_sector | Buildings | Datacenters | Datacenters & ICT | Energetic | datacentres_final_demand_electricity_energetic | Electricity | EU | Energy demand | 25.1863 | FEC
ES | TYNDP2026 | NT | 2030 | TWh | 408 | Sub_sector | Buildings | Datacenters | Datacenters & ICT | Energetic | datacentres_final_demand_hydrogen_energetic | Hydrogen | EU | Energy demand | 0 | FEC
ES | TYNDP2026 | NT | 2030 | TWh | 409 | Sub_sector | Buildings | Datacenters | Datacenters & ICT | Energetic | datacentres_final_demand_methane_energetic | Methane | EU | Energy demand | 0 | FEC
ES | TYNDP2026 | NT | 2030 | TWh | 410 | Sub_sector | Buildings | Datacenters | Datacenters & ICT | Energetic | datacentres_final_demand_heat_energetic | Heat | EU | Energy demand | 0 | FEC
ES | TYNDP2026 | NT | 2030 | TWh | 411 | Sub_sector | Buildings | Datacenters | Datacenters & ICT | Energetic | datacentres_final_demand_biomass_energetic | Biomass | EU | Energy demand | 0 | FEC
ES | TYNDP2026 | NT | 2030 | TWh | 412 | Sub_sector | Buildings | Datacenters | Datacenters & ICT | Energetic | datacentres_final_demand_coal_energetic | Solids | EU | Energy demand | 0 | FEC
ES | TYNDP2026 | NT | 2030 | TWh | 413 | Sub_sector | Buildings | Datacenters | Datacenters & ICT | Energetic | datacentres_final_demand_oil_energetic | Liquids | EU | Energy demand | 0 | FEC
ES | TYNDP2026 | NT | 2030 | TWh | 414 | Sub_sector | Buildings | Datacenters | Datacenters & ICT | Energetic | datacentres_final_demand_other_energetic | Others | EU | Energy demand | 0 | FEC
ES | TYNDP2026 | NT | 2030 | TWh | 415 | Sub_sector | Buildings | Datacenters | Datacenters & ICT | Energetic | datacentres_final_demand_ammonia_energetic | Ammonia | EU | Energy demand | 0 | FEC
ES | TYNDP2026 | NT | 2030 | TWh | 417 | Sub_sector | Transport | Others_Sector | Others_Sector | Energetic | other_final_demand_electricity_energetic | Electricity | EU | Energy demand | 1.576 | FEC
ES | TYNDP2026 | NT | 2030 | TWh | 418 | Sub_sector | Transport | Others_Sector | Others_Sector | Energetic | other_final_demand_hydrogen_energetic | Hydrogen | EU | Energy demand | 0 | FEC
ES | TYNDP2026 | NT | 2030 | TWh | 419 | Sub_sector | Transport | Pipeline Transport | Others_Sector | Energetic | other_final_demand_methane_energetic | Methane | EU | Energy demand | 1.0008 | FEC
ES | TYNDP2026 | NT | 2030 | TWh | 420 | Sub_sector | Transport | Others_Sector | Others_Sector | Energetic | other_final_demand_heat_energetic | Heat | EU | Energy demand | 0 | FEC
ES | TYNDP2026 | NT | 2030 | TWh | 421 | Sub_sector | Transport | Others_Sector | Others_Sector | Energetic | other_final_demand_biomass_energetic | Biomass | EU | Energy demand | 0 | FEC
ES | TYNDP2026 | NT | 2030 | TWh | 422 | Sub_sector | Transport | Others_Sector | Others_Sector | Energetic | other_final_demand_coal_energetic | Solids | EU | Energy demand | 0.86246 | FEC
ES | TYNDP2026 | NT | 2030 | TWh | 423 | Sub_sector | Transport | Others_Sector | Others_Sector | Energetic | other_final_demand_oil_energetic | Liquids | EU | Energy demand | 1.3585 | FEC
ES | TYNDP2026 | NT | 2030 | TWh | 424 | Sub_sector | Others_Sector | Others_Sector | Others_Sector | Non-energetic | other_final_demand_oil_non_energetic | Liquids | EU | Energy demand | 2.4678 | not_included_in_FEC
ES | TYNDP2026 | NT | 2030 | TWh | 425 | Sub_sector | Transport | Others_Sector | Others_Sector | Energetic | other_final_demand_other_energetic | Others | EU | Energy demand | 0 | FEC
ES | TYNDP2026 | NT | 2030 | TWh | 426 | Sub_sector | Transport | Others_Sector | Others_Sector | Energetic | other_final_demand_ammonia_energetic | Ammonia | EU | Energy demand | 0 | FEC
ES | TYNDP2026 | NT | 2030 | TWh | 427 | Sub_sector | Industry | Surplus_Heat_in_Industry | Surplus_Heat_in_Industry | Energetic | final_demand_of_industry_unused_local_production_steam_hot_water | Heat | EU | Energy demand | 0 | FEC
ES | TYNDP2026 | NT | 2030 | TWh | 429 | Sub_sector | Agriculture | Total | Agriculture | Energetic | agriculture_final_demand_electricity_energetic | Electricity | EU | Energy demand | 6.8312 | FEC
ES | TYNDP2026 | NT | 2030 | TWh | 430 | Sub_sector | Agriculture | Total | Agriculture | Energetic | agriculture_final_demand_hydrogen_energetic | Hydrogen | EU | Energy demand | 0 | FEC
ES | TYNDP2026 | NT | 2030 | TWh | 431 | Sub_sector | Agriculture | Total | Agriculture | Energetic | agriculture_final_demand_methane_energetic | Methane | EU | Energy demand | 2.1328 | FEC
ES | TYNDP2026 | NT | 2030 | TWh | 432 | Sub_sector | Agriculture | Total | Agriculture | Energetic | agriculture_final_demand_heat_energetic | Heat | EU | Energy demand | 0 | FEC
ES | TYNDP2026 | NT | 2030 | TWh | 433 | Sub_sector | Agriculture | Total | Agriculture | Energetic | agriculture_final_demand_biomass_energetic | Biomass | EU | Energy demand | 0.73758 | FEC
ES | TYNDP2026 | NT | 2030 | TWh | 434 | Sub_sector | Agriculture | Total | Agriculture | Energetic | agriculture_final_demand_coal_energetic | Solids | EU | Energy demand | 0 | FEC
ES | TYNDP2026 | NT | 2030 | TWh | 435 | Sub_sector | Agriculture | Total | Agriculture | Energetic | agriculture_final_demand_oil_energetic | Liquids | EU | Energy demand | 20.4202 | FEC
ES | TYNDP2026 | NT | 2030 | TWh | 436 | Sub_sector | Agriculture | Total | Agriculture | Energetic | agriculture_final_demand_other_energetic | Others | EU | Energy demand | 0 | FEC
ES | TYNDP2026 | NT | 2030 | TWh | 437 | Sub_sector | Agriculture | Total | Agriculture | Energetic | agriculture_final_demand_ammonia_energetic | Ammonia | EU | Energy demand | 0 | FEC
ES | TYNDP2026 | NT | 2030 | TWh | 447 | Sub_sector | Buildings | Surplus Energy | Buildings | Energetic | GAP | Electricity | EU | Energy demand | 0 | FEC
ES | TYNDP2026 | NT | 2030 | TWh | 448 | Sub_sector | Buildings | Surplus Energy | Buildings | Energetic | GAP | Hydrogen | EU | Energy demand | 0 | FEC
ES | TYNDP2026 | NT | 2030 | TWh | 449 | Sub_sector | Buildings | Surplus Energy | Buildings | Energetic | GAP | Methane | EU | Energy demand | 0 | FEC
ES | TYNDP2026 | NT | 2030 | TWh | 450 | Sub_sector | Buildings | Surplus Energy | Buildings | Energetic | GAP | Heat | EU | Energy demand | 0 | FEC
ES | TYNDP2026 | NT | 2030 | TWh | 451 | Sub_sector | Buildings | Surplus Energy | Buildings | Energetic | GAP | Biomass | EU | Energy demand | 0.0064129 | FEC
ES | TYNDP2026 | NT | 2030 | TWh | 452 | Sub_sector | Buildings | Surplus Energy | Buildings | Energetic | GAP | Solids | EU | Energy demand | 0 | FEC
ES | TYNDP2026 | NT | 2030 | TWh | 453 | Sub_sector | Buildings | Surplus Energy | Buildings | Energetic | GAP | Liquids | EU | Energy demand | 2.8294 | FEC
ES | TYNDP2026 | NT | 2030 | TWh | 454 | Sub_sector | Buildings | Surplus Energy | Buildings | Energetic | GAP | Others | EU | Energy demand | 0 | FEC
ES | TYNDP2026 | NT | 2030 | TWh | 455 | Sub_sector | Buildings | Surplus Energy | Buildings | Energetic | GAP | Ammonia | EU | Energy demand | 0 | FEC
ES | TYNDP2026 | NT | 2030 | TWh | 456 | Sub_sector | Households | Surplus Energy | Households | Energetic | GAP | Electricity | EU | Energy demand | 0 | FEC
ES | TYNDP2026 | NT | 2030 | TWh | 457 | Sub_sector | Households | Surplus Energy | Households | Energetic | GAP | Hydrogen | EU | Energy demand | 0 | FEC
ES | TYNDP2026 | NT | 2030 | TWh | 458 | Sub_sector | Households | Surplus Energy | Households | Energetic | GAP | Methane | EU | Energy demand | 0 | FEC
ES | TYNDP2026 | NT | 2030 | TWh | 459 | Sub_sector | Households | Surplus Energy | Households | Energetic | GAP | Heat | EU | Energy demand | 0 | FEC
ES | TYNDP2026 | NT | 2030 | TWh | 460 | Sub_sector | Households | Surplus Energy | Households | Energetic | GAP | Biomass | EU | Energy demand | 0 | FEC
ES | TYNDP2026 | NT | 2030 | TWh | 461 | Sub_sector | Households | Surplus Energy | Households | Energetic | GAP | Solids | EU | Energy demand | 0 | FEC
ES | TYNDP2026 | NT | 2030 | TWh | 462 | Sub_sector | Households | Surplus Energy | Households | Energetic | GAP | Liquids | EU | Energy demand | 0 | FEC
ES | TYNDP2026 | NT | 2030 | TWh | 463 | Sub_sector | Households | Surplus Energy | Households | Energetic | GAP | Others | EU | Energy demand | 0 | FEC
ES | TYNDP2026 | NT | 2030 | TWh | 464 | Sub_sector | Households | Surplus Energy | Households | Energetic | GAP | Ammonia | EU | Energy demand | 0 | FEC
ES | TYNDP2026 | NT | 2035 | TWh | 102 | Sub_sector | Industry | Aluminium | Industry (aluminium) | Energetic | industry_aluminium_demand_electricity_energetic | Electricity | EU | Energy demand | 3.5261 | FEC
ES | TYNDP2026 | NT | 2035 | TWh | 103 | Sub_sector | Industry | Aluminium | Industry (aluminium) | Energetic | industry_aluminium_demand_hydrogen_energetic | Hydrogen | EU | Energy demand | 0 | FEC
ES | TYNDP2026 | NT | 2035 | TWh | 104 | Sub_sector | Industry | Aluminium | Industry (aluminium) | Energetic | industry_aluminium_demand_methane_energetic | Methane | EU | Energy demand | 0.24852 | FEC
ES | TYNDP2026 | NT | 2035 | TWh | 105 | Sub_sector | Industry | Aluminium | Industry (aluminium) | Energetic | industry_aluminium_demand_heat_energetic | Heat | EU | Energy demand | 0 | FEC
ES | TYNDP2026 | NT | 2035 | TWh | 106 | Sub_sector | Industry | Aluminium | Industry (aluminium) | Energetic | industry_aluminium_demand_biomass_energetic | Biomass | EU | Energy demand | 0 | FEC
ES | TYNDP2026 | NT | 2035 | TWh | 107 | Sub_sector | Industry | Aluminium | Industry (aluminium) | Energetic | industry_aluminium_demand_coal_energetic | Solids | EU | Energy demand | 0 | FEC
ES | TYNDP2026 | NT | 2035 | TWh | 108 | Sub_sector | Industry | Aluminium | Industry (aluminium) | Energetic | industry_aluminium_demand_oil_energetic | Liquids | EU | Energy demand | 0 | FEC
ES | TYNDP2026 | NT | 2035 | TWh | 109 | Sub_sector | Industry | Aluminium | Industry (aluminium) | Energetic | industry_aluminium_demand_others_energetic | Others | EU | Energy demand | 0 | FEC
ES | TYNDP2026 | NT | 2035 | TWh | 110 | Sub_sector | Industry | Aluminium | Industry (aluminium) | Energetic | industry_ammonia_demand_others_energetic | Ammonia | EU | Energy demand | 0 | FEC
ES | TYNDP2026 | NT | 2035 | TWh | 112 | Sub_sector | Industry | Chemicals | Industry (chemicals, energetic) | Energetic | industry_chemical_demand_electricity_energetic | Electricity | EU | Energy demand | 12.9763 | FEC
ES | TYNDP2026 | NT | 2035 | TWh | 113 | Sub_sector | Industry | Chemicals | Industry (chemicals, energetic) | Energetic | industry_chemical_demand_hydrogen_energetic | Hydrogen | EU | Energy demand | 0 | FEC
ES | TYNDP2026 | NT | 2035 | TWh | 114 | Sub_sector | Industry | Chemicals | Industry (chemicals, energetic) | Energetic | industry_chemical_demand_methane_energetic | Methane | EU | Energy demand | 22.6493 | FEC
ES | TYNDP2026 | NT | 2035 | TWh | 115 | Sub_sector | Industry | Chemicals | Industry (chemicals, energetic) | Energetic | industry_chemical_demand_heat_energetic | Heat | EU | Energy demand | 0 | FEC
ES | TYNDP2026 | NT | 2035 | TWh | 116 | Sub_sector | Industry | Chemicals | Industry (chemicals, energetic) | Energetic | industry_chemical_demand_biomass_energetic | Biomass | EU | Energy demand | 0.060813 | FEC
ES | TYNDP2026 | NT | 2035 | TWh | 117 | Sub_sector | Industry | Chemicals | Industry (chemicals, energetic) | Energetic | industry_chemical_demand_coal_energetic | Solids | EU | Energy demand | 0 | FEC
ES | TYNDP2026 | NT | 2035 | TWh | 118 | Sub_sector | Industry | Chemicals | Industry (chemicals, energetic) | Energetic | industry_chemical_demand_oil_energetic | Liquids | EU | Energy demand | 0 | FEC
ES | TYNDP2026 | NT | 2035 | TWh | 119 | Sub_sector | Industry | Chemicals | Industry (chemicals, energetic) | Energetic | industry_chemical_demand_others_energetic | Others | EU | Energy demand | 0 | FEC
ES | TYNDP2026 | NT | 2035 | TWh | 120 | Sub_sector | Industry | Chemicals | Industry (chemicals, energetic) | Energetic | industry_chemical_demand_ammonia_energetic | Ammonia | EU | Energy demand | 0 | FEC
ES | TYNDP2026 | NT | 2035 | TWh | 122 | Sub_sector | Industry | Chemicals | Industry (chemicals, non-energetic) | Non-energetic | industry_chemical_demand_electricity_non_energetic | Electricity | EU | Energy demand | 0 | not_included_in_FEC
ES | TYNDP2026 | NT | 2035 | TWh | 123 | Sub_sector | Industry | Chemicals | Industry (chemicals, non-energetic) | Non-energetic | industry_chemical_demand_hydrogen_non_energetic | Hydrogen | EU | Energy demand | 4.1307 | not_included_in_FEC
ES | TYNDP2026 | NT | 2035 | TWh | 124 | Sub_sector | Industry | Chemicals | Industry (chemicals, non-energetic) | Non-energetic | industry_chemical_demand_methane_non_energetic | Methane | EU | Energy demand | 0 | not_included_in_FEC
ES | TYNDP2026 | NT | 2035 | TWh | 125 | Sub_sector | Industry | Chemicals | Industry (chemicals, non-energetic) | Non-energetic | industry_chemical_demand_heat_non_energetic | Heat | EU | Energy demand | 0 | not_included_in_FEC
ES | TYNDP2026 | NT | 2035 | TWh | 126 | Sub_sector | Industry | Chemicals | Industry (chemicals, non-energetic) | Non-energetic | industry_chemical_demand_biomass_non_energetic | Biomass | EU | Energy demand | 0 | not_included_in_FEC
ES | TYNDP2026 | NT | 2035 | TWh | 127 | Sub_sector | Industry | Chemicals | Industry (chemicals, non-energetic) | Non-energetic | industry_chemical_demand_coal_non_energetic | Solids | EU | Energy demand | 0 | not_included_in_FEC
ES | TYNDP2026 | NT | 2035 | TWh | 128 | Sub_sector | Industry | Chemicals | Industry (chemicals, non-energetic) | Non-energetic | industry_chemical_demand_oil_non_energetic | Liquids | EU | Energy demand | 36.3663 | not_included_in_FEC
ES | TYNDP2026 | NT | 2035 | TWh | 129 | Sub_sector | Industry | Chemicals | Industry (chemicals, non-energetic) | Non-energetic | industry_chemical_demand_others_non_energetic | Others | EU | Energy demand | 0 | not_included_in_FEC
ES | TYNDP2026 | NT | 2035 | TWh | 130 | Sub_sector | Industry | Chemicals | Industry (chemicals, non-energetic) | Non-energetic | industry_chemical_demand_ammonia_non_energetic | Ammonia | EU | Energy demand | 0 | not_included_in_FEC
ES | TYNDP2026 | NT | 2035 | TWh | 132 | Sub_sector | Industry | Fertilizers | Industry (fertilizers, energetic) | Energetic | industry_fertilizers_demand_electricity_energetic | Electricity | EU | Energy demand | 0.18234 | FEC
ES | TYNDP2026 | NT | 2035 | TWh | 133 | Sub_sector | Industry | Fertilizers | Industry (fertilizers, energetic) | Energetic | industry_fertilizers_demand_hydrogen_energetic | Hydrogen | EU | Energy demand | 0 | FEC
ES | TYNDP2026 | NT | 2035 | TWh | 134 | Sub_sector | Industry | Fertilizers | Industry (fertilizers, energetic) | Energetic | industry_fertilizers_demand_methane_energetic | Methane | EU | Energy demand | 0.74459 | FEC
ES | TYNDP2026 | NT | 2035 | TWh | 135 | Sub_sector | Industry | Fertilizers | Industry (fertilizers, energetic) | Energetic | industry_fertilizers_demand_heat_energetic | Heat | EU | Energy demand | 0 | FEC
ES | TYNDP2026 | NT | 2035 | TWh | 136 | Sub_sector | Industry | Fertilizers | Industry (fertilizers, energetic) | Energetic | industry_fertilizers_demand_biomass_energetic | Biomass | EU | Energy demand | 0 | FEC
ES | TYNDP2026 | NT | 2035 | TWh | 137 | Sub_sector | Industry | Fertilizers | Industry (fertilizers, energetic) | Energetic | industry_fertilizers_demand_coal_energetic | Solids | EU | Energy demand | 0 | FEC
ES | TYNDP2026 | NT | 2035 | TWh | 138 | Sub_sector | Industry | Fertilizers | Industry (fertilizers, energetic) | Energetic | industry_fertilizers_demand_oil_energetic | Liquids | EU | Energy demand | 0 | FEC
ES | TYNDP2026 | NT | 2035 | TWh | 139 | Sub_sector | Industry | Fertilizers | Industry (fertilizers, energetic) | Energetic | industry_fertilizers_demand_others_energetic | Others | EU | Energy demand | 0 | FEC
ES | TYNDP2026 | NT | 2035 | TWh | 140 | Sub_sector | Industry | Fertilizers | Industry (fertilizers, energetic) | Energetic | industry_fertilizers_demand_ammonia_energetic | Ammonia | EU | Energy demand | 0 | FEC
ES | TYNDP2026 | NT | 2035 | TWh | 142 | Sub_sector | Industry | Fertilizers | Industry (fertilizers, non-energetic) | Non-energetic | industry_fertilizers_demand_electricity_non_energetic | Electricity | EU | Energy demand | 0 | not_included_in_FEC
ES | TYNDP2026 | NT | 2035 | TWh | 143 | Sub_sector | Industry | Fertilizers | Industry (fertilizers, non-energetic) | Non-energetic | industry_fertilizers_demand_hydrogen_non_energetic | Hydrogen | EU | Energy demand | 4.2 | not_included_in_FEC
ES | TYNDP2026 | NT | 2035 | TWh | 144 | Sub_sector | Industry | Fertilizers | Industry (fertilizers, non-energetic) | Non-energetic | industry_fertilizers_demand_methane_non_energetic | Methane | EU | Energy demand | 0 | not_included_in_FEC
ES | TYNDP2026 | NT | 2035 | TWh | 145 | Sub_sector | Industry | Fertilizers | Industry (fertilizers, non-energetic) | Non-energetic | industry_fertilizers_demand_heat_non_energetic | Heat | EU | Energy demand | 0 | not_included_in_FEC
ES | TYNDP2026 | NT | 2035 | TWh | 146 | Sub_sector | Industry | Fertilizers | Industry (fertilizers, non-energetic) | Non-energetic | industry_fertilizers_demand_biomass_non_energetic | Biomass | EU | Energy demand | 0 | not_included_in_FEC
ES | TYNDP2026 | NT | 2035 | TWh | 147 | Sub_sector | Industry | Fertilizers | Industry (fertilizers, non-energetic) | Non-energetic | industry_fertilizers_demand_coal_non_energetic | Solids | EU | Energy demand | 0 | not_included_in_FEC
ES | TYNDP2026 | NT | 2035 | TWh | 148 | Sub_sector | Industry | Fertilizers | Industry (fertilizers, non-energetic) | Non-energetic | industry_fertilizers_demand_oil_non_energetic | Liquids | EU | Energy demand | 0 | not_included_in_FEC
ES | TYNDP2026 | NT | 2035 | TWh | 149 | Sub_sector | Industry | Fertilizers | Industry (fertilizers, non-energetic) | Non-energetic | industry_fertilizers_demand_others_non_energetic | Others | EU | Energy demand | 0 | not_included_in_FEC
ES | TYNDP2026 | NT | 2035 | TWh | 150 | Sub_sector | Industry | Fertilizers | Industry (fertilizers, non-energetic) | Non-energetic | industry_fertilizers_demand_ammonia_non_energetic | Ammonia | EU | Energy demand | 0 | not_included_in_FEC
ES | TYNDP2026 | NT | 2035 | TWh | 152 | Sub_sector | Industry | Food | Industry (food) | Energetic | industry_food_demand_electricity_energetic | Electricity | EU | Energy demand | 16.6334 | FEC
ES | TYNDP2026 | NT | 2035 | TWh | 153 | Sub_sector | Industry | Food | Industry (food) | Energetic | industry_food_demand_hydrogen_energetic | Hydrogen | EU | Energy demand | 0 | FEC
ES | TYNDP2026 | NT | 2035 | TWh | 154 | Sub_sector | Industry | Food | Industry (food) | Energetic | industry_food_demand_methane_energetic | Methane | EU | Energy demand | 6.4561 | FEC
ES | TYNDP2026 | NT | 2035 | TWh | 155 | Sub_sector | Industry | Food | Industry (food) | Energetic | industry_food_demand_heat_energetic | Heat | EU | Energy demand | 0 | FEC
ES | TYNDP2026 | NT | 2035 | TWh | 156 | Sub_sector | Industry | Food | Industry (food) | Energetic | industry_food_demand_biomass_energetic | Biomass | EU | Energy demand | 3.9109 | FEC
ES | TYNDP2026 | NT | 2035 | TWh | 157 | Sub_sector | Industry | Food | Industry (food) | Energetic | industry_food_demand_coal_energetic | Solids | EU | Energy demand | 0 | FEC
ES | TYNDP2026 | NT | 2035 | TWh | 158 | Sub_sector | Industry | Food | Industry (food) | Energetic | industry_food_demand_oil_energetic | Liquids | EU | Energy demand | 0 | FEC
ES | TYNDP2026 | NT | 2035 | TWh | 159 | Sub_sector | Industry | Food | Industry (food) | Energetic | industry_food_demand_others_energetic | Others | EU | Energy demand | 0 | FEC
ES | TYNDP2026 | NT | 2035 | TWh | 160 | Sub_sector | Industry | Food | Industry (food) | Energetic | industry_food_demand_ammonia_energetic | Ammonia | EU | Energy demand | 0 | FEC
ES | TYNDP2026 | NT | 2035 | TWh | 162 | Sub_sector | Industry | Metals | Industry (metal) | Energetic | industry_metal_demand_electricity_energetic | Electricity | EU | Energy demand | 4.8222 | FEC
ES | TYNDP2026 | NT | 2035 | TWh | 163 | Sub_sector | Industry | Metals | Industry (metal) | Energetic | industry_metal_demand_hydrogen_energetic | Hydrogen | EU | Energy demand | 0 | FEC
ES | TYNDP2026 | NT | 2035 | TWh | 164 | Sub_sector | Industry | Metals | Industry (metal) | Energetic | industry_metal_demand_methane_energetic | Methane | EU | Energy demand | 5.2135 | FEC
ES | TYNDP2026 | NT | 2035 | TWh | 165 | Sub_sector | Industry | Metals | Industry (metal) | Energetic | industry_metal_demand_heat_energetic | Heat | EU | Energy demand | 0 | FEC
ES | TYNDP2026 | NT | 2035 | TWh | 166 | Sub_sector | Industry | Metals | Industry (metal) | Energetic | industry_metal_demand_biomass_energetic | Biomass | EU | Energy demand | 0 | FEC
ES | TYNDP2026 | NT | 2035 | TWh | 167 | Sub_sector | Industry | Metals | Industry (metal) | Energetic | industry_metal_demand_coal_energetic | Solids | EU | Energy demand | 0 | FEC
ES | TYNDP2026 | NT | 2035 | TWh | 168 | Sub_sector | Industry | Metals | Industry (metal) | Energetic | industry_metal_demand_oil_energetic | Liquids | EU | Energy demand | 0.84916 | FEC
ES | TYNDP2026 | NT | 2035 | TWh | 169 | Sub_sector | Industry | Metals | Industry (metal) | Energetic | industry_metal_demand_others_energetic | Others | EU | Energy demand | 0 | FEC
ES | TYNDP2026 | NT | 2035 | TWh | 170 | Sub_sector | Industry | Metals | Industry (metal) | Energetic | industry_metal_demand_ammonia_energetic | Ammonia | EU | Energy demand | 0 | FEC
ES | TYNDP2026 | NT | 2035 | TWh | 172 | Sub_sector | Industry | Others | Industry (other, energetic) | Energetic | industry_other_demand_electricity_energetic | Electricity | EU | Energy demand | 43.2575 | FEC
ES | TYNDP2026 | NT | 2035 | TWh | 173 | Sub_sector | Industry | Others | Industry (other, energetic) | Energetic | industry_other_demand_hydrogen_energetic | Hydrogen | EU | Energy demand | 4.8064 | FEC
ES | TYNDP2026 | NT | 2035 | TWh | 174 | Sub_sector | Industry | Others | Industry (other, energetic) | Energetic | industry_other_demand_methane_energetic | Methane | EU | Energy demand | 36.3363 | FEC
ES | TYNDP2026 | NT | 2035 | TWh | 175 | Sub_sector | Industry | Others | Industry (other, energetic) | Energetic | industry_other_demand_heat_energetic | Heat | EU | Energy demand | 0 | FEC
ES | TYNDP2026 | NT | 2035 | TWh | 176 | Sub_sector | Industry | Others | Industry (other, energetic) | Energetic | industry_other_demand_biomass_energetic | Biomass | EU | Energy demand | 7.1134 | FEC
ES | TYNDP2026 | NT | 2035 | TWh | 177 | Sub_sector | Industry | Others | Industry (other, energetic) | Energetic | industry_other_demand_coal_energetic | Solids | EU | Energy demand | 0 | FEC
ES | TYNDP2026 | NT | 2035 | TWh | 178 | Sub_sector | Industry | Others | Industry (other, energetic) | Energetic | industry_other_demand_oil_energetic | Liquids | EU | Energy demand | 4.6141 | FEC
ES | TYNDP2026 | NT | 2035 | TWh | 179 | Sub_sector | Industry | Others | Industry (other, energetic) | Energetic | industry_other_demand_others_energetic | Others | EU | Energy demand | 0 | FEC
ES | TYNDP2026 | NT | 2035 | TWh | 180 | Sub_sector | Industry | Others | Industry (other, energetic) | Energetic | industry_other_demand_ammonia_energetic | Ammonia | EU | Energy demand | 0 | FEC
ES | TYNDP2026 | NT | 2035 | TWh | 182 | Sub_sector | Industry | Others | Industry (other, non-energetic) | Non-energetic | industry_other_demand_electricity_non_energetic | Electricity | EU | Energy demand | 0 | not_included_in_FEC
ES | TYNDP2026 | NT | 2035 | TWh | 183 | Sub_sector | Industry | Others | Industry (other, non-energetic) | Non-energetic | industry_other_demand_hydrogen_non_energetic | Hydrogen | EU | Energy demand | 0 | not_included_in_FEC
ES | TYNDP2026 | NT | 2035 | TWh | 184 | Sub_sector | Industry | Others | Industry (other, non-energetic) | Non-energetic | industry_other_demand_methane_non_energetic | Methane | EU | Energy demand | 0 | not_included_in_FEC
ES | TYNDP2026 | NT | 2035 | TWh | 185 | Sub_sector | Industry | Others | Industry (other, non-energetic) | Non-energetic | industry_other_demand_heat_non_energetic | Heat | EU | Energy demand | 0 | not_included_in_FEC
ES | TYNDP2026 | NT | 2035 | TWh | 186 | Sub_sector | Industry | Others | Industry (other, non-energetic) | Non-energetic | industry_other_demand_biomass_non_energetic | Biomass | EU | Energy demand | 0 | not_included_in_FEC
ES | TYNDP2026 | NT | 2035 | TWh | 187 | Sub_sector | Industry | Others | Industry (other, non-energetic) | Non-energetic | industry_other_demand_coal_non_energetic | Solids | EU | Energy demand | 0 | not_included_in_FEC
ES | TYNDP2026 | NT | 2035 | TWh | 188 | Sub_sector | Industry | Others | Industry (other, non-energetic) | Non-energetic | industry_other_demand_oil_non_energetic | Liquids | EU | Energy demand | 16.5097 | not_included_in_FEC
ES | TYNDP2026 | NT | 2035 | TWh | 189 | Sub_sector | Industry | Others | Industry (other, non-energetic) | Non-energetic | industry_other_demand_others_non_energetic | Others | EU | Energy demand | 0 | not_included_in_FEC
ES | TYNDP2026 | NT | 2035 | TWh | 190 | Sub_sector | Industry | Others | Industry (other, non-energetic) | Non-energetic | industry_other_demand_ammonia_non_energetic | Ammonia | EU | Energy demand | 0 | not_included_in_FEC
ES | TYNDP2026 | NT | 2035 | TWh | 192 | Sub_sector | Industry | Paper | Industry (paper) | Energetic | industry_paper_demand_electricity_energetic | Electricity | EU | Energy demand | 9.6156 | FEC
ES | TYNDP2026 | NT | 2035 | TWh | 193 | Sub_sector | Industry | Paper | Industry (paper) | Energetic | industry_paper_demand_hydrogen_energetic | Hydrogen | EU | Energy demand | 0 | FEC
ES | TYNDP2026 | NT | 2035 | TWh | 194 | Sub_sector | Industry | Paper | Industry (paper) | Energetic | industry_paper_demand_methane_energetic | Methane | EU | Energy demand | 4.3194 | FEC
ES | TYNDP2026 | NT | 2035 | TWh | 195 | Sub_sector | Industry | Paper | Industry (paper) | Energetic | industry_paper_demand_heat_energetic | Heat | EU | Energy demand | 0 | FEC
ES | TYNDP2026 | NT | 2035 | TWh | 196 | Sub_sector | Industry | Paper | Industry (paper) | Energetic | industry_paper_demand_biomass_energetic | Biomass | EU | Energy demand | 4.8163 | FEC
ES | TYNDP2026 | NT | 2035 | TWh | 197 | Sub_sector | Industry | Paper | Industry (paper) | Energetic | industry_paper_demand_coal_energetic | Solids | EU | Energy demand | 0 | FEC
ES | TYNDP2026 | NT | 2035 | TWh | 198 | Sub_sector | Industry | Paper | Industry (paper) | Energetic | industry_paper_demand_oil_energetic | Liquids | EU | Energy demand | 0 | FEC
ES | TYNDP2026 | NT | 2035 | TWh | 199 | Sub_sector | Industry | Paper | Industry (paper) | Energetic | industry_paper_demand_others_energetic | Others | EU | Energy demand | 0 | FEC
ES | TYNDP2026 | NT | 2035 | TWh | 200 | Sub_sector | Industry | Paper | Industry (paper) | Energetic | industry_paper_demand_ammonia_energetic | Ammonia | EU | Energy demand | 0 | FEC
ES | TYNDP2026 | NT | 2035 | TWh | 202 | Sub_sector | Industry | Refineries | Industry (refineries, energetic) | Energetic | industry_refinery_demand_electricity_energetic | Electricity | EU | Energy demand | 4.135 | not_included_in_FEC
ES | TYNDP2026 | NT | 2035 | TWh | 203 | Sub_sector | Industry | Refineries | Industry (refineries, energetic) | Energetic | industry_refinery_demand_hydrogen_energetic | Hydrogen | EU | Energy demand | 16.6833 | not_included_in_FEC
ES | TYNDP2026 | NT | 2035 | TWh | 204 | Sub_sector | Industry | Refineries | Industry (refineries, energetic) | Energetic | industry_refinery_demand_methane_energetic | Methane | EU | Energy demand | 16.0994 | not_included_in_FEC
ES | TYNDP2026 | NT | 2035 | TWh | 205 | Sub_sector | Industry | Refineries | Industry (refineries, energetic) | Energetic | industry_refinery_demand_heat_energetic | Heat | EU | Energy demand | 0 | not_included_in_FEC
ES | TYNDP2026 | NT | 2035 | TWh | 206 | Sub_sector | Industry | Refineries | Industry (refineries, energetic) | Energetic | industry_refinery_demand_biomass_energetic | Biomass | EU | Energy demand | 0 | not_included_in_FEC
ES | TYNDP2026 | NT | 2035 | TWh | 207 | Sub_sector | Industry | Refineries | Industry (refineries, energetic) | Energetic | industry_refinery_demand_coal_energetic | Solids | EU | Energy demand | 0 | not_included_in_FEC
ES | TYNDP2026 | NT | 2035 | TWh | 208 | Sub_sector | Industry | Refineries | Industry (refineries, energetic) | Energetic | industry_refinery_demand_oil_energetic | Liquids | EU | Energy demand | 54.9042 | not_included_in_FEC
ES | TYNDP2026 | NT | 2035 | TWh | 209 | Sub_sector | Industry | Refineries | Industry (refineries, energetic) | Energetic | industry_refinery_demand_others_energetic | Others | EU | Energy demand | 0 | not_included_in_FEC
ES | TYNDP2026 | NT | 2035 | TWh | 210 | Sub_sector | Industry | Refineries | Industry (refineries, energetic) | Energetic | industry_refinery_demand_ammonia_energetic | Ammonia | EU | Energy demand | 0 | not_included_in_FEC
ES | TYNDP2026 | NT | 2035 | TWh | 212 | Sub_sector | Industry | Refineries | Industry (refineries, non-energetic) | Non-energetic | industry_refinery_demand_electricity_non_energetic | Electricity | EU | Energy demand | 0 | not_included_in_FEC
ES | TYNDP2026 | NT | 2035 | TWh | 213 | Sub_sector | Industry | Refineries | Industry (refineries, non-energetic) | Non-energetic | industry_refinery_demand_hydrogen_non_energetic | Hydrogen | EU | Energy demand | 0 | not_included_in_FEC
ES | TYNDP2026 | NT | 2035 | TWh | 214 | Sub_sector | Industry | Refineries | Industry (refineries, non-energetic) | Non-energetic | industry_refinery_demand_methane_non_energetic | Methane | EU | Energy demand | 0 | not_included_in_FEC
ES | TYNDP2026 | NT | 2035 | TWh | 215 | Sub_sector | Industry | Refineries | Industry (refineries, non-energetic) | Non-energetic | industry_refinery_demand_heat_non_energetic | Heat | EU | Energy demand | 0 | not_included_in_FEC
ES | TYNDP2026 | NT | 2035 | TWh | 216 | Sub_sector | Industry | Refineries | Industry (refineries, non-energetic) | Non-energetic | industry_refinery_demand_biomass_non_energetic | Biomass | EU | Energy demand | 0 | not_included_in_FEC
ES | TYNDP2026 | NT | 2035 | TWh | 217 | Sub_sector | Industry | Refineries | Industry (refineries, non-energetic) | Non-energetic | industry_refinery_demand_coal_non_energetic | Solids | EU | Energy demand | 0 | not_included_in_FEC
ES | TYNDP2026 | NT | 2035 | TWh | 218 | Sub_sector | Industry | Refineries | Industry (refineries, non-energetic) | Non-energetic | industry_refinery_demand_oil_non_energetic | Liquids | EU | Energy demand | 0 | not_included_in_FEC
ES | TYNDP2026 | NT | 2035 | TWh | 219 | Sub_sector | Industry | Refineries | Industry (refineries, non-energetic) | Non-energetic | industry_refinery_demand_others_non_energetic | Others | EU | Energy demand | 0 | not_included_in_FEC
ES | TYNDP2026 | NT | 2035 | TWh | 220 | Sub_sector | Industry | Refineries | Industry (refineries, non-energetic) | Non-energetic | industry_refinery_demand_ammonia_non_energetic | Ammonia | EU | Energy demand | 0 | not_included_in_FEC
ES | TYNDP2026 | NT | 2035 | TWh | 222 | Sub_sector | Industry | Steel | Industry (steel) | Energetic | industry_steel_demand_electricity_energetic | Electricity | EU | Energy demand | 14.4301 | FEC
ES | TYNDP2026 | NT | 2035 | TWh | 223 | Sub_sector | Industry | Steel | Industry (steel) | Energetic | industry_steel_demand_hydrogen_energetic | Hydrogen | EU | Energy demand | 4.3338 | FEC
ES | TYNDP2026 | NT | 2035 | TWh | 224 | Sub_sector | Industry | Steel | Industry (steel) | Energetic | industry_steel_demand_methane_energetic | Methane | EU | Energy demand | 7.8201 | FEC
ES | TYNDP2026 | NT | 2035 | TWh | 225 | Sub_sector | Industry | Steel | Industry (steel) | Energetic | industry_steel_demand_heat_energetic | Heat | EU | Energy demand | 0 | FEC
ES | TYNDP2026 | NT | 2035 | TWh | 226 | Sub_sector | Industry | Steel | Industry (steel) | Energetic | industry_steel_demand_biomass_energetic | Biomass | EU | Energy demand | 0 | FEC
ES | TYNDP2026 | NT | 2035 | TWh | 227 | Sub_sector | Industry | Steel | Industry (steel) | Energetic | industry_steel_demand_coal_energetic | Solids | EU | Energy demand | 4.448 | FEC
ES | TYNDP2026 | NT | 2035 | TWh | 228 | Sub_sector | Industry | Steel | Industry (steel) | Energetic | industry_steel_demand_oil_energetic | Liquids | EU | Energy demand | 0.70581 | FEC
ES | TYNDP2026 | NT | 2035 | TWh | 229 | Sub_sector | Industry | Steel | Industry (steel) | Energetic | industry_steel_demand_others_energetic | Others | EU | Energy demand | 0 | FEC
ES | TYNDP2026 | NT | 2035 | TWh | 230 | Sub_sector | Industry | Steel | Industry (steel) | Energetic | industry_steel_demand_ammonia_energetic | Ammonia | EU | Energy demand | 0 | FEC
ES | TYNDP2026 | NT | 2035 | TWh | 232 | Sub_sector | Transport | Cars | Transport (cars) | Energetic | transport_cars_final_demand_electricity | Electricity | EU | Energy demand | 13.928 | FEC
ES | TYNDP2026 | NT | 2035 | TWh | 233 | Sub_sector | Transport | Cars | Transport (cars) | Energetic | transport_cars_final_demand_hydrogen | Hydrogen | EU | Energy demand | 5.2498 | FEC
ES | TYNDP2026 | NT | 2035 | TWh | 234 | Sub_sector | Transport | Cars | Transport (cars) | Energetic | transport_cars_final_demand_methane | Methane | EU | Energy demand | 0.66429 | FEC
ES | TYNDP2026 | NT | 2035 | TWh | 235 | Sub_sector | Transport | Cars | Transport (cars) | Energetic | transport_cars_final_demand_heat | Heat | EU | Energy demand | 0 | FEC
ES | TYNDP2026 | NT | 2035 | TWh | 236 | Sub_sector | Transport | Cars | Transport (cars) | Energetic | transport_cars_final_demand_biomass | Biomass | EU | Energy demand | 0 | FEC
ES | TYNDP2026 | NT | 2035 | TWh | 237 | Sub_sector | Transport | Cars | Transport (cars) | Energetic | transport_cars_final_demand_coal | Solids | EU | Energy demand | 0 | FEC
ES | TYNDP2026 | NT | 2035 | TWh | 238 | Sub_sector | Transport | Cars | Transport (cars) | Energetic | transport_cars_final_demand_oil | Liquids | EU | Energy demand | 154.1797 | FEC
ES | TYNDP2026 | NT | 2035 | TWh | 239 | Sub_sector | Transport | Cars | Transport (cars) | Energetic | transport_cars_final_demand_other | Others | EU | Energy demand | 0 | FEC
ES | TYNDP2026 | NT | 2035 | TWh | 240 | Sub_sector | Transport | Cars | Transport (cars) | Energetic | transport_cars_final_demand_ammonia | Ammonia | EU | Energy demand | 0 | FEC
ES | TYNDP2026 | NT | 2035 | TWh | 242 | Sub_sector | Transport | Busses | Transport (busses) | Energetic | transport_busses_final_demand_electricity | Electricity | EU | Energy demand | 1.1924 | FEC
ES | TYNDP2026 | NT | 2035 | TWh | 243 | Sub_sector | Transport | Busses | Transport (busses) | Energetic | transport_busses_final_demand_hydrogen | Hydrogen | EU | Energy demand | 0.42085 | FEC
ES | TYNDP2026 | NT | 2035 | TWh | 244 | Sub_sector | Transport | Busses | Transport (busses) | Energetic | transport_busses_final_demand_methane | Methane | EU | Energy demand | 3.1863 | FEC
ES | TYNDP2026 | NT | 2035 | TWh | 245 | Sub_sector | Transport | Busses | Transport (busses) | Energetic | transport_busses_final_demand_heat | Heat | EU | Energy demand | 0 | FEC
ES | TYNDP2026 | NT | 2035 | TWh | 246 | Sub_sector | Transport | Busses | Transport (busses) | Energetic | transport_busses_final_demand_biomass | Biomass | EU | Energy demand | 0 | FEC
ES | TYNDP2026 | NT | 2035 | TWh | 247 | Sub_sector | Transport | Busses | Transport (busses) | Energetic | transport_busses_final_demand_coal | Solids | EU | Energy demand | 0 | FEC
ES | TYNDP2026 | NT | 2035 | TWh | 248 | Sub_sector | Transport | Busses | Transport (busses) | Energetic | transport_busses_final_demand_oil | Liquids | EU | Energy demand | 8.8979 | FEC
ES | TYNDP2026 | NT | 2035 | TWh | 249 | Sub_sector | Transport | Busses | Transport (busses) | Energetic | transport_busses_final_demand_other | Others | EU | Energy demand | 0 | FEC
ES | TYNDP2026 | NT | 2035 | TWh | 250 | Sub_sector | Transport | Busses | Transport (busses) | Energetic | transport_busses_final_demand_ammonia | Ammonia | EU | Energy demand | 0 | FEC
ES | TYNDP2026 | NT | 2035 | TWh | 252 | Sub_sector | Transport | Trucks | Transport (trucks) | Energetic | transport_trucks_final_demand_electricity | Electricity | EU | Energy demand | 7.2368 | FEC
ES | TYNDP2026 | NT | 2035 | TWh | 253 | Sub_sector | Transport | Trucks | Transport (trucks) | Energetic | transport_trucks_final_demand_hydrogen | Hydrogen | EU | Energy demand | 2.2625 | FEC
ES | TYNDP2026 | NT | 2035 | TWh | 254 | Sub_sector | Transport | Trucks | Transport (trucks) | Energetic | transport_trucks_final_demand_methane | Methane | EU | Energy demand | 0.0028611 | FEC
ES | TYNDP2026 | NT | 2035 | TWh | 255 | Sub_sector | Transport | Trucks | Transport (trucks) | Energetic | transport_trucks_final_demand_heat | Heat | EU | Energy demand | 0 | FEC
ES | TYNDP2026 | NT | 2035 | TWh | 256 | Sub_sector | Transport | Trucks | Transport (trucks) | Energetic | transport_trucks_final_demand_biomass | Biomass | EU | Energy demand | 0 | FEC
ES | TYNDP2026 | NT | 2035 | TWh | 257 | Sub_sector | Transport | Trucks | Transport (trucks) | Energetic | transport_trucks_final_demand_coal | Solids | EU | Energy demand | 0 | FEC
ES | TYNDP2026 | NT | 2035 | TWh | 258 | Sub_sector | Transport | Trucks | Transport (trucks) | Energetic | transport_trucks_final_demand_oil | Liquids | EU | Energy demand | 35.4696 | FEC
ES | TYNDP2026 | NT | 2035 | TWh | 259 | Sub_sector | Transport | Trucks | Transport (trucks) | Energetic | transport_trucks_final_demand_other | Others | EU | Energy demand | 0 | FEC
ES | TYNDP2026 | NT | 2035 | TWh | 260 | Sub_sector | Transport | Trucks | Transport (trucks) | Energetic | transport_trucks_final_demand_ammonia | Ammonia | EU | Energy demand | 0 | FEC
ES | TYNDP2026 | NT | 2035 | TWh | 262 | Sub_sector | Transport | Vans | Transport (vans) | Energetic | transport_vans_final_demand_electricity | Electricity | EU | Energy demand | 1.3935 | FEC
ES | TYNDP2026 | NT | 2035 | TWh | 263 | Sub_sector | Transport | Vans | Transport (vans) | Energetic | transport_vans_final_demand_hydrogen | Hydrogen | EU | Energy demand | 0.59993 | FEC
ES | TYNDP2026 | NT | 2035 | TWh | 264 | Sub_sector | Transport | Vans | Transport (vans) | Energetic | transport_vans_final_demand_methane | Methane | EU | Energy demand | 0.0033801 | FEC
ES | TYNDP2026 | NT | 2035 | TWh | 265 | Sub_sector | Transport | Vans | Transport (vans) | Energetic | transport_vans_final_demand_heat | Heat | EU | Energy demand | 0 | FEC
ES | TYNDP2026 | NT | 2035 | TWh | 266 | Sub_sector | Transport | Vans | Transport (vans) | Energetic | transport_vans_final_demand_biomass | Biomass | EU | Energy demand | 0 | FEC
ES | TYNDP2026 | NT | 2035 | TWh | 267 | Sub_sector | Transport | Vans | Transport (vans) | Energetic | transport_vans_final_demand_coal | Solids | EU | Energy demand | 0 | FEC
ES | TYNDP2026 | NT | 2035 | TWh | 268 | Sub_sector | Transport | Vans | Transport (vans) | Energetic | transport_vans_final_demand_oil | Liquids | EU | Energy demand | 11.0549 | FEC
ES | TYNDP2026 | NT | 2035 | TWh | 269 | Sub_sector | Transport | Vans | Transport (vans) | Energetic | transport_vans_final_demand_other | Others | EU | Energy demand | 0 | FEC
ES | TYNDP2026 | NT | 2035 | TWh | 270 | Sub_sector | Transport | Vans | Transport (vans) | Energetic | transport_vans_final_demand_ammonia | Ammonia | EU | Energy demand | 0 | FEC
ES | TYNDP2026 | NT | 2035 | TWh | 272 | Sub_sector | Transport | Freight trains | Transport (trains) | Energetic | transport_trains_final_demand_electricity | Electricity | EU | Energy demand | 6.0382 | FEC
ES | TYNDP2026 | NT | 2035 | TWh | 273 | Sub_sector | Transport | Freight trains | Transport (trains) | Energetic | transport_trains_final_demand_hydrogen | Hydrogen | EU | Energy demand | 0.40422 | FEC
ES | TYNDP2026 | NT | 2035 | TWh | 274 | Sub_sector | Transport | Freight trains | Transport (trains) | Energetic | transport_trains_final_demand_methane | Methane | EU | Energy demand | 0 | FEC
ES | TYNDP2026 | NT | 2035 | TWh | 275 | Sub_sector | Transport | Freight trains | Transport (trains) | Energetic | transport_trains_final_demand_heat | Heat | EU | Energy demand | 0 | FEC
ES | TYNDP2026 | NT | 2035 | TWh | 276 | Sub_sector | Transport | Freight trains | Transport (trains) | Energetic | transport_trains_final_demand_biomass | Biomass | EU | Energy demand | 0 | FEC
ES | TYNDP2026 | NT | 2035 | TWh | 277 | Sub_sector | Transport | Freight trains | Transport (trains) | Energetic | transport_trains_final_demand_coal | Solids | EU | Energy demand | 0 | FEC
ES | TYNDP2026 | NT | 2035 | TWh | 278 | Sub_sector | Transport | Freight trains | Transport (trains) | Energetic | transport_trains_final_demand_oil | Liquids | EU | Energy demand | 0.90915 | FEC
ES | TYNDP2026 | NT | 2035 | TWh | 279 | Sub_sector | Transport | Freight trains | Transport (trains) | Energetic | transport_trains_final_demand_other | Others | EU | Energy demand | 0 | FEC
ES | TYNDP2026 | NT | 2035 | TWh | 280 | Sub_sector | Transport | Freight trains | Transport (trains) | Energetic | transport_trains_final_demand_ammonia | Ammonia | EU | Energy demand | 0 | FEC
ES | TYNDP2026 | NT | 2035 | TWh | 282 | Sub_sector | Transport | Ships | Transport (ships) | Energetic | transport_ships_final_demand_electricity | Electricity | EU | Energy demand | 0 | FEC
ES | TYNDP2026 | NT | 2035 | TWh | 283 | Sub_sector | Transport | Ships | Transport (ships) | Energetic | transport_ships_final_demand_hydrogen | Hydrogen | EU | Energy demand | 0 | FEC
ES | TYNDP2026 | NT | 2035 | TWh | 284 | Sub_sector | Transport | Ships | Transport (ships) | Energetic | transport_ships_final_demand_methane | Methane | EU | Energy demand | 0.013469 | FEC
ES | TYNDP2026 | NT | 2035 | TWh | 285 | Sub_sector | Transport | Ships | Transport (ships) | Energetic | transport_ships_final_demand_heat | Heat | EU | Energy demand | 0 | FEC
ES | TYNDP2026 | NT | 2035 | TWh | 286 | Sub_sector | Transport | Ships | Transport (ships) | Energetic | transport_ships_final_demand_biomass | Biomass | EU | Energy demand | 0 | FEC
ES | TYNDP2026 | NT | 2035 | TWh | 287 | Sub_sector | Transport | Ships | Transport (ships) | Energetic | transport_ships_final_demand_coal | Solids | EU | Energy demand | 0 | FEC
ES | TYNDP2026 | NT | 2035 | TWh | 288 | Sub_sector | Transport | Ships | Transport (ships) | Energetic | transport_ships_final_demand_oil | Liquids | EU | Energy demand | 13.2266 | FEC
ES | TYNDP2026 | NT | 2035 | TWh | 289 | Sub_sector | Transport | Ships | Transport (ships) | Energetic | transport_ships_final_demand_other | Others | EU | Energy demand | 0 | FEC
ES | TYNDP2026 | NT | 2035 | TWh | 290 | Sub_sector | Transport | Ships | Transport (ships) | Energetic | transport_ships_final_demand_ammonia | Ammonia | EU | Energy demand | 0.19467 | FEC
ES | TYNDP2026 | NT | 2035 | TWh | 292 | Sub_sector | Transport | Planes | Transport (planes) | Energetic | transport_planes_final_demand_electricity | Electricity | EU | Energy demand | 0 | FEC
ES | TYNDP2026 | NT | 2035 | TWh | 293 | Sub_sector | Transport | Planes | Transport (planes) | Energetic | transport_planes_final_demand_hydrogen | Hydrogen | EU | Energy demand | 0 | FEC
ES | TYNDP2026 | NT | 2035 | TWh | 294 | Sub_sector | Transport | Planes | Transport (planes) | Energetic | transport_planes_final_demand_methane | Methane | EU | Energy demand | 0 | FEC
ES | TYNDP2026 | NT | 2035 | TWh | 295 | Sub_sector | Transport | Planes | Transport (planes) | Energetic | transport_planes_final_demand_heat | Heat | EU | Energy demand | 0 | FEC
ES | TYNDP2026 | NT | 2035 | TWh | 296 | Sub_sector | Transport | Planes | Transport (planes) | Energetic | transport_planes_final_demand_biomass | Biomass | EU | Energy demand | 0 | FEC
ES | TYNDP2026 | NT | 2035 | TWh | 297 | Sub_sector | Transport | Planes | Transport (planes) | Energetic | transport_planes_final_demand_coal | Solids | EU | Energy demand | 0 | FEC
ES | TYNDP2026 | NT | 2035 | TWh | 298 | Sub_sector | Transport | Planes | Transport (planes) | Energetic | transport_planes_final_demand_oil | Liquids | EU | Energy demand | 25.0568 | FEC
ES | TYNDP2026 | NT | 2035 | TWh | 299 | Sub_sector | Transport | Planes | Transport (planes) | Energetic | transport_planes_final_demand_other | Others | EU | Energy demand | 0 | FEC
ES | TYNDP2026 | NT | 2035 | TWh | 300 | Sub_sector | Transport | Planes | Transport (planes) | Energetic | transport_planes_final_demand_ammonia | Ammonia | EU | Energy demand | 0 | FEC
ES | TYNDP2026 | NT | 2035 | TWh | 302 | Sub_sector | Transport | Others | Transport (others) | Energetic | transport_other_final_demand_electricity | Electricity | EU | Energy demand | 0.046274 | FEC
ES | TYNDP2026 | NT | 2035 | TWh | 303 | Sub_sector | Transport | Others | Transport (others) | Energetic | transport_other_final_demand_hydrogen | Hydrogen | EU | Energy demand | 0 | FEC
ES | TYNDP2026 | NT | 2035 | TWh | 304 | Sub_sector | Transport | Others | Transport (others) | Energetic | transport_other_final_demand_methane | Methane | EU | Energy demand | 0 | FEC
ES | TYNDP2026 | NT | 2035 | TWh | 305 | Sub_sector | Transport | Others | Transport (others) | Energetic | transport_other_final_demand_heat | Heat | EU | Energy demand | 0 | FEC
ES | TYNDP2026 | NT | 2035 | TWh | 306 | Sub_sector | Transport | Others | Transport (others) | Energetic | transport_other_final_demand_biomass | Biomass | EU | Energy demand | 0 | FEC
ES | TYNDP2026 | NT | 2035 | TWh | 307 | Sub_sector | Transport | Others | Transport (others) | Energetic | transport_other_final_demand_coal | Solids | EU | Energy demand | 0 | FEC
ES | TYNDP2026 | NT | 2035 | TWh | 308 | Sub_sector | Transport | Others | Transport (others) | Energetic | transport_other_final_demand_oil | Liquids | EU | Energy demand | 7.561 | FEC
ES | TYNDP2026 | NT | 2035 | TWh | 309 | Sub_sector | Transport | Others | Transport (others) | Energetic | transport_other_final_demand_other | Others | EU | Energy demand | 0 | FEC
ES | TYNDP2026 | NT | 2035 | TWh | 310 | Sub_sector | Transport | Others | Transport (others) | Energetic | transport_other_final_demand_ammonia | Ammonia | EU | Energy demand | 0 | FEC
ES | TYNDP2026 | NT | 2035 | TWh | 312 | Sub_sector | International transport | International aviation | Transport (int. aviation) | Energetic | transport_int_aviation_final_demand_electricity | Electricity | EU | Energy demand | 0 | FEC
ES | TYNDP2026 | NT | 2035 | TWh | 313 | Sub_sector | International transport | International aviation | Transport (int. aviation) | Energetic | transport_int_aviation_final_demand_hydrogen | Hydrogen | EU | Energy demand | 0 | FEC
ES | TYNDP2026 | NT | 2035 | TWh | 314 | Sub_sector | International transport | International aviation | Transport (int. aviation) | Energetic | transport_int_aviation_final_demand_methane | Methane | EU | Energy demand | 0 | FEC
ES | TYNDP2026 | NT | 2035 | TWh | 315 | Sub_sector | International transport | International aviation | Transport (int. aviation) | Energetic | transport_int_aviation_final_demand_heat | Heat | EU | Energy demand | 0 | FEC
ES | TYNDP2026 | NT | 2035 | TWh | 316 | Sub_sector | International transport | International aviation | Transport (int. aviation) | Energetic | transport_int_aviation_final_demand_biofuels | Biomass | EU | Energy demand | 0 | FEC
ES | TYNDP2026 | NT | 2035 | TWh | 317 | Sub_sector | International transport | International aviation | Transport (int. aviation) | Energetic | transport_int_aviation_final_demand_coal | Solids | EU | Energy demand | 0 | FEC
ES | TYNDP2026 | NT | 2035 | TWh | 318 | Sub_sector | International transport | International aviation | Transport (int. aviation) | Energetic | transport_int_aviation_final_demand_oil | Liquids | EU | Energy demand | 67.4716 | FEC
ES | TYNDP2026 | NT | 2035 | TWh | 319 | Sub_sector | International transport | International aviation | Transport (int. aviation) | Energetic | transport_int_aviation_final_demand_other | Others | EU | Energy demand | 0 | FEC
ES | TYNDP2026 | NT | 2035 | TWh | 320 | Sub_sector | International transport | International aviation | Transport (int. aviation) | Energetic | transport_int_aviation_final_demand_ammonia | Ammonia | EU | Energy demand | 0 | FEC
ES | TYNDP2026 | NT | 2035 | TWh | 322 | Sub_sector | International transport | International shipping | Transport (int. shipping) | Energetic | transport_int_shipping_final_demand_electricity | Electricity | EU | Energy demand | 0 | not_included_in_FEC
ES | TYNDP2026 | NT | 2035 | TWh | 323 | Sub_sector | International transport | International shipping | Transport (int. shipping) | Energetic | transport_int_shipping_final_demand_hydrogen | Hydrogen | EU | Energy demand | 0 | not_included_in_FEC
ES | TYNDP2026 | NT | 2035 | TWh | 324 | Sub_sector | International transport | International shipping | Transport (int. shipping) | Energetic | transport_int_shipping_final_demand_methane | Methane | EU | Energy demand | 5.8649 | not_included_in_FEC
ES | TYNDP2026 | NT | 2035 | TWh | 325 | Sub_sector | International transport | International shipping | Transport (int. shipping) | Energetic | transport_int_shipping_final_demand_heat | Heat | EU | Energy demand | 0 | not_included_in_FEC
ES | TYNDP2026 | NT | 2035 | TWh | 326 | Sub_sector | International transport | International shipping | Transport (int. shipping) | Energetic | transport_int_shipping_final_demand_biofuels | Biomass | EU | Energy demand | 0 | not_included_in_FEC
ES | TYNDP2026 | NT | 2035 | TWh | 327 | Sub_sector | International transport | International shipping | Transport (int. shipping) | Energetic | transport_int_shipping_final_demand_coal | Solids | EU | Energy demand | 0 | not_included_in_FEC
ES | TYNDP2026 | NT | 2035 | TWh | 328 | Sub_sector | International transport | International shipping | Transport (int. shipping) | Energetic | transport_int_shipping_final_demand_oil | Liquids | EU | Energy demand | 65.3823 | not_included_in_FEC
ES | TYNDP2026 | NT | 2035 | TWh | 329 | Sub_sector | International transport | International shipping | Transport (int. shipping) | Energetic | transport_int_shipping_final_demand_other | Others | EU | Energy demand | 0 | not_included_in_FEC
ES | TYNDP2026 | NT | 2035 | TWh | 330 | Sub_sector | International transport | International shipping | Transport (int. shipping) | Energetic | transport_int_shipping_final_demand_ammonia | Ammonia | EU | Energy demand | 1.1585 | not_included_in_FEC
ES | TYNDP2026 | NT | 2035 | TWh | 332 | Sub_sector | Households | Space heating | Households (heating) | Energetic | households_heating_final_demand_electricity | Electricity | EU | Energy demand | 9.9996 | FEC
ES | TYNDP2026 | NT | 2035 | TWh | 333 | Sub_sector | Households | Space heating | Households (heating) | Energetic | households_heating_final_demand_hydrogen | Hydrogen | EU | Energy demand | 0 | FEC
ES | TYNDP2026 | NT | 2035 | TWh | 334 | Sub_sector | Households | Space heating | Households (heating) | Energetic | households_heating_final_demand_methane | Methane | EU | Energy demand | 17.4321 | FEC
ES | TYNDP2026 | NT | 2035 | TWh | 335 | Sub_sector | Households | Space heating | Households (heating) | Energetic | households_heating_final_demand_heat | Heat | EU | Energy demand | 0 | FEC
ES | TYNDP2026 | NT | 2035 | TWh | 336 | Sub_sector | Households | Space heating | Households (heating) | Energetic | households_heating_final_demand_biomass | Biomass | EU | Energy demand | 15.4887 | FEC
ES | TYNDP2026 | NT | 2035 | TWh | 337 | Sub_sector | Households | Space heating | Households (heating) | Energetic | households_heating_final_demand_coal | Solids | EU | Energy demand | 0 | FEC
ES | TYNDP2026 | NT | 2035 | TWh | 338 | Sub_sector | Households | Space heating | Households (heating) | Energetic | households_heating_final_demand_oil | Liquids | EU | Energy demand | 18.0785 | FEC
ES | TYNDP2026 | NT | 2035 | TWh | 339 | Sub_sector | Households | Space heating | Households (heating) | Energetic | households_heating_final_demand_other | Others | EU | Energy demand | 0 | FEC
ES | TYNDP2026 | NT | 2035 | TWh | 340 | Sub_sector | Households | Space heating | Households (heating) | Energetic | households_heating_final_demand_ammonia | Ammonia | EU | Energy demand | 0 | FEC
ES | TYNDP2026 | NT | 2035 | TWh | 343 | Sub_sector | Households | Cooling | Households (cooling) | Energetic | households_cooling_final_demand_electricity | Electricity | EU | Energy demand | 4.8977 | FEC
ES | TYNDP2026 | NT | 2035 | TWh | 344 | Sub_sector | Households | Cooling | Households (cooling) | Energetic | households_cooling_final_demand_hydrogen | Hydrogen | EU | Energy demand | 0 | FEC
ES | TYNDP2026 | NT | 2035 | TWh | 345 | Sub_sector | Households | Cooling | Households (cooling) | Energetic | households_cooling_final_demand_methane | Methane | EU | Energy demand | 0 | FEC
ES | TYNDP2026 | NT | 2035 | TWh | 346 | Sub_sector | Households | Cooling | Households (cooling) | Energetic | households_cooling_final_demand_heat | Heat | EU | Energy demand | 0 | FEC
ES | TYNDP2026 | NT | 2035 | TWh | 347 | Sub_sector | Households | Cooling | Households (cooling) | Energetic | households_cooling_final_demand_biomass | Biomass | EU | Energy demand | 0 | FEC
ES | TYNDP2026 | NT | 2035 | TWh | 348 | Sub_sector | Households | Cooling | Households (cooling) | Energetic | households_cooling_final_demand_coal | Solids | EU | Energy demand | 0 | FEC
ES | TYNDP2026 | NT | 2035 | TWh | 349 | Sub_sector | Households | Cooling | Households (cooling) | Energetic | households_cooling_final_demand_oil | Liquids | EU | Energy demand | 0 | FEC
ES | TYNDP2026 | NT | 2035 | TWh | 350 | Sub_sector | Households | Cooling | Households (cooling) | Energetic | households_cooling_final_demand_other | Others | EU | Energy demand | 0 | FEC
ES | TYNDP2026 | NT | 2035 | TWh | 351 | Sub_sector | Households | Cooling | Households (cooling) | Energetic | households_cooling_final_demand_ammonia | Ammonia | EU | Energy demand | 0 | FEC
ES | TYNDP2026 | NT | 2035 | TWh | 354 | Sub_sector | Households | Hot water | Households (hot water) | Energetic | households_hot_water_final_demand_electricity | Electricity | EU | Energy demand | 4.1237 | FEC
ES | TYNDP2026 | NT | 2035 | TWh | 355 | Sub_sector | Households | Hot water | Households (hot water) | Energetic | households_hot_water_final_demand_hydrogen | Hydrogen | EU | Energy demand | 0 | FEC
ES | TYNDP2026 | NT | 2035 | TWh | 356 | Sub_sector | Households | Hot water | Households (hot water) | Energetic | households_hot_water_final_demand_methane | Methane | EU | Energy demand | 12.0307 | FEC
ES | TYNDP2026 | NT | 2035 | TWh | 357 | Sub_sector | Households | Hot water | Households (hot water) | Energetic | households_hot_water_final_demand_heat | Heat | EU | Energy demand | 0 | FEC
ES | TYNDP2026 | NT | 2035 | TWh | 358 | Sub_sector | Households | Hot water | Households (hot water) | Energetic | households_hot_water_final_demand_biomass | Biomass | EU | Energy demand | 6.1579 | FEC
ES | TYNDP2026 | NT | 2035 | TWh | 359 | Sub_sector | Households | Hot water | Households (hot water) | Energetic | households_hot_water_final_demand_coal | Solids | EU | Energy demand | 0 | FEC
ES | TYNDP2026 | NT | 2035 | TWh | 360 | Sub_sector | Households | Hot water | Households (hot water) | Energetic | households_hot_water_final_demand_oil | Liquids | EU | Energy demand | 5.2362 | FEC
ES | TYNDP2026 | NT | 2035 | TWh | 361 | Sub_sector | Households | Hot water | Households (hot water) | Energetic | households_hot_water_final_demand_other | Others | EU | Energy demand | 2.8279 | FEC
ES | TYNDP2026 | NT | 2035 | TWh | 362 | Sub_sector | Households | Hot water | Households (hot water) | Energetic | households_hot_water_final_demand_ammonia | Ammonia | EU | Energy demand | 0 | FEC
ES | TYNDP2026 | NT | 2035 | TWh | 365 | Sub_sector | Households | Appliances | Households (appliances) | Energetic | households_appliances_final_demand_electricity | Electricity | EU | Energy demand | 53.429 | FEC
ES | TYNDP2026 | NT | 2035 | TWh | 366 | Sub_sector | Households | Appliances | Households (appliances) | Energetic | households_appliances_final_demand_hydrogen | Hydrogen | EU | Energy demand | 0 | FEC
ES | TYNDP2026 | NT | 2035 | TWh | 367 | Sub_sector | Households | Appliances | Households (appliances) | Energetic | households_appliances_final_demand_methane | Methane | EU | Energy demand | 4.3504 | FEC
ES | TYNDP2026 | NT | 2035 | TWh | 368 | Sub_sector | Households | Appliances | Households (appliances) | Energetic | households_appliances_final_demand_heat | Heat | EU | Energy demand | 0 | FEC
ES | TYNDP2026 | NT | 2035 | TWh | 369 | Sub_sector | Households | Appliances | Households (appliances) | Energetic | households_appliances_final_demand_biomass | Biomass | EU | Energy demand | 0 | FEC
ES | TYNDP2026 | NT | 2035 | TWh | 370 | Sub_sector | Households | Appliances | Households (appliances) | Energetic | households_appliances_final_demand_coal | Solids | EU | Energy demand | 0 | FEC
ES | TYNDP2026 | NT | 2035 | TWh | 371 | Sub_sector | Households | Appliances | Households (appliances) | Energetic | households_appliances_final_demand_oil | Liquids | EU | Energy demand | 0 | FEC
ES | TYNDP2026 | NT | 2035 | TWh | 372 | Sub_sector | Households | Appliances | Households (appliances) | Energetic | households_appliances_final_demand_other | Others | EU | Energy demand | 0 | FEC
ES | TYNDP2026 | NT | 2035 | TWh | 373 | Sub_sector | Households | Appliances | Households (appliances) | Energetic | households_appliances_final_demand_ammonia | Ammonia | EU | Energy demand | 0 | FEC
ES | TYNDP2026 | NT | 2035 | TWh | 375 | Sub_sector | Buildings | Space heating | Buildings (heat) | Energetic | buildings_heat_final_demand_electricity | Electricity | EU | Energy demand | 10.7312 | FEC
ES | TYNDP2026 | NT | 2035 | TWh | 376 | Sub_sector | Buildings | Space heating | Buildings (heat) | Energetic | buildings_heat_final_demand_hydrogen | Hydrogen | EU | Energy demand | 0 | FEC
ES | TYNDP2026 | NT | 2035 | TWh | 377 | Sub_sector | Buildings | Space heating | Buildings (heat) | Energetic | buildings_heat_final_demand_methane | Methane | EU | Energy demand | 13.4327 | FEC
ES | TYNDP2026 | NT | 2035 | TWh | 378 | Sub_sector | Buildings | Space heating | Buildings (heat) | Energetic | buildings_heat_final_demand_heat | Heat | EU | Energy demand | 0 | FEC
ES | TYNDP2026 | NT | 2035 | TWh | 379 | Sub_sector | Buildings | Space heating | Buildings (heat) | Energetic | buildings_heat_final_demand_biomass | Biomass | EU | Energy demand | 1.2874 | FEC
ES | TYNDP2026 | NT | 2035 | TWh | 380 | Sub_sector | Buildings | Space heating | Buildings (heat) | Energetic | buildings_heat_final_demand_coal | Solids | EU | Energy demand | 0 | FEC
ES | TYNDP2026 | NT | 2035 | TWh | 381 | Sub_sector | Buildings | Space heating | Buildings (heat) | Energetic | buildings_heat_final_demand_oil | Liquids | EU | Energy demand | 10.9866 | FEC
ES | TYNDP2026 | NT | 2035 | TWh | 382 | Sub_sector | Buildings | Space heating | Buildings (heat) | Energetic | buildings_heat_final_demand_other | Others | EU | Energy demand | 0.07491 | FEC
ES | TYNDP2026 | NT | 2035 | TWh | 383 | Sub_sector | Buildings | Space heating | Buildings (heat) | Energetic | buildings_heat_final_demand_ammonia | Ammonia | EU | Energy demand | 0 | FEC
ES | TYNDP2026 | NT | 2035 | TWh | 386 | Sub_sector | Buildings | Cooling | Buildings (cooling) | Energetic | buildings_cooling_final_demand_electricity | Electricity | EU | Energy demand | 12.4119 | FEC
ES | TYNDP2026 | NT | 2035 | TWh | 387 | Sub_sector | Buildings | Cooling | Buildings (cooling) | Energetic | buildings_cooling_final_demand_hydrogen | Hydrogen | EU | Energy demand | 0 | FEC
ES | TYNDP2026 | NT | 2035 | TWh | 388 | Sub_sector | Buildings | Cooling | Buildings (cooling) | Energetic | buildings_cooling_final_demand_methane | Methane | EU | Energy demand | 0 | FEC
ES | TYNDP2026 | NT | 2035 | TWh | 389 | Sub_sector | Buildings | Cooling | Buildings (cooling) | Energetic | buildings_cooling_final_demand_heat | Heat | EU | Energy demand | 0 | FEC
ES | TYNDP2026 | NT | 2035 | TWh | 390 | Sub_sector | Buildings | Cooling | Buildings (cooling) | Energetic | buildings_cooling_final_demand_biomass | Biomass | EU | Energy demand | 0 | FEC
ES | TYNDP2026 | NT | 2035 | TWh | 391 | Sub_sector | Buildings | Cooling | Buildings (cooling) | Energetic | buildings_cooling_final_demand_coal | Solids | EU | Energy demand | 0 | FEC
ES | TYNDP2026 | NT | 2035 | TWh | 392 | Sub_sector | Buildings | Cooling | Buildings (cooling) | Energetic | buildings_cooling_final_demand_oil | Liquids | EU | Energy demand | 0 | FEC
ES | TYNDP2026 | NT | 2035 | TWh | 393 | Sub_sector | Buildings | Cooling | Buildings (cooling) | Energetic | buildings_cooling_final_demand_other | Others | EU | Energy demand | 0 | FEC
ES | TYNDP2026 | NT | 2035 | TWh | 394 | Sub_sector | Buildings | Cooling | Buildings (cooling) | Energetic | buildings_cooling_final_demand_ammonia | Ammonia | EU | Energy demand | 0 | FEC
ES | TYNDP2026 | NT | 2035 | TWh | 397 | Sub_sector | Buildings | Appliances | Buildings (appliances) | Energetic | buildings_appliances_final_demand_electricity | Electricity | EU | Energy demand | 30.7896 | FEC
ES | TYNDP2026 | NT | 2035 | TWh | 398 | Sub_sector | Buildings | Appliances | Buildings (appliances) | Energetic | buildings_appliances_final_demand_hydrogen | Hydrogen | EU | Energy demand | 0 | FEC
ES | TYNDP2026 | NT | 2035 | TWh | 399 | Sub_sector | Buildings | Appliances | Buildings (appliances) | Energetic | buildings_appliances_final_demand_methane | Methane | EU | Energy demand | 7.9428 | FEC
ES | TYNDP2026 | NT | 2035 | TWh | 400 | Sub_sector | Buildings | Appliances | Buildings (appliances) | Energetic | buildings_appliances_final_demand_heat | Heat | EU | Energy demand | 0 | FEC
ES | TYNDP2026 | NT | 2035 | TWh | 401 | Sub_sector | Buildings | Appliances | Buildings (appliances) | Energetic | buildings_appliances_final_demand_biomass | Biomass | EU | Energy demand | 0 | FEC
ES | TYNDP2026 | NT | 2035 | TWh | 402 | Sub_sector | Buildings | Appliances | Buildings (appliances) | Energetic | buildings_appliances_final_demand_coal | Solids | EU | Energy demand | 0 | FEC
ES | TYNDP2026 | NT | 2035 | TWh | 403 | Sub_sector | Buildings | Appliances | Buildings (appliances) | Energetic | buildings_appliances_final_demand_oil | Liquids | EU | Energy demand | 0 | FEC
ES | TYNDP2026 | NT | 2035 | TWh | 404 | Sub_sector | Buildings | Appliances | Buildings (appliances) | Energetic | buildings_appliances_final_demand_other | Others | EU | Energy demand | 0 | FEC
ES | TYNDP2026 | NT | 2035 | TWh | 405 | Sub_sector | Buildings | Appliances | Buildings (appliances) | Energetic | buildings_appliances_final_demand_ammonia | Ammonia | EU | Energy demand | 0 | FEC
ES | TYNDP2026 | NT | 2035 | TWh | 407 | Sub_sector | Buildings | Datacenters | Datacenters & ICT | Energetic | datacentres_final_demand_electricity_energetic | Electricity | EU | Energy demand | 34.5552 | FEC
ES | TYNDP2026 | NT | 2035 | TWh | 408 | Sub_sector | Buildings | Datacenters | Datacenters & ICT | Energetic | datacentres_final_demand_hydrogen_energetic | Hydrogen | EU | Energy demand | 0 | FEC
ES | TYNDP2026 | NT | 2035 | TWh | 409 | Sub_sector | Buildings | Datacenters | Datacenters & ICT | Energetic | datacentres_final_demand_methane_energetic | Methane | EU | Energy demand | 0 | FEC
ES | TYNDP2026 | NT | 2035 | TWh | 410 | Sub_sector | Buildings | Datacenters | Datacenters & ICT | Energetic | datacentres_final_demand_heat_energetic | Heat | EU | Energy demand | 0 | FEC
ES | TYNDP2026 | NT | 2035 | TWh | 411 | Sub_sector | Buildings | Datacenters | Datacenters & ICT | Energetic | datacentres_final_demand_biomass_energetic | Biomass | EU | Energy demand | 0 | FEC
ES | TYNDP2026 | NT | 2035 | TWh | 412 | Sub_sector | Buildings | Datacenters | Datacenters & ICT | Energetic | datacentres_final_demand_coal_energetic | Solids | EU | Energy demand | 0 | FEC
ES | TYNDP2026 | NT | 2035 | TWh | 413 | Sub_sector | Buildings | Datacenters | Datacenters & ICT | Energetic | datacentres_final_demand_oil_energetic | Liquids | EU | Energy demand | 0 | FEC
ES | TYNDP2026 | NT | 2035 | TWh | 414 | Sub_sector | Buildings | Datacenters | Datacenters & ICT | Energetic | datacentres_final_demand_other_energetic | Others | EU | Energy demand | 0 | FEC
ES | TYNDP2026 | NT | 2035 | TWh | 415 | Sub_sector | Buildings | Datacenters | Datacenters & ICT | Energetic | datacentres_final_demand_ammonia_energetic | Ammonia | EU | Energy demand | 0 | FEC
ES | TYNDP2026 | NT | 2035 | TWh | 417 | Sub_sector | Transport | Others_Sector | Others_Sector | Energetic | other_final_demand_electricity_energetic | Electricity | EU | Energy demand | 1.576 | FEC
ES | TYNDP2026 | NT | 2035 | TWh | 418 | Sub_sector | Transport | Others_Sector | Others_Sector | Energetic | other_final_demand_hydrogen_energetic | Hydrogen | EU | Energy demand | 0 | FEC
ES | TYNDP2026 | NT | 2035 | TWh | 419 | Sub_sector | Transport | Pipeline Transport | Others_Sector | Energetic | other_final_demand_methane_energetic | Methane | EU | Energy demand | 1.0008 | FEC
ES | TYNDP2026 | NT | 2035 | TWh | 420 | Sub_sector | Transport | Others_Sector | Others_Sector | Energetic | other_final_demand_heat_energetic | Heat | EU | Energy demand | 0 | FEC
ES | TYNDP2026 | NT | 2035 | TWh | 421 | Sub_sector | Transport | Others_Sector | Others_Sector | Energetic | other_final_demand_biomass_energetic | Biomass | EU | Energy demand | 0 | FEC
ES | TYNDP2026 | NT | 2035 | TWh | 422 | Sub_sector | Transport | Others_Sector | Others_Sector | Energetic | other_final_demand_coal_energetic | Solids | EU | Energy demand | 0.86246 | FEC
ES | TYNDP2026 | NT | 2035 | TWh | 423 | Sub_sector | Transport | Others_Sector | Others_Sector | Energetic | other_final_demand_oil_energetic | Liquids | EU | Energy demand | 1.3585 | FEC
ES | TYNDP2026 | NT | 2035 | TWh | 424 | Sub_sector | Others_Sector | Others_Sector | Others_Sector | Non-energetic | other_final_demand_oil_non_energetic | Liquids | EU | Energy demand | 2.4678 | not_included_in_FEC
ES | TYNDP2026 | NT | 2035 | TWh | 425 | Sub_sector | Transport | Others_Sector | Others_Sector | Energetic | other_final_demand_other_energetic | Others | EU | Energy demand | 0 | FEC
ES | TYNDP2026 | NT | 2035 | TWh | 426 | Sub_sector | Transport | Others_Sector | Others_Sector | Energetic | other_final_demand_ammonia_energetic | Ammonia | EU | Energy demand | 0 | FEC
ES | TYNDP2026 | NT | 2035 | TWh | 427 | Sub_sector | Industry | Surplus_Heat_in_Industry | Surplus_Heat_in_Industry | Energetic | final_demand_of_industry_unused_local_production_steam_hot_water | Heat | EU | Energy demand | 0 | FEC
ES | TYNDP2026 | NT | 2035 | TWh | 429 | Sub_sector | Agriculture | Total | Agriculture | Energetic | agriculture_final_demand_electricity_energetic | Electricity | EU | Energy demand | 6.8233 | FEC
ES | TYNDP2026 | NT | 2035 | TWh | 430 | Sub_sector | Agriculture | Total | Agriculture | Energetic | agriculture_final_demand_hydrogen_energetic | Hydrogen | EU | Energy demand | 0 | FEC
ES | TYNDP2026 | NT | 2035 | TWh | 431 | Sub_sector | Agriculture | Total | Agriculture | Energetic | agriculture_final_demand_methane_energetic | Methane | EU | Energy demand | 2.1372 | FEC
ES | TYNDP2026 | NT | 2035 | TWh | 432 | Sub_sector | Agriculture | Total | Agriculture | Energetic | agriculture_final_demand_heat_energetic | Heat | EU | Energy demand | 0 | FEC
ES | TYNDP2026 | NT | 2035 | TWh | 433 | Sub_sector | Agriculture | Total | Agriculture | Energetic | agriculture_final_demand_biomass_energetic | Biomass | EU | Energy demand | 0.73911 | FEC
ES | TYNDP2026 | NT | 2035 | TWh | 434 | Sub_sector | Agriculture | Total | Agriculture | Energetic | agriculture_final_demand_coal_energetic | Solids | EU | Energy demand | 0 | FEC
ES | TYNDP2026 | NT | 2035 | TWh | 435 | Sub_sector | Agriculture | Total | Agriculture | Energetic | agriculture_final_demand_oil_energetic | Liquids | EU | Energy demand | 20.4625 | FEC
ES | TYNDP2026 | NT | 2035 | TWh | 436 | Sub_sector | Agriculture | Total | Agriculture | Energetic | agriculture_final_demand_other_energetic | Others | EU | Energy demand | 0 | FEC
ES | TYNDP2026 | NT | 2035 | TWh | 437 | Sub_sector | Agriculture | Total | Agriculture | Energetic | agriculture_final_demand_ammonia_energetic | Ammonia | EU | Energy demand | 0 | FEC
ES | TYNDP2026 | NT | 2035 | TWh | 447 | Sub_sector | Buildings | Surplus Energy | Buildings | Energetic | GAP | Electricity | EU | Energy demand | 0 | FEC
ES | TYNDP2026 | NT | 2035 | TWh | 448 | Sub_sector | Buildings | Surplus Energy | Buildings | Energetic | GAP | Hydrogen | EU | Energy demand | 0 | FEC
ES | TYNDP2026 | NT | 2035 | TWh | 449 | Sub_sector | Buildings | Surplus Energy | Buildings | Energetic | GAP | Methane | EU | Energy demand | 0 | FEC
ES | TYNDP2026 | NT | 2035 | TWh | 450 | Sub_sector | Buildings | Surplus Energy | Buildings | Energetic | GAP | Heat | EU | Energy demand | 0 | FEC
ES | TYNDP2026 | NT | 2035 | TWh | 451 | Sub_sector | Buildings | Surplus Energy | Buildings | Energetic | GAP | Biomass | EU | Energy demand | 0.0058954 | FEC
ES | TYNDP2026 | NT | 2035 | TWh | 452 | Sub_sector | Buildings | Surplus Energy | Buildings | Energetic | GAP | Solids | EU | Energy demand | 0 | FEC
ES | TYNDP2026 | NT | 2035 | TWh | 453 | Sub_sector | Buildings | Surplus Energy | Buildings | Energetic | GAP | Liquids | EU | Energy demand | 2.601 | FEC
ES | TYNDP2026 | NT | 2035 | TWh | 454 | Sub_sector | Buildings | Surplus Energy | Buildings | Energetic | GAP | Others | EU | Energy demand | 0 | FEC
ES | TYNDP2026 | NT | 2035 | TWh | 455 | Sub_sector | Buildings | Surplus Energy | Buildings | Energetic | GAP | Ammonia | EU | Energy demand | 0 | FEC
ES | TYNDP2026 | NT | 2035 | TWh | 456 | Sub_sector | Households | Surplus Energy | Households | Energetic | GAP | Electricity | EU | Energy demand | 0 | FEC
ES | TYNDP2026 | NT | 2035 | TWh | 457 | Sub_sector | Households | Surplus Energy | Households | Energetic | GAP | Hydrogen | EU | Energy demand | 0 | FEC
ES | TYNDP2026 | NT | 2035 | TWh | 458 | Sub_sector | Households | Surplus Energy | Households | Energetic | GAP | Methane | EU | Energy demand | 0 | FEC
ES | TYNDP2026 | NT | 2035 | TWh | 459 | Sub_sector | Households | Surplus Energy | Households | Energetic | GAP | Heat | EU | Energy demand | 0 | FEC
ES | TYNDP2026 | NT | 2035 | TWh | 460 | Sub_sector | Households | Surplus Energy | Households | Energetic | GAP | Biomass | EU | Energy demand | 0 | FEC
ES | TYNDP2026 | NT | 2035 | TWh | 461 | Sub_sector | Households | Surplus Energy | Households | Energetic | GAP | Solids | EU | Energy demand | 0 | FEC
ES | TYNDP2026 | NT | 2035 | TWh | 462 | Sub_sector | Households | Surplus Energy | Households | Energetic | GAP | Liquids | EU | Energy demand | 0 | FEC
ES | TYNDP2026 | NT | 2035 | TWh | 463 | Sub_sector | Households | Surplus Energy | Households | Energetic | GAP | Others | EU | Energy demand | 0 | FEC
ES | TYNDP2026 | NT | 2035 | TWh | 464 | Sub_sector | Households | Surplus Energy | Households | Energetic | GAP | Ammonia | EU | Energy demand | 0 | FEC
ES | TYNDP2026 | NT | 2040 | TWh | 102 | Sub_sector | Industry | Aluminium | Industry (aluminium) | Energetic | industry_aluminium_demand_electricity_energetic | Electricity | EU | Energy demand | 3.5261 | FEC
ES | TYNDP2026 | NT | 2040 | TWh | 103 | Sub_sector | Industry | Aluminium | Industry (aluminium) | Energetic | industry_aluminium_demand_hydrogen_energetic | Hydrogen | EU | Energy demand | 0 | FEC
ES | TYNDP2026 | NT | 2040 | TWh | 104 | Sub_sector | Industry | Aluminium | Industry (aluminium) | Energetic | industry_aluminium_demand_methane_energetic | Methane | EU | Energy demand | 0.24852 | FEC
ES | TYNDP2026 | NT | 2040 | TWh | 105 | Sub_sector | Industry | Aluminium | Industry (aluminium) | Energetic | industry_aluminium_demand_heat_energetic | Heat | EU | Energy demand | 0 | FEC
ES | TYNDP2026 | NT | 2040 | TWh | 106 | Sub_sector | Industry | Aluminium | Industry (aluminium) | Energetic | industry_aluminium_demand_biomass_energetic | Biomass | EU | Energy demand | 0 | FEC
ES | TYNDP2026 | NT | 2040 | TWh | 107 | Sub_sector | Industry | Aluminium | Industry (aluminium) | Energetic | industry_aluminium_demand_coal_energetic | Solids | EU | Energy demand | 0 | FEC
ES | TYNDP2026 | NT | 2040 | TWh | 108 | Sub_sector | Industry | Aluminium | Industry (aluminium) | Energetic | industry_aluminium_demand_oil_energetic | Liquids | EU | Energy demand | 0 | FEC
ES | TYNDP2026 | NT | 2040 | TWh | 109 | Sub_sector | Industry | Aluminium | Industry (aluminium) | Energetic | industry_aluminium_demand_others_energetic | Others | EU | Energy demand | 0 | FEC
ES | TYNDP2026 | NT | 2040 | TWh | 110 | Sub_sector | Industry | Aluminium | Industry (aluminium) | Energetic | industry_ammonia_demand_others_energetic | Ammonia | EU | Energy demand | 0 | FEC
ES | TYNDP2026 | NT | 2040 | TWh | 112 | Sub_sector | Industry | Chemicals | Industry (chemicals, energetic) | Energetic | industry_chemical_demand_electricity_energetic | Electricity | EU | Energy demand | 16.9947 | FEC
ES | TYNDP2026 | NT | 2040 | TWh | 113 | Sub_sector | Industry | Chemicals | Industry (chemicals, energetic) | Energetic | industry_chemical_demand_hydrogen_energetic | Hydrogen | EU | Energy demand | 8.5091 | FEC
ES | TYNDP2026 | NT | 2040 | TWh | 114 | Sub_sector | Industry | Chemicals | Industry (chemicals, energetic) | Energetic | industry_chemical_demand_methane_energetic | Methane | EU | Energy demand | 8.4575 | FEC
ES | TYNDP2026 | NT | 2040 | TWh | 115 | Sub_sector | Industry | Chemicals | Industry (chemicals, energetic) | Energetic | industry_chemical_demand_heat_energetic | Heat | EU | Energy demand | 0 | FEC
ES | TYNDP2026 | NT | 2040 | TWh | 116 | Sub_sector | Industry | Chemicals | Industry (chemicals, energetic) | Energetic | industry_chemical_demand_biomass_energetic | Biomass | EU | Energy demand | 0.058017 | FEC
ES | TYNDP2026 | NT | 2040 | TWh | 117 | Sub_sector | Industry | Chemicals | Industry (chemicals, energetic) | Energetic | industry_chemical_demand_coal_energetic | Solids | EU | Energy demand | 0 | FEC
ES | TYNDP2026 | NT | 2040 | TWh | 118 | Sub_sector | Industry | Chemicals | Industry (chemicals, energetic) | Energetic | industry_chemical_demand_oil_energetic | Liquids | EU | Energy demand | 0 | FEC
ES | TYNDP2026 | NT | 2040 | TWh | 119 | Sub_sector | Industry | Chemicals | Industry (chemicals, energetic) | Energetic | industry_chemical_demand_others_energetic | Others | EU | Energy demand | 0 | FEC
ES | TYNDP2026 | NT | 2040 | TWh | 120 | Sub_sector | Industry | Chemicals | Industry (chemicals, energetic) | Energetic | industry_chemical_demand_ammonia_energetic | Ammonia | EU | Energy demand | 0 | FEC
ES | TYNDP2026 | NT | 2040 | TWh | 122 | Sub_sector | Industry | Chemicals | Industry (chemicals, non-energetic) | Non-energetic | industry_chemical_demand_electricity_non_energetic | Electricity | EU | Energy demand | 0 | not_included_in_FEC
ES | TYNDP2026 | NT | 2040 | TWh | 123 | Sub_sector | Industry | Chemicals | Industry (chemicals, non-energetic) | Non-energetic | industry_chemical_demand_hydrogen_non_energetic | Hydrogen | EU | Energy demand | 4.2522 | not_included_in_FEC
ES | TYNDP2026 | NT | 2040 | TWh | 124 | Sub_sector | Industry | Chemicals | Industry (chemicals, non-energetic) | Non-energetic | industry_chemical_demand_methane_non_energetic | Methane | EU | Energy demand | 0 | not_included_in_FEC
ES | TYNDP2026 | NT | 2040 | TWh | 125 | Sub_sector | Industry | Chemicals | Industry (chemicals, non-energetic) | Non-energetic | industry_chemical_demand_heat_non_energetic | Heat | EU | Energy demand | 0 | not_included_in_FEC
ES | TYNDP2026 | NT | 2040 | TWh | 126 | Sub_sector | Industry | Chemicals | Industry (chemicals, non-energetic) | Non-energetic | industry_chemical_demand_biomass_non_energetic | Biomass | EU | Energy demand | 0.40937 | not_included_in_FEC
ES | TYNDP2026 | NT | 2040 | TWh | 127 | Sub_sector | Industry | Chemicals | Industry (chemicals, non-energetic) | Non-energetic | industry_chemical_demand_coal_non_energetic | Solids | EU | Energy demand | 0 | not_included_in_FEC
ES | TYNDP2026 | NT | 2040 | TWh | 128 | Sub_sector | Industry | Chemicals | Industry (chemicals, non-energetic) | Non-energetic | industry_chemical_demand_oil_non_energetic | Liquids | EU | Energy demand | 35.8354 | not_included_in_FEC
ES | TYNDP2026 | NT | 2040 | TWh | 129 | Sub_sector | Industry | Chemicals | Industry (chemicals, non-energetic) | Non-energetic | industry_chemical_demand_others_non_energetic | Others | EU | Energy demand | 0 | not_included_in_FEC
ES | TYNDP2026 | NT | 2040 | TWh | 130 | Sub_sector | Industry | Chemicals | Industry (chemicals, non-energetic) | Non-energetic | industry_chemical_demand_ammonia_non_energetic | Ammonia | EU | Energy demand | 0 | not_included_in_FEC
ES | TYNDP2026 | NT | 2040 | TWh | 132 | Sub_sector | Industry | Fertilizers | Industry (fertilizers, energetic) | Energetic | industry_fertilizers_demand_electricity_energetic | Electricity | EU | Energy demand | 0.22923 | FEC
ES | TYNDP2026 | NT | 2040 | TWh | 133 | Sub_sector | Industry | Fertilizers | Industry (fertilizers, energetic) | Energetic | industry_fertilizers_demand_hydrogen_energetic | Hydrogen | EU | Energy demand | 0.93605 | FEC
ES | TYNDP2026 | NT | 2040 | TWh | 134 | Sub_sector | Industry | Fertilizers | Industry (fertilizers, energetic) | Energetic | industry_fertilizers_demand_methane_energetic | Methane | EU | Energy demand | 0 | FEC
ES | TYNDP2026 | NT | 2040 | TWh | 135 | Sub_sector | Industry | Fertilizers | Industry (fertilizers, energetic) | Energetic | industry_fertilizers_demand_heat_energetic | Heat | EU | Energy demand | 0 | FEC
ES | TYNDP2026 | NT | 2040 | TWh | 136 | Sub_sector | Industry | Fertilizers | Industry (fertilizers, energetic) | Energetic | industry_fertilizers_demand_biomass_energetic | Biomass | EU | Energy demand | 0 | FEC
ES | TYNDP2026 | NT | 2040 | TWh | 137 | Sub_sector | Industry | Fertilizers | Industry (fertilizers, energetic) | Energetic | industry_fertilizers_demand_coal_energetic | Solids | EU | Energy demand | 0 | FEC
ES | TYNDP2026 | NT | 2040 | TWh | 138 | Sub_sector | Industry | Fertilizers | Industry (fertilizers, energetic) | Energetic | industry_fertilizers_demand_oil_energetic | Liquids | EU | Energy demand | 0 | FEC
ES | TYNDP2026 | NT | 2040 | TWh | 139 | Sub_sector | Industry | Fertilizers | Industry (fertilizers, energetic) | Energetic | industry_fertilizers_demand_others_energetic | Others | EU | Energy demand | 0 | FEC
ES | TYNDP2026 | NT | 2040 | TWh | 140 | Sub_sector | Industry | Fertilizers | Industry (fertilizers, energetic) | Energetic | industry_fertilizers_demand_ammonia_energetic | Ammonia | EU | Energy demand | 0 | FEC
ES | TYNDP2026 | NT | 2040 | TWh | 142 | Sub_sector | Industry | Fertilizers | Industry (fertilizers, non-energetic) | Non-energetic | industry_fertilizers_demand_electricity_non_energetic | Electricity | EU | Energy demand | 0 | not_included_in_FEC
ES | TYNDP2026 | NT | 2040 | TWh | 143 | Sub_sector | Industry | Fertilizers | Industry (fertilizers, non-energetic) | Non-energetic | industry_fertilizers_demand_hydrogen_non_energetic | Hydrogen | EU | Energy demand | 5.28 | not_included_in_FEC
ES | TYNDP2026 | NT | 2040 | TWh | 144 | Sub_sector | Industry | Fertilizers | Industry (fertilizers, non-energetic) | Non-energetic | industry_fertilizers_demand_methane_non_energetic | Methane | EU | Energy demand | 0 | not_included_in_FEC
ES | TYNDP2026 | NT | 2040 | TWh | 145 | Sub_sector | Industry | Fertilizers | Industry (fertilizers, non-energetic) | Non-energetic | industry_fertilizers_demand_heat_non_energetic | Heat | EU | Energy demand | 0 | not_included_in_FEC
ES | TYNDP2026 | NT | 2040 | TWh | 146 | Sub_sector | Industry | Fertilizers | Industry (fertilizers, non-energetic) | Non-energetic | industry_fertilizers_demand_biomass_non_energetic | Biomass | EU | Energy demand | 0 | not_included_in_FEC
ES | TYNDP2026 | NT | 2040 | TWh | 147 | Sub_sector | Industry | Fertilizers | Industry (fertilizers, non-energetic) | Non-energetic | industry_fertilizers_demand_coal_non_energetic | Solids | EU | Energy demand | 0 | not_included_in_FEC
ES | TYNDP2026 | NT | 2040 | TWh | 148 | Sub_sector | Industry | Fertilizers | Industry (fertilizers, non-energetic) | Non-energetic | industry_fertilizers_demand_oil_non_energetic | Liquids | EU | Energy demand | 0 | not_included_in_FEC
ES | TYNDP2026 | NT | 2040 | TWh | 149 | Sub_sector | Industry | Fertilizers | Industry (fertilizers, non-energetic) | Non-energetic | industry_fertilizers_demand_others_non_energetic | Others | EU | Energy demand | 0 | not_included_in_FEC
ES | TYNDP2026 | NT | 2040 | TWh | 150 | Sub_sector | Industry | Fertilizers | Industry (fertilizers, non-energetic) | Non-energetic | industry_fertilizers_demand_ammonia_non_energetic | Ammonia | EU | Energy demand | 0 | not_included_in_FEC
ES | TYNDP2026 | NT | 2040 | TWh | 152 | Sub_sector | Industry | Food | Industry (food) | Energetic | industry_food_demand_electricity_energetic | Electricity | EU | Energy demand | 19.2151 | FEC
ES | TYNDP2026 | NT | 2040 | TWh | 153 | Sub_sector | Industry | Food | Industry (food) | Energetic | industry_food_demand_hydrogen_energetic | Hydrogen | EU | Energy demand | 0 | FEC
ES | TYNDP2026 | NT | 2040 | TWh | 154 | Sub_sector | Industry | Food | Industry (food) | Energetic | industry_food_demand_methane_energetic | Methane | EU | Energy demand | 5.9856 | FEC
ES | TYNDP2026 | NT | 2040 | TWh | 155 | Sub_sector | Industry | Food | Industry (food) | Energetic | industry_food_demand_heat_energetic | Heat | EU | Energy demand | 0 | FEC
ES | TYNDP2026 | NT | 2040 | TWh | 156 | Sub_sector | Industry | Food | Industry (food) | Energetic | industry_food_demand_biomass_energetic | Biomass | EU | Energy demand | 0.37311 | FEC
ES | TYNDP2026 | NT | 2040 | TWh | 157 | Sub_sector | Industry | Food | Industry (food) | Energetic | industry_food_demand_coal_energetic | Solids | EU | Energy demand | 0 | FEC
ES | TYNDP2026 | NT | 2040 | TWh | 158 | Sub_sector | Industry | Food | Industry (food) | Energetic | industry_food_demand_oil_energetic | Liquids | EU | Energy demand | 0 | FEC
ES | TYNDP2026 | NT | 2040 | TWh | 159 | Sub_sector | Industry | Food | Industry (food) | Energetic | industry_food_demand_others_energetic | Others | EU | Energy demand | 0 | FEC
ES | TYNDP2026 | NT | 2040 | TWh | 160 | Sub_sector | Industry | Food | Industry (food) | Energetic | industry_food_demand_ammonia_energetic | Ammonia | EU | Energy demand | 0 | FEC
ES | TYNDP2026 | NT | 2040 | TWh | 162 | Sub_sector | Industry | Metals | Industry (metal) | Energetic | industry_metal_demand_electricity_energetic | Electricity | EU | Energy demand | 5.0958 | FEC
ES | TYNDP2026 | NT | 2040 | TWh | 163 | Sub_sector | Industry | Metals | Industry (metal) | Energetic | industry_metal_demand_hydrogen_energetic | Hydrogen | EU | Energy demand | 0 | FEC
ES | TYNDP2026 | NT | 2040 | TWh | 164 | Sub_sector | Industry | Metals | Industry (metal) | Energetic | industry_metal_demand_methane_energetic | Methane | EU | Energy demand | 5.3209 | FEC
ES | TYNDP2026 | NT | 2040 | TWh | 165 | Sub_sector | Industry | Metals | Industry (metal) | Energetic | industry_metal_demand_heat_energetic | Heat | EU | Energy demand | 0 | FEC
ES | TYNDP2026 | NT | 2040 | TWh | 166 | Sub_sector | Industry | Metals | Industry (metal) | Energetic | industry_metal_demand_biomass_energetic | Biomass | EU | Energy demand | 0 | FEC
ES | TYNDP2026 | NT | 2040 | TWh | 167 | Sub_sector | Industry | Metals | Industry (metal) | Energetic | industry_metal_demand_coal_energetic | Solids | EU | Energy demand | 0 | FEC
ES | TYNDP2026 | NT | 2040 | TWh | 168 | Sub_sector | Industry | Metals | Industry (metal) | Energetic | industry_metal_demand_oil_energetic | Liquids | EU | Energy demand | 0.86665 | FEC
ES | TYNDP2026 | NT | 2040 | TWh | 169 | Sub_sector | Industry | Metals | Industry (metal) | Energetic | industry_metal_demand_others_energetic | Others | EU | Energy demand | 0 | FEC
ES | TYNDP2026 | NT | 2040 | TWh | 170 | Sub_sector | Industry | Metals | Industry (metal) | Energetic | industry_metal_demand_ammonia_energetic | Ammonia | EU | Energy demand | 0 | FEC
ES | TYNDP2026 | NT | 2040 | TWh | 172 | Sub_sector | Industry | Others | Industry (other, energetic) | Energetic | industry_other_demand_electricity_energetic | Electricity | EU | Energy demand | 55.0248 | FEC
ES | TYNDP2026 | NT | 2040 | TWh | 173 | Sub_sector | Industry | Others | Industry (other, energetic) | Energetic | industry_other_demand_hydrogen_energetic | Hydrogen | EU | Energy demand | 14.2147 | FEC
ES | TYNDP2026 | NT | 2040 | TWh | 174 | Sub_sector | Industry | Others | Industry (other, energetic) | Energetic | industry_other_demand_methane_energetic | Methane | EU | Energy demand | 21.8265 | FEC
ES | TYNDP2026 | NT | 2040 | TWh | 175 | Sub_sector | Industry | Others | Industry (other, energetic) | Energetic | industry_other_demand_heat_energetic | Heat | EU | Energy demand | 0 | FEC
ES | TYNDP2026 | NT | 2040 | TWh | 176 | Sub_sector | Industry | Others | Industry (other, energetic) | Energetic | industry_other_demand_biomass_energetic | Biomass | EU | Energy demand | 0.64196 | FEC
ES | TYNDP2026 | NT | 2040 | TWh | 177 | Sub_sector | Industry | Others | Industry (other, energetic) | Energetic | industry_other_demand_coal_energetic | Solids | EU | Energy demand | 0 | FEC
ES | TYNDP2026 | NT | 2040 | TWh | 178 | Sub_sector | Industry | Others | Industry (other, energetic) | Energetic | industry_other_demand_oil_energetic | Liquids | EU | Energy demand | 0 | FEC
ES | TYNDP2026 | NT | 2040 | TWh | 179 | Sub_sector | Industry | Others | Industry (other, energetic) | Energetic | industry_other_demand_others_energetic | Others | EU | Energy demand | 0 | FEC
ES | TYNDP2026 | NT | 2040 | TWh | 180 | Sub_sector | Industry | Others | Industry (other, energetic) | Energetic | industry_other_demand_ammonia_energetic | Ammonia | EU | Energy demand | 0 | FEC
ES | TYNDP2026 | NT | 2040 | TWh | 182 | Sub_sector | Industry | Others | Industry (other, non-energetic) | Non-energetic | industry_other_demand_electricity_non_energetic | Electricity | EU | Energy demand | 0 | not_included_in_FEC
ES | TYNDP2026 | NT | 2040 | TWh | 183 | Sub_sector | Industry | Others | Industry (other, non-energetic) | Non-energetic | industry_other_demand_hydrogen_non_energetic | Hydrogen | EU | Energy demand | 0 | not_included_in_FEC
ES | TYNDP2026 | NT | 2040 | TWh | 184 | Sub_sector | Industry | Others | Industry (other, non-energetic) | Non-energetic | industry_other_demand_methane_non_energetic | Methane | EU | Energy demand | 0 | not_included_in_FEC
ES | TYNDP2026 | NT | 2040 | TWh | 185 | Sub_sector | Industry | Others | Industry (other, non-energetic) | Non-energetic | industry_other_demand_heat_non_energetic | Heat | EU | Energy demand | 0 | not_included_in_FEC
ES | TYNDP2026 | NT | 2040 | TWh | 186 | Sub_sector | Industry | Others | Industry (other, non-energetic) | Non-energetic | industry_other_demand_biomass_non_energetic | Biomass | EU | Energy demand | 0 | not_included_in_FEC
ES | TYNDP2026 | NT | 2040 | TWh | 187 | Sub_sector | Industry | Others | Industry (other, non-energetic) | Non-energetic | industry_other_demand_coal_non_energetic | Solids | EU | Energy demand | 0 | not_included_in_FEC
ES | TYNDP2026 | NT | 2040 | TWh | 188 | Sub_sector | Industry | Others | Industry (other, non-energetic) | Non-energetic | industry_other_demand_oil_non_energetic | Liquids | EU | Energy demand | 16.5097 | not_included_in_FEC
ES | TYNDP2026 | NT | 2040 | TWh | 189 | Sub_sector | Industry | Others | Industry (other, non-energetic) | Non-energetic | industry_other_demand_others_non_energetic | Others | EU | Energy demand | 0 | not_included_in_FEC
ES | TYNDP2026 | NT | 2040 | TWh | 190 | Sub_sector | Industry | Others | Industry (other, non-energetic) | Non-energetic | industry_other_demand_ammonia_non_energetic | Ammonia | EU | Energy demand | 0 | not_included_in_FEC
ES | TYNDP2026 | NT | 2040 | TWh | 192 | Sub_sector | Industry | Paper | Industry (paper) | Energetic | industry_paper_demand_electricity_energetic | Electricity | EU | Energy demand | 10.2308 | FEC
ES | TYNDP2026 | NT | 2040 | TWh | 193 | Sub_sector | Industry | Paper | Industry (paper) | Energetic | industry_paper_demand_hydrogen_energetic | Hydrogen | EU | Energy demand | 1.3675 | FEC
ES | TYNDP2026 | NT | 2040 | TWh | 194 | Sub_sector | Industry | Paper | Industry (paper) | Energetic | industry_paper_demand_methane_energetic | Methane | EU | Energy demand | 3.7087 | FEC
ES | TYNDP2026 | NT | 2040 | TWh | 195 | Sub_sector | Industry | Paper | Industry (paper) | Energetic | industry_paper_demand_heat_energetic | Heat | EU | Energy demand | 0 | FEC
ES | TYNDP2026 | NT | 2040 | TWh | 196 | Sub_sector | Industry | Paper | Industry (paper) | Energetic | industry_paper_demand_biomass_energetic | Biomass | EU | Energy demand | 0.44308 | FEC
ES | TYNDP2026 | NT | 2040 | TWh | 197 | Sub_sector | Industry | Paper | Industry (paper) | Energetic | industry_paper_demand_coal_energetic | Solids | EU | Energy demand | 0 | FEC
ES | TYNDP2026 | NT | 2040 | TWh | 198 | Sub_sector | Industry | Paper | Industry (paper) | Energetic | industry_paper_demand_oil_energetic | Liquids | EU | Energy demand | 0 | FEC
ES | TYNDP2026 | NT | 2040 | TWh | 199 | Sub_sector | Industry | Paper | Industry (paper) | Energetic | industry_paper_demand_others_energetic | Others | EU | Energy demand | 0 | FEC
ES | TYNDP2026 | NT | 2040 | TWh | 200 | Sub_sector | Industry | Paper | Industry (paper) | Energetic | industry_paper_demand_ammonia_energetic | Ammonia | EU | Energy demand | 0 | FEC
ES | TYNDP2026 | NT | 2040 | TWh | 202 | Sub_sector | Industry | Refineries | Industry (refineries, energetic) | Energetic | industry_refinery_demand_electricity_energetic | Electricity | EU | Energy demand | 4.135 | not_included_in_FEC
ES | TYNDP2026 | NT | 2040 | TWh | 203 | Sub_sector | Industry | Refineries | Industry (refineries, energetic) | Energetic | industry_refinery_demand_hydrogen_energetic | Hydrogen | EU | Energy demand | 16.6833 | not_included_in_FEC
ES | TYNDP2026 | NT | 2040 | TWh | 204 | Sub_sector | Industry | Refineries | Industry (refineries, energetic) | Energetic | industry_refinery_demand_methane_energetic | Methane | EU | Energy demand | 16.1177 | not_included_in_FEC
ES | TYNDP2026 | NT | 2040 | TWh | 205 | Sub_sector | Industry | Refineries | Industry (refineries, energetic) | Energetic | industry_refinery_demand_heat_energetic | Heat | EU | Energy demand | 0 | not_included_in_FEC
ES | TYNDP2026 | NT | 2040 | TWh | 206 | Sub_sector | Industry | Refineries | Industry (refineries, energetic) | Energetic | industry_refinery_demand_biomass_energetic | Biomass | EU | Energy demand | 0 | not_included_in_FEC
ES | TYNDP2026 | NT | 2040 | TWh | 207 | Sub_sector | Industry | Refineries | Industry (refineries, energetic) | Energetic | industry_refinery_demand_coal_energetic | Solids | EU | Energy demand | 1.62e-08 | not_included_in_FEC
ES | TYNDP2026 | NT | 2040 | TWh | 208 | Sub_sector | Industry | Refineries | Industry (refineries, energetic) | Energetic | industry_refinery_demand_oil_energetic | Liquids | EU | Energy demand | 54.8844 | not_included_in_FEC
ES | TYNDP2026 | NT | 2040 | TWh | 209 | Sub_sector | Industry | Refineries | Industry (refineries, energetic) | Energetic | industry_refinery_demand_others_energetic | Others | EU | Energy demand | 0 | not_included_in_FEC
ES | TYNDP2026 | NT | 2040 | TWh | 210 | Sub_sector | Industry | Refineries | Industry (refineries, energetic) | Energetic | industry_refinery_demand_ammonia_energetic | Ammonia | EU | Energy demand | 0 | not_included_in_FEC
ES | TYNDP2026 | NT | 2040 | TWh | 212 | Sub_sector | Industry | Refineries | Industry (refineries, non-energetic) | Non-energetic | industry_refinery_demand_electricity_non_energetic | Electricity | EU | Energy demand | 0 | not_included_in_FEC
ES | TYNDP2026 | NT | 2040 | TWh | 213 | Sub_sector | Industry | Refineries | Industry (refineries, non-energetic) | Non-energetic | industry_refinery_demand_hydrogen_non_energetic | Hydrogen | EU | Energy demand | 0 | not_included_in_FEC
ES | TYNDP2026 | NT | 2040 | TWh | 214 | Sub_sector | Industry | Refineries | Industry (refineries, non-energetic) | Non-energetic | industry_refinery_demand_methane_non_energetic | Methane | EU | Energy demand | 0 | not_included_in_FEC
ES | TYNDP2026 | NT | 2040 | TWh | 215 | Sub_sector | Industry | Refineries | Industry (refineries, non-energetic) | Non-energetic | industry_refinery_demand_heat_non_energetic | Heat | EU | Energy demand | 0 | not_included_in_FEC
ES | TYNDP2026 | NT | 2040 | TWh | 216 | Sub_sector | Industry | Refineries | Industry (refineries, non-energetic) | Non-energetic | industry_refinery_demand_biomass_non_energetic | Biomass | EU | Energy demand | 0 | not_included_in_FEC
ES | TYNDP2026 | NT | 2040 | TWh | 217 | Sub_sector | Industry | Refineries | Industry (refineries, non-energetic) | Non-energetic | industry_refinery_demand_coal_non_energetic | Solids | EU | Energy demand | 0 | not_included_in_FEC
ES | TYNDP2026 | NT | 2040 | TWh | 218 | Sub_sector | Industry | Refineries | Industry (refineries, non-energetic) | Non-energetic | industry_refinery_demand_oil_non_energetic | Liquids | EU | Energy demand | 0 | not_included_in_FEC
ES | TYNDP2026 | NT | 2040 | TWh | 219 | Sub_sector | Industry | Refineries | Industry (refineries, non-energetic) | Non-energetic | industry_refinery_demand_others_non_energetic | Others | EU | Energy demand | 0 | not_included_in_FEC
ES | TYNDP2026 | NT | 2040 | TWh | 220 | Sub_sector | Industry | Refineries | Industry (refineries, non-energetic) | Non-energetic | industry_refinery_demand_ammonia_non_energetic | Ammonia | EU | Energy demand | 0 | not_included_in_FEC
ES | TYNDP2026 | NT | 2040 | TWh | 222 | Sub_sector | Industry | Steel | Industry (steel) | Energetic | industry_steel_demand_electricity_energetic | Electricity | EU | Energy demand | 16.0416 | FEC
ES | TYNDP2026 | NT | 2040 | TWh | 223 | Sub_sector | Industry | Steel | Industry (steel) | Energetic | industry_steel_demand_hydrogen_energetic | Hydrogen | EU | Energy demand | 13.4583 | FEC
ES | TYNDP2026 | NT | 2040 | TWh | 224 | Sub_sector | Industry | Steel | Industry (steel) | Energetic | industry_steel_demand_methane_energetic | Methane | EU | Energy demand | 8.8961 | FEC
ES | TYNDP2026 | NT | 2040 | TWh | 225 | Sub_sector | Industry | Steel | Industry (steel) | Energetic | industry_steel_demand_heat_energetic | Heat | EU | Energy demand | 0 | FEC
ES | TYNDP2026 | NT | 2040 | TWh | 226 | Sub_sector | Industry | Steel | Industry (steel) | Energetic | industry_steel_demand_biomass_energetic | Biomass | EU | Energy demand | 0 | FEC
ES | TYNDP2026 | NT | 2040 | TWh | 227 | Sub_sector | Industry | Steel | Industry (steel) | Energetic | industry_steel_demand_coal_energetic | Solids | EU | Energy demand | 1.4797 | FEC
ES | TYNDP2026 | NT | 2040 | TWh | 228 | Sub_sector | Industry | Steel | Industry (steel) | Energetic | industry_steel_demand_oil_energetic | Liquids | EU | Energy demand | 0 | FEC
ES | TYNDP2026 | NT | 2040 | TWh | 229 | Sub_sector | Industry | Steel | Industry (steel) | Energetic | industry_steel_demand_others_energetic | Others | EU | Energy demand | 0 | FEC
ES | TYNDP2026 | NT | 2040 | TWh | 230 | Sub_sector | Industry | Steel | Industry (steel) | Energetic | industry_steel_demand_ammonia_energetic | Ammonia | EU | Energy demand | 0 | FEC
ES | TYNDP2026 | NT | 2040 | TWh | 232 | Sub_sector | Transport | Cars | Transport (cars) | Energetic | transport_cars_final_demand_electricity | Electricity | EU | Energy demand | 19.1994 | FEC
ES | TYNDP2026 | NT | 2040 | TWh | 233 | Sub_sector | Transport | Cars | Transport (cars) | Energetic | transport_cars_final_demand_hydrogen | Hydrogen | EU | Energy demand | 6.2029 | FEC
ES | TYNDP2026 | NT | 2040 | TWh | 234 | Sub_sector | Transport | Cars | Transport (cars) | Energetic | transport_cars_final_demand_methane | Methane | EU | Energy demand | 0.43257 | FEC
ES | TYNDP2026 | NT | 2040 | TWh | 235 | Sub_sector | Transport | Cars | Transport (cars) | Energetic | transport_cars_final_demand_heat | Heat | EU | Energy demand | 0 | FEC
ES | TYNDP2026 | NT | 2040 | TWh | 236 | Sub_sector | Transport | Cars | Transport (cars) | Energetic | transport_cars_final_demand_biomass | Biomass | EU | Energy demand | 0 | FEC
ES | TYNDP2026 | NT | 2040 | TWh | 237 | Sub_sector | Transport | Cars | Transport (cars) | Energetic | transport_cars_final_demand_coal | Solids | EU | Energy demand | 0 | FEC
ES | TYNDP2026 | NT | 2040 | TWh | 238 | Sub_sector | Transport | Cars | Transport (cars) | Energetic | transport_cars_final_demand_oil | Liquids | EU | Energy demand | 133.5892 | FEC
ES | TYNDP2026 | NT | 2040 | TWh | 239 | Sub_sector | Transport | Cars | Transport (cars) | Energetic | transport_cars_final_demand_other | Others | EU | Energy demand | 0 | FEC
ES | TYNDP2026 | NT | 2040 | TWh | 240 | Sub_sector | Transport | Cars | Transport (cars) | Energetic | transport_cars_final_demand_ammonia | Ammonia | EU | Energy demand | 0 | FEC
ES | TYNDP2026 | NT | 2040 | TWh | 242 | Sub_sector | Transport | Busses | Transport (busses) | Energetic | transport_busses_final_demand_electricity | Electricity | EU | Energy demand | 1.5893 | FEC
ES | TYNDP2026 | NT | 2040 | TWh | 243 | Sub_sector | Transport | Busses | Transport (busses) | Energetic | transport_busses_final_demand_hydrogen | Hydrogen | EU | Energy demand | 0.62189 | FEC
ES | TYNDP2026 | NT | 2040 | TWh | 244 | Sub_sector | Transport | Busses | Transport (busses) | Energetic | transport_busses_final_demand_methane | Methane | EU | Energy demand | 3.1233 | FEC
ES | TYNDP2026 | NT | 2040 | TWh | 245 | Sub_sector | Transport | Busses | Transport (busses) | Energetic | transport_busses_final_demand_heat | Heat | EU | Energy demand | 0 | FEC
ES | TYNDP2026 | NT | 2040 | TWh | 246 | Sub_sector | Transport | Busses | Transport (busses) | Energetic | transport_busses_final_demand_biomass | Biomass | EU | Energy demand | 0 | FEC
ES | TYNDP2026 | NT | 2040 | TWh | 247 | Sub_sector | Transport | Busses | Transport (busses) | Energetic | transport_busses_final_demand_coal | Solids | EU | Energy demand | 0 | FEC
ES | TYNDP2026 | NT | 2040 | TWh | 248 | Sub_sector | Transport | Busses | Transport (busses) | Energetic | transport_busses_final_demand_oil | Liquids | EU | Energy demand | 7.4878 | FEC
ES | TYNDP2026 | NT | 2040 | TWh | 249 | Sub_sector | Transport | Busses | Transport (busses) | Energetic | transport_busses_final_demand_other | Others | EU | Energy demand | 0 | FEC
ES | TYNDP2026 | NT | 2040 | TWh | 250 | Sub_sector | Transport | Busses | Transport (busses) | Energetic | transport_busses_final_demand_ammonia | Ammonia | EU | Energy demand | 0 | FEC
ES | TYNDP2026 | NT | 2040 | TWh | 252 | Sub_sector | Transport | Trucks | Transport (trucks) | Energetic | transport_trucks_final_demand_electricity | Electricity | EU | Energy demand | 9.4106 | FEC
ES | TYNDP2026 | NT | 2040 | TWh | 253 | Sub_sector | Transport | Trucks | Transport (trucks) | Energetic | transport_trucks_final_demand_hydrogen | Hydrogen | EU | Energy demand | 2.2289 | FEC
ES | TYNDP2026 | NT | 2040 | TWh | 254 | Sub_sector | Transport | Trucks | Transport (trucks) | Energetic | transport_trucks_final_demand_methane | Methane | EU | Energy demand | 0.0028046 | FEC
ES | TYNDP2026 | NT | 2040 | TWh | 255 | Sub_sector | Transport | Trucks | Transport (trucks) | Energetic | transport_trucks_final_demand_heat | Heat | EU | Energy demand | 0 | FEC
ES | TYNDP2026 | NT | 2040 | TWh | 256 | Sub_sector | Transport | Trucks | Transport (trucks) | Energetic | transport_trucks_final_demand_biomass | Biomass | EU | Energy demand | 0 | FEC
ES | TYNDP2026 | NT | 2040 | TWh | 257 | Sub_sector | Transport | Trucks | Transport (trucks) | Energetic | transport_trucks_final_demand_coal | Solids | EU | Energy demand | 0 | FEC
ES | TYNDP2026 | NT | 2040 | TWh | 258 | Sub_sector | Transport | Trucks | Transport (trucks) | Energetic | transport_trucks_final_demand_oil | Liquids | EU | Energy demand | 30.7456 | FEC
ES | TYNDP2026 | NT | 2040 | TWh | 259 | Sub_sector | Transport | Trucks | Transport (trucks) | Energetic | transport_trucks_final_demand_other | Others | EU | Energy demand | 0 | FEC
ES | TYNDP2026 | NT | 2040 | TWh | 260 | Sub_sector | Transport | Trucks | Transport (trucks) | Energetic | transport_trucks_final_demand_ammonia | Ammonia | EU | Energy demand | 0 | FEC
ES | TYNDP2026 | NT | 2040 | TWh | 262 | Sub_sector | Transport | Vans | Transport (vans) | Energetic | transport_vans_final_demand_electricity | Electricity | EU | Energy demand | 1.661 | FEC
ES | TYNDP2026 | NT | 2040 | TWh | 263 | Sub_sector | Transport | Vans | Transport (vans) | Energetic | transport_vans_final_demand_hydrogen | Hydrogen | EU | Energy demand | 0.53767 | FEC
ES | TYNDP2026 | NT | 2040 | TWh | 264 | Sub_sector | Transport | Vans | Transport (vans) | Energetic | transport_vans_final_demand_methane | Methane | EU | Energy demand | 0.0028635 | FEC
ES | TYNDP2026 | NT | 2040 | TWh | 265 | Sub_sector | Transport | Vans | Transport (vans) | Energetic | transport_vans_final_demand_heat | Heat | EU | Energy demand | 0 | FEC
ES | TYNDP2026 | NT | 2040 | TWh | 266 | Sub_sector | Transport | Vans | Transport (vans) | Energetic | transport_vans_final_demand_biomass | Biomass | EU | Energy demand | 0 | FEC
ES | TYNDP2026 | NT | 2040 | TWh | 267 | Sub_sector | Transport | Vans | Transport (vans) | Energetic | transport_vans_final_demand_coal | Solids | EU | Energy demand | 0 | FEC
ES | TYNDP2026 | NT | 2040 | TWh | 268 | Sub_sector | Transport | Vans | Transport (vans) | Energetic | transport_vans_final_demand_oil | Liquids | EU | Energy demand | 8.3191 | FEC
ES | TYNDP2026 | NT | 2040 | TWh | 269 | Sub_sector | Transport | Vans | Transport (vans) | Energetic | transport_vans_final_demand_other | Others | EU | Energy demand | 0 | FEC
ES | TYNDP2026 | NT | 2040 | TWh | 270 | Sub_sector | Transport | Vans | Transport (vans) | Energetic | transport_vans_final_demand_ammonia | Ammonia | EU | Energy demand | 0 | FEC
ES | TYNDP2026 | NT | 2040 | TWh | 272 | Sub_sector | Transport | Freight trains | Transport (trains) | Energetic | transport_trains_final_demand_electricity | Electricity | EU | Energy demand | 5.9976 | FEC
ES | TYNDP2026 | NT | 2040 | TWh | 273 | Sub_sector | Transport | Freight trains | Transport (trains) | Energetic | transport_trains_final_demand_hydrogen | Hydrogen | EU | Energy demand | 0.6033 | FEC
ES | TYNDP2026 | NT | 2040 | TWh | 274 | Sub_sector | Transport | Freight trains | Transport (trains) | Energetic | transport_trains_final_demand_methane | Methane | EU | Energy demand | 0 | FEC
ES | TYNDP2026 | NT | 2040 | TWh | 275 | Sub_sector | Transport | Freight trains | Transport (trains) | Energetic | transport_trains_final_demand_heat | Heat | EU | Energy demand | 0 | FEC
ES | TYNDP2026 | NT | 2040 | TWh | 276 | Sub_sector | Transport | Freight trains | Transport (trains) | Energetic | transport_trains_final_demand_biomass | Biomass | EU | Energy demand | 0 | FEC
ES | TYNDP2026 | NT | 2040 | TWh | 277 | Sub_sector | Transport | Freight trains | Transport (trains) | Energetic | transport_trains_final_demand_coal | Solids | EU | Energy demand | 0 | FEC
ES | TYNDP2026 | NT | 2040 | TWh | 278 | Sub_sector | Transport | Freight trains | Transport (trains) | Energetic | transport_trains_final_demand_oil | Liquids | EU | Energy demand | 0.62628 | FEC
ES | TYNDP2026 | NT | 2040 | TWh | 279 | Sub_sector | Transport | Freight trains | Transport (trains) | Energetic | transport_trains_final_demand_other | Others | EU | Energy demand | 0 | FEC
ES | TYNDP2026 | NT | 2040 | TWh | 280 | Sub_sector | Transport | Freight trains | Transport (trains) | Energetic | transport_trains_final_demand_ammonia | Ammonia | EU | Energy demand | 0 | FEC
ES | TYNDP2026 | NT | 2040 | TWh | 282 | Sub_sector | Transport | Ships | Transport (ships) | Energetic | transport_ships_final_demand_electricity | Electricity | EU | Energy demand | 0 | FEC
ES | TYNDP2026 | NT | 2040 | TWh | 283 | Sub_sector | Transport | Ships | Transport (ships) | Energetic | transport_ships_final_demand_hydrogen | Hydrogen | EU | Energy demand | 0 | FEC
ES | TYNDP2026 | NT | 2040 | TWh | 284 | Sub_sector | Transport | Ships | Transport (ships) | Energetic | transport_ships_final_demand_methane | Methane | EU | Energy demand | 0.012891 | FEC
ES | TYNDP2026 | NT | 2040 | TWh | 285 | Sub_sector | Transport | Ships | Transport (ships) | Energetic | transport_ships_final_demand_heat | Heat | EU | Energy demand | 0 | FEC
ES | TYNDP2026 | NT | 2040 | TWh | 286 | Sub_sector | Transport | Ships | Transport (ships) | Energetic | transport_ships_final_demand_biomass | Biomass | EU | Energy demand | 0 | FEC
ES | TYNDP2026 | NT | 2040 | TWh | 287 | Sub_sector | Transport | Ships | Transport (ships) | Energetic | transport_ships_final_demand_coal | Solids | EU | Energy demand | 0 | FEC
ES | TYNDP2026 | NT | 2040 | TWh | 288 | Sub_sector | Transport | Ships | Transport (ships) | Energetic | transport_ships_final_demand_oil | Liquids | EU | Energy demand | 12.311 | FEC
ES | TYNDP2026 | NT | 2040 | TWh | 289 | Sub_sector | Transport | Ships | Transport (ships) | Energetic | transport_ships_final_demand_other | Others | EU | Energy demand | 0 | FEC
ES | TYNDP2026 | NT | 2040 | TWh | 290 | Sub_sector | Transport | Ships | Transport (ships) | Energetic | transport_ships_final_demand_ammonia | Ammonia | EU | Energy demand | 0.48224 | FEC
ES | TYNDP2026 | NT | 2040 | TWh | 292 | Sub_sector | Transport | Planes | Transport (planes) | Energetic | transport_planes_final_demand_electricity | Electricity | EU | Energy demand | 0 | FEC
ES | TYNDP2026 | NT | 2040 | TWh | 293 | Sub_sector | Transport | Planes | Transport (planes) | Energetic | transport_planes_final_demand_hydrogen | Hydrogen | EU | Energy demand | 0 | FEC
ES | TYNDP2026 | NT | 2040 | TWh | 294 | Sub_sector | Transport | Planes | Transport (planes) | Energetic | transport_planes_final_demand_methane | Methane | EU | Energy demand | 0 | FEC
ES | TYNDP2026 | NT | 2040 | TWh | 295 | Sub_sector | Transport | Planes | Transport (planes) | Energetic | transport_planes_final_demand_heat | Heat | EU | Energy demand | 0 | FEC
ES | TYNDP2026 | NT | 2040 | TWh | 296 | Sub_sector | Transport | Planes | Transport (planes) | Energetic | transport_planes_final_demand_biomass | Biomass | EU | Energy demand | 0 | FEC
ES | TYNDP2026 | NT | 2040 | TWh | 297 | Sub_sector | Transport | Planes | Transport (planes) | Energetic | transport_planes_final_demand_coal | Solids | EU | Energy demand | 0 | FEC
ES | TYNDP2026 | NT | 2040 | TWh | 298 | Sub_sector | Transport | Planes | Transport (planes) | Energetic | transport_planes_final_demand_oil | Liquids | EU | Energy demand | 24.2943 | FEC
ES | TYNDP2026 | NT | 2040 | TWh | 299 | Sub_sector | Transport | Planes | Transport (planes) | Energetic | transport_planes_final_demand_other | Others | EU | Energy demand | 0 | FEC
ES | TYNDP2026 | NT | 2040 | TWh | 300 | Sub_sector | Transport | Planes | Transport (planes) | Energetic | transport_planes_final_demand_ammonia | Ammonia | EU | Energy demand | 0 | FEC
ES | TYNDP2026 | NT | 2040 | TWh | 302 | Sub_sector | Transport | Others | Transport (others) | Energetic | transport_other_final_demand_electricity | Electricity | EU | Energy demand | 0.043055 | FEC
ES | TYNDP2026 | NT | 2040 | TWh | 303 | Sub_sector | Transport | Others | Transport (others) | Energetic | transport_other_final_demand_hydrogen | Hydrogen | EU | Energy demand | 0 | FEC
ES | TYNDP2026 | NT | 2040 | TWh | 304 | Sub_sector | Transport | Others | Transport (others) | Energetic | transport_other_final_demand_methane | Methane | EU | Energy demand | 0 | FEC
ES | TYNDP2026 | NT | 2040 | TWh | 305 | Sub_sector | Transport | Others | Transport (others) | Energetic | transport_other_final_demand_heat | Heat | EU | Energy demand | 0 | FEC
ES | TYNDP2026 | NT | 2040 | TWh | 306 | Sub_sector | Transport | Others | Transport (others) | Energetic | transport_other_final_demand_biomass | Biomass | EU | Energy demand | 0 | FEC
ES | TYNDP2026 | NT | 2040 | TWh | 307 | Sub_sector | Transport | Others | Transport (others) | Energetic | transport_other_final_demand_coal | Solids | EU | Energy demand | 0 | FEC
ES | TYNDP2026 | NT | 2040 | TWh | 308 | Sub_sector | Transport | Others | Transport (others) | Energetic | transport_other_final_demand_oil | Liquids | EU | Energy demand | 7.5182 | FEC
ES | TYNDP2026 | NT | 2040 | TWh | 309 | Sub_sector | Transport | Others | Transport (others) | Energetic | transport_other_final_demand_other | Others | EU | Energy demand | 0 | FEC
ES | TYNDP2026 | NT | 2040 | TWh | 310 | Sub_sector | Transport | Others | Transport (others) | Energetic | transport_other_final_demand_ammonia | Ammonia | EU | Energy demand | 0 | FEC
ES | TYNDP2026 | NT | 2040 | TWh | 312 | Sub_sector | International transport | International aviation | Transport (int. aviation) | Energetic | transport_int_aviation_final_demand_electricity | Electricity | EU | Energy demand | 0 | FEC
ES | TYNDP2026 | NT | 2040 | TWh | 313 | Sub_sector | International transport | International aviation | Transport (int. aviation) | Energetic | transport_int_aviation_final_demand_hydrogen | Hydrogen | EU | Energy demand | 0 | FEC
ES | TYNDP2026 | NT | 2040 | TWh | 314 | Sub_sector | International transport | International aviation | Transport (int. aviation) | Energetic | transport_int_aviation_final_demand_methane | Methane | EU | Energy demand | 0 | FEC
ES | TYNDP2026 | NT | 2040 | TWh | 315 | Sub_sector | International transport | International aviation | Transport (int. aviation) | Energetic | transport_int_aviation_final_demand_heat | Heat | EU | Energy demand | 0 | FEC
ES | TYNDP2026 | NT | 2040 | TWh | 316 | Sub_sector | International transport | International aviation | Transport (int. aviation) | Energetic | transport_int_aviation_final_demand_biofuels | Biomass | EU | Energy demand | 0 | FEC
ES | TYNDP2026 | NT | 2040 | TWh | 317 | Sub_sector | International transport | International aviation | Transport (int. aviation) | Energetic | transport_int_aviation_final_demand_coal | Solids | EU | Energy demand | 0 | FEC
ES | TYNDP2026 | NT | 2040 | TWh | 318 | Sub_sector | International transport | International aviation | Transport (int. aviation) | Energetic | transport_int_aviation_final_demand_oil | Liquids | EU | Energy demand | 83.9007 | FEC
ES | TYNDP2026 | NT | 2040 | TWh | 319 | Sub_sector | International transport | International aviation | Transport (int. aviation) | Energetic | transport_int_aviation_final_demand_other | Others | EU | Energy demand | 0 | FEC
ES | TYNDP2026 | NT | 2040 | TWh | 320 | Sub_sector | International transport | International aviation | Transport (int. aviation) | Energetic | transport_int_aviation_final_demand_ammonia | Ammonia | EU | Energy demand | 0 | FEC
ES | TYNDP2026 | NT | 2040 | TWh | 322 | Sub_sector | International transport | International shipping | Transport (int. shipping) | Energetic | transport_int_shipping_final_demand_electricity | Electricity | EU | Energy demand | 0 | not_included_in_FEC
ES | TYNDP2026 | NT | 2040 | TWh | 323 | Sub_sector | International transport | International shipping | Transport (int. shipping) | Energetic | transport_int_shipping_final_demand_hydrogen | Hydrogen | EU | Energy demand | 0 | not_included_in_FEC
ES | TYNDP2026 | NT | 2040 | TWh | 324 | Sub_sector | International transport | International shipping | Transport (int. shipping) | Energetic | transport_int_shipping_final_demand_methane | Methane | EU | Energy demand | 13.9852 | not_included_in_FEC
ES | TYNDP2026 | NT | 2040 | TWh | 325 | Sub_sector | International transport | International shipping | Transport (int. shipping) | Energetic | transport_int_shipping_final_demand_heat | Heat | EU | Energy demand | 0 | not_included_in_FEC
ES | TYNDP2026 | NT | 2040 | TWh | 326 | Sub_sector | International transport | International shipping | Transport (int. shipping) | Energetic | transport_int_shipping_final_demand_biofuels | Biomass | EU | Energy demand | 0 | not_included_in_FEC
ES | TYNDP2026 | NT | 2040 | TWh | 327 | Sub_sector | International transport | International shipping | Transport (int. shipping) | Energetic | transport_int_shipping_final_demand_coal | Solids | EU | Energy demand | 0 | not_included_in_FEC
ES | TYNDP2026 | NT | 2040 | TWh | 328 | Sub_sector | International transport | International shipping | Transport (int. shipping) | Energetic | transport_int_shipping_final_demand_oil | Liquids | EU | Energy demand | 52.8944 | not_included_in_FEC
ES | TYNDP2026 | NT | 2040 | TWh | 329 | Sub_sector | International transport | International shipping | Transport (int. shipping) | Energetic | transport_int_shipping_final_demand_other | Others | EU | Energy demand | 0 | not_included_in_FEC
ES | TYNDP2026 | NT | 2040 | TWh | 330 | Sub_sector | International transport | International shipping | Transport (int. shipping) | Energetic | transport_int_shipping_final_demand_ammonia | Ammonia | EU | Energy demand | 2.3539 | not_included_in_FEC
ES | TYNDP2026 | NT | 2040 | TWh | 332 | Sub_sector | Households | Space heating | Households (heating) | Energetic | households_heating_final_demand_electricity | Electricity | EU | Energy demand | 10.5444 | FEC
ES | TYNDP2026 | NT | 2040 | TWh | 333 | Sub_sector | Households | Space heating | Households (heating) | Energetic | households_heating_final_demand_hydrogen | Hydrogen | EU | Energy demand | 0 | FEC
ES | TYNDP2026 | NT | 2040 | TWh | 334 | Sub_sector | Households | Space heating | Households (heating) | Energetic | households_heating_final_demand_methane | Methane | EU | Energy demand | 5.4636 | FEC
ES | TYNDP2026 | NT | 2040 | TWh | 335 | Sub_sector | Households | Space heating | Households (heating) | Energetic | households_heating_final_demand_heat | Heat | EU | Energy demand | 0 | FEC
ES | TYNDP2026 | NT | 2040 | TWh | 336 | Sub_sector | Households | Space heating | Households (heating) | Energetic | households_heating_final_demand_biomass | Biomass | EU | Energy demand | 13.6442 | FEC
ES | TYNDP2026 | NT | 2040 | TWh | 337 | Sub_sector | Households | Space heating | Households (heating) | Energetic | households_heating_final_demand_coal | Solids | EU | Energy demand | 0 | FEC
ES | TYNDP2026 | NT | 2040 | TWh | 338 | Sub_sector | Households | Space heating | Households (heating) | Energetic | households_heating_final_demand_oil | Liquids | EU | Energy demand | 14.5941 | FEC
ES | TYNDP2026 | NT | 2040 | TWh | 339 | Sub_sector | Households | Space heating | Households (heating) | Energetic | households_heating_final_demand_other | Others | EU | Energy demand | 10.3909 | FEC
ES | TYNDP2026 | NT | 2040 | TWh | 340 | Sub_sector | Households | Space heating | Households (heating) | Energetic | households_heating_final_demand_ammonia | Ammonia | EU | Energy demand | 0 | FEC
ES | TYNDP2026 | NT | 2040 | TWh | 343 | Sub_sector | Households | Cooling | Households (cooling) | Energetic | households_cooling_final_demand_electricity | Electricity | EU | Energy demand | 6.7109 | FEC
ES | TYNDP2026 | NT | 2040 | TWh | 344 | Sub_sector | Households | Cooling | Households (cooling) | Energetic | households_cooling_final_demand_hydrogen | Hydrogen | EU | Energy demand | 0 | FEC
ES | TYNDP2026 | NT | 2040 | TWh | 345 | Sub_sector | Households | Cooling | Households (cooling) | Energetic | households_cooling_final_demand_methane | Methane | EU | Energy demand | 0 | FEC
ES | TYNDP2026 | NT | 2040 | TWh | 346 | Sub_sector | Households | Cooling | Households (cooling) | Energetic | households_cooling_final_demand_heat | Heat | EU | Energy demand | 0 | FEC
ES | TYNDP2026 | NT | 2040 | TWh | 347 | Sub_sector | Households | Cooling | Households (cooling) | Energetic | households_cooling_final_demand_biomass | Biomass | EU | Energy demand | 0 | FEC
ES | TYNDP2026 | NT | 2040 | TWh | 348 | Sub_sector | Households | Cooling | Households (cooling) | Energetic | households_cooling_final_demand_coal | Solids | EU | Energy demand | 0 | FEC
ES | TYNDP2026 | NT | 2040 | TWh | 349 | Sub_sector | Households | Cooling | Households (cooling) | Energetic | households_cooling_final_demand_oil | Liquids | EU | Energy demand | 0 | FEC
ES | TYNDP2026 | NT | 2040 | TWh | 350 | Sub_sector | Households | Cooling | Households (cooling) | Energetic | households_cooling_final_demand_other | Others | EU | Energy demand | 0 | FEC
ES | TYNDP2026 | NT | 2040 | TWh | 351 | Sub_sector | Households | Cooling | Households (cooling) | Energetic | households_cooling_final_demand_ammonia | Ammonia | EU | Energy demand | 0 | FEC
ES | TYNDP2026 | NT | 2040 | TWh | 354 | Sub_sector | Households | Hot water | Households (hot water) | Energetic | households_hot_water_final_demand_electricity | Electricity | EU | Energy demand | 4.1291 | FEC
ES | TYNDP2026 | NT | 2040 | TWh | 355 | Sub_sector | Households | Hot water | Households (hot water) | Energetic | households_hot_water_final_demand_hydrogen | Hydrogen | EU | Energy demand | 0 | FEC
ES | TYNDP2026 | NT | 2040 | TWh | 356 | Sub_sector | Households | Hot water | Households (hot water) | Energetic | households_hot_water_final_demand_methane | Methane | EU | Energy demand | 7.9584 | FEC
ES | TYNDP2026 | NT | 2040 | TWh | 357 | Sub_sector | Households | Hot water | Households (hot water) | Energetic | households_hot_water_final_demand_heat | Heat | EU | Energy demand | 0 | FEC
ES | TYNDP2026 | NT | 2040 | TWh | 358 | Sub_sector | Households | Hot water | Households (hot water) | Energetic | households_hot_water_final_demand_biomass | Biomass | EU | Energy demand | 6.5819 | FEC
ES | TYNDP2026 | NT | 2040 | TWh | 359 | Sub_sector | Households | Hot water | Households (hot water) | Energetic | households_hot_water_final_demand_coal | Solids | EU | Energy demand | 0 | FEC
ES | TYNDP2026 | NT | 2040 | TWh | 360 | Sub_sector | Households | Hot water | Households (hot water) | Energetic | households_hot_water_final_demand_oil | Liquids | EU | Energy demand | 4.8364 | FEC
ES | TYNDP2026 | NT | 2040 | TWh | 361 | Sub_sector | Households | Hot water | Households (hot water) | Energetic | households_hot_water_final_demand_other | Others | EU | Energy demand | 4.8319 | FEC
ES | TYNDP2026 | NT | 2040 | TWh | 362 | Sub_sector | Households | Hot water | Households (hot water) | Energetic | households_hot_water_final_demand_ammonia | Ammonia | EU | Energy demand | 0 | FEC
ES | TYNDP2026 | NT | 2040 | TWh | 365 | Sub_sector | Households | Appliances | Households (appliances) | Energetic | households_appliances_final_demand_electricity | Electricity | EU | Energy demand | 50.1409 | FEC
ES | TYNDP2026 | NT | 2040 | TWh | 366 | Sub_sector | Households | Appliances | Households (appliances) | Energetic | households_appliances_final_demand_hydrogen | Hydrogen | EU | Energy demand | 0 | FEC
ES | TYNDP2026 | NT | 2040 | TWh | 367 | Sub_sector | Households | Appliances | Households (appliances) | Energetic | households_appliances_final_demand_methane | Methane | EU | Energy demand | 3.5461 | FEC
ES | TYNDP2026 | NT | 2040 | TWh | 368 | Sub_sector | Households | Appliances | Households (appliances) | Energetic | households_appliances_final_demand_heat | Heat | EU | Energy demand | 0 | FEC
ES | TYNDP2026 | NT | 2040 | TWh | 369 | Sub_sector | Households | Appliances | Households (appliances) | Energetic | households_appliances_final_demand_biomass | Biomass | EU | Energy demand | 0 | FEC
ES | TYNDP2026 | NT | 2040 | TWh | 370 | Sub_sector | Households | Appliances | Households (appliances) | Energetic | households_appliances_final_demand_coal | Solids | EU | Energy demand | 0 | FEC
ES | TYNDP2026 | NT | 2040 | TWh | 371 | Sub_sector | Households | Appliances | Households (appliances) | Energetic | households_appliances_final_demand_oil | Liquids | EU | Energy demand | 0 | FEC
ES | TYNDP2026 | NT | 2040 | TWh | 372 | Sub_sector | Households | Appliances | Households (appliances) | Energetic | households_appliances_final_demand_other | Others | EU | Energy demand | 0 | FEC
ES | TYNDP2026 | NT | 2040 | TWh | 373 | Sub_sector | Households | Appliances | Households (appliances) | Energetic | households_appliances_final_demand_ammonia | Ammonia | EU | Energy demand | 0 | FEC
ES | TYNDP2026 | NT | 2040 | TWh | 375 | Sub_sector | Buildings | Space heating | Buildings (heat) | Energetic | buildings_heat_final_demand_electricity | Electricity | EU | Energy demand | 9.56 | FEC
ES | TYNDP2026 | NT | 2040 | TWh | 376 | Sub_sector | Buildings | Space heating | Buildings (heat) | Energetic | buildings_heat_final_demand_hydrogen | Hydrogen | EU | Energy demand | 0.14945 | FEC
ES | TYNDP2026 | NT | 2040 | TWh | 377 | Sub_sector | Buildings | Space heating | Buildings (heat) | Energetic | buildings_heat_final_demand_methane | Methane | EU | Energy demand | 3.5455 | FEC
ES | TYNDP2026 | NT | 2040 | TWh | 378 | Sub_sector | Buildings | Space heating | Buildings (heat) | Energetic | buildings_heat_final_demand_heat | Heat | EU | Energy demand | 0 | FEC
ES | TYNDP2026 | NT | 2040 | TWh | 379 | Sub_sector | Buildings | Space heating | Buildings (heat) | Energetic | buildings_heat_final_demand_biomass | Biomass | EU | Energy demand | 4.0436 | FEC
ES | TYNDP2026 | NT | 2040 | TWh | 380 | Sub_sector | Buildings | Space heating | Buildings (heat) | Energetic | buildings_heat_final_demand_coal | Solids | EU | Energy demand | 0 | FEC
ES | TYNDP2026 | NT | 2040 | TWh | 381 | Sub_sector | Buildings | Space heating | Buildings (heat) | Energetic | buildings_heat_final_demand_oil | Liquids | EU | Energy demand | 5.674 | FEC
ES | TYNDP2026 | NT | 2040 | TWh | 382 | Sub_sector | Buildings | Space heating | Buildings (heat) | Energetic | buildings_heat_final_demand_other | Others | EU | Energy demand | 0.19758 | FEC
ES | TYNDP2026 | NT | 2040 | TWh | 383 | Sub_sector | Buildings | Space heating | Buildings (heat) | Energetic | buildings_heat_final_demand_ammonia | Ammonia | EU | Energy demand | 0 | FEC
ES | TYNDP2026 | NT | 2040 | TWh | 386 | Sub_sector | Buildings | Cooling | Buildings (cooling) | Energetic | buildings_cooling_final_demand_electricity | Electricity | EU | Energy demand | 12.4305 | FEC
ES | TYNDP2026 | NT | 2040 | TWh | 387 | Sub_sector | Buildings | Cooling | Buildings (cooling) | Energetic | buildings_cooling_final_demand_hydrogen | Hydrogen | EU | Energy demand | 0 | FEC
ES | TYNDP2026 | NT | 2040 | TWh | 388 | Sub_sector | Buildings | Cooling | Buildings (cooling) | Energetic | buildings_cooling_final_demand_methane | Methane | EU | Energy demand | 0 | FEC
ES | TYNDP2026 | NT | 2040 | TWh | 389 | Sub_sector | Buildings | Cooling | Buildings (cooling) | Energetic | buildings_cooling_final_demand_heat | Heat | EU | Energy demand | 0 | FEC
ES | TYNDP2026 | NT | 2040 | TWh | 390 | Sub_sector | Buildings | Cooling | Buildings (cooling) | Energetic | buildings_cooling_final_demand_biomass | Biomass | EU | Energy demand | 0 | FEC
ES | TYNDP2026 | NT | 2040 | TWh | 391 | Sub_sector | Buildings | Cooling | Buildings (cooling) | Energetic | buildings_cooling_final_demand_coal | Solids | EU | Energy demand | 0 | FEC
ES | TYNDP2026 | NT | 2040 | TWh | 392 | Sub_sector | Buildings | Cooling | Buildings (cooling) | Energetic | buildings_cooling_final_demand_oil | Liquids | EU | Energy demand | 0 | FEC
ES | TYNDP2026 | NT | 2040 | TWh | 393 | Sub_sector | Buildings | Cooling | Buildings (cooling) | Energetic | buildings_cooling_final_demand_other | Others | EU | Energy demand | 0 | FEC
ES | TYNDP2026 | NT | 2040 | TWh | 394 | Sub_sector | Buildings | Cooling | Buildings (cooling) | Energetic | buildings_cooling_final_demand_ammonia | Ammonia | EU | Energy demand | 0 | FEC
ES | TYNDP2026 | NT | 2040 | TWh | 397 | Sub_sector | Buildings | Appliances | Buildings (appliances) | Energetic | buildings_appliances_final_demand_electricity | Electricity | EU | Energy demand | 28.776 | FEC
ES | TYNDP2026 | NT | 2040 | TWh | 398 | Sub_sector | Buildings | Appliances | Buildings (appliances) | Energetic | buildings_appliances_final_demand_hydrogen | Hydrogen | EU | Energy demand | 0 | FEC
ES | TYNDP2026 | NT | 2040 | TWh | 399 | Sub_sector | Buildings | Appliances | Buildings (appliances) | Energetic | buildings_appliances_final_demand_methane | Methane | EU | Energy demand | 7.3757 | FEC
ES | TYNDP2026 | NT | 2040 | TWh | 400 | Sub_sector | Buildings | Appliances | Buildings (appliances) | Energetic | buildings_appliances_final_demand_heat | Heat | EU | Energy demand | 0 | FEC
ES | TYNDP2026 | NT | 2040 | TWh | 401 | Sub_sector | Buildings | Appliances | Buildings (appliances) | Energetic | buildings_appliances_final_demand_biomass | Biomass | EU | Energy demand | 0 | FEC
ES | TYNDP2026 | NT | 2040 | TWh | 402 | Sub_sector | Buildings | Appliances | Buildings (appliances) | Energetic | buildings_appliances_final_demand_coal | Solids | EU | Energy demand | 0 | FEC
ES | TYNDP2026 | NT | 2040 | TWh | 403 | Sub_sector | Buildings | Appliances | Buildings (appliances) | Energetic | buildings_appliances_final_demand_oil | Liquids | EU | Energy demand | 0 | FEC
ES | TYNDP2026 | NT | 2040 | TWh | 404 | Sub_sector | Buildings | Appliances | Buildings (appliances) | Energetic | buildings_appliances_final_demand_other | Others | EU | Energy demand | 0 | FEC
ES | TYNDP2026 | NT | 2040 | TWh | 405 | Sub_sector | Buildings | Appliances | Buildings (appliances) | Energetic | buildings_appliances_final_demand_ammonia | Ammonia | EU | Energy demand | 0 | FEC
ES | TYNDP2026 | NT | 2040 | TWh | 407 | Sub_sector | Buildings | Datacenters | Datacenters & ICT | Energetic | datacentres_final_demand_electricity_energetic | Electricity | EU | Energy demand | 45.5986 | FEC
ES | TYNDP2026 | NT | 2040 | TWh | 408 | Sub_sector | Buildings | Datacenters | Datacenters & ICT | Energetic | datacentres_final_demand_hydrogen_energetic | Hydrogen | EU | Energy demand | 0 | FEC
ES | TYNDP2026 | NT | 2040 | TWh | 409 | Sub_sector | Buildings | Datacenters | Datacenters & ICT | Energetic | datacentres_final_demand_methane_energetic | Methane | EU | Energy demand | 0 | FEC
ES | TYNDP2026 | NT | 2040 | TWh | 410 | Sub_sector | Buildings | Datacenters | Datacenters & ICT | Energetic | datacentres_final_demand_heat_energetic | Heat | EU | Energy demand | 0 | FEC
ES | TYNDP2026 | NT | 2040 | TWh | 411 | Sub_sector | Buildings | Datacenters | Datacenters & ICT | Energetic | datacentres_final_demand_biomass_energetic | Biomass | EU | Energy demand | 0 | FEC
ES | TYNDP2026 | NT | 2040 | TWh | 412 | Sub_sector | Buildings | Datacenters | Datacenters & ICT | Energetic | datacentres_final_demand_coal_energetic | Solids | EU | Energy demand | 0 | FEC
ES | TYNDP2026 | NT | 2040 | TWh | 413 | Sub_sector | Buildings | Datacenters | Datacenters & ICT | Energetic | datacentres_final_demand_oil_energetic | Liquids | EU | Energy demand | 0 | FEC
ES | TYNDP2026 | NT | 2040 | TWh | 414 | Sub_sector | Buildings | Datacenters | Datacenters & ICT | Energetic | datacentres_final_demand_other_energetic | Others | EU | Energy demand | 0 | FEC
ES | TYNDP2026 | NT | 2040 | TWh | 415 | Sub_sector | Buildings | Datacenters | Datacenters & ICT | Energetic | datacentres_final_demand_ammonia_energetic | Ammonia | EU | Energy demand | 0 | FEC
ES | TYNDP2026 | NT | 2040 | TWh | 417 | Sub_sector | Transport | Others_Sector | Others_Sector | Energetic | other_final_demand_electricity_energetic | Electricity | EU | Energy demand | 1.576 | FEC
ES | TYNDP2026 | NT | 2040 | TWh | 418 | Sub_sector | Transport | Others_Sector | Others_Sector | Energetic | other_final_demand_hydrogen_energetic | Hydrogen | EU | Energy demand | 0 | FEC
ES | TYNDP2026 | NT | 2040 | TWh | 419 | Sub_sector | Transport | Pipeline Transport | Others_Sector | Energetic | other_final_demand_methane_energetic | Methane | EU | Energy demand | 1.0008 | FEC
ES | TYNDP2026 | NT | 2040 | TWh | 420 | Sub_sector | Transport | Others_Sector | Others_Sector | Energetic | other_final_demand_heat_energetic | Heat | EU | Energy demand | 0 | FEC
ES | TYNDP2026 | NT | 2040 | TWh | 421 | Sub_sector | Transport | Others_Sector | Others_Sector | Energetic | other_final_demand_biomass_energetic | Biomass | EU | Energy demand | 0 | FEC
ES | TYNDP2026 | NT | 2040 | TWh | 422 | Sub_sector | Transport | Others_Sector | Others_Sector | Energetic | other_final_demand_coal_energetic | Solids | EU | Energy demand | 0.86246 | FEC
ES | TYNDP2026 | NT | 2040 | TWh | 423 | Sub_sector | Transport | Others_Sector | Others_Sector | Energetic | other_final_demand_oil_energetic | Liquids | EU | Energy demand | 1.3585 | FEC
ES | TYNDP2026 | NT | 2040 | TWh | 424 | Sub_sector | Others_Sector | Others_Sector | Others_Sector | Non-energetic | other_final_demand_oil_non_energetic | Liquids | EU | Energy demand | 2.4678 | not_included_in_FEC
ES | TYNDP2026 | NT | 2040 | TWh | 425 | Sub_sector | Transport | Others_Sector | Others_Sector | Energetic | other_final_demand_other_energetic | Others | EU | Energy demand | 0 | FEC
ES | TYNDP2026 | NT | 2040 | TWh | 426 | Sub_sector | Transport | Others_Sector | Others_Sector | Energetic | other_final_demand_ammonia_energetic | Ammonia | EU | Energy demand | 0 | FEC
ES | TYNDP2026 | NT | 2040 | TWh | 427 | Sub_sector | Industry | Surplus_Heat_in_Industry | Surplus_Heat_in_Industry | Energetic | final_demand_of_industry_unused_local_production_steam_hot_water | Heat | EU | Energy demand | 0 | FEC
ES | TYNDP2026 | NT | 2040 | TWh | 429 | Sub_sector | Agriculture | Total | Agriculture | Energetic | agriculture_final_demand_electricity_energetic | Electricity | EU | Energy demand | 6.7657 | FEC
ES | TYNDP2026 | NT | 2040 | TWh | 430 | Sub_sector | Agriculture | Total | Agriculture | Energetic | agriculture_final_demand_hydrogen_energetic | Hydrogen | EU | Energy demand | 0 | FEC
ES | TYNDP2026 | NT | 2040 | TWh | 431 | Sub_sector | Agriculture | Total | Agriculture | Energetic | agriculture_final_demand_methane_energetic | Methane | EU | Energy demand | 2.1394 | FEC
ES | TYNDP2026 | NT | 2040 | TWh | 432 | Sub_sector | Agriculture | Total | Agriculture | Energetic | agriculture_final_demand_heat_energetic | Heat | EU | Energy demand | 0 | FEC
ES | TYNDP2026 | NT | 2040 | TWh | 433 | Sub_sector | Agriculture | Total | Agriculture | Energetic | agriculture_final_demand_biomass_energetic | Biomass | EU | Energy demand | 0.73987 | FEC
ES | TYNDP2026 | NT | 2040 | TWh | 434 | Sub_sector | Agriculture | Total | Agriculture | Energetic | agriculture_final_demand_coal_energetic | Solids | EU | Energy demand | 0 | FEC
ES | TYNDP2026 | NT | 2040 | TWh | 435 | Sub_sector | Agriculture | Total | Agriculture | Energetic | agriculture_final_demand_oil_energetic | Liquids | EU | Energy demand | 20.4837 | FEC
ES | TYNDP2026 | NT | 2040 | TWh | 436 | Sub_sector | Agriculture | Total | Agriculture | Energetic | agriculture_final_demand_other_energetic | Others | EU | Energy demand | 0 | FEC
ES | TYNDP2026 | NT | 2040 | TWh | 437 | Sub_sector | Agriculture | Total | Agriculture | Energetic | agriculture_final_demand_ammonia_energetic | Ammonia | EU | Energy demand | 0 | FEC
ES | TYNDP2026 | NT | 2040 | TWh | 447 | Sub_sector | Buildings | Surplus Energy | Buildings | Energetic | GAP | Electricity | EU | Energy demand | 0 | FEC
ES | TYNDP2026 | NT | 2040 | TWh | 448 | Sub_sector | Buildings | Surplus Energy | Buildings | Energetic | GAP | Hydrogen | EU | Energy demand | 0 | FEC
ES | TYNDP2026 | NT | 2040 | TWh | 449 | Sub_sector | Buildings | Surplus Energy | Buildings | Energetic | GAP | Methane | EU | Energy demand | 0 | FEC
ES | TYNDP2026 | NT | 2040 | TWh | 450 | Sub_sector | Buildings | Surplus Energy | Buildings | Energetic | GAP | Heat | EU | Energy demand | 0 | FEC
ES | TYNDP2026 | NT | 2040 | TWh | 451 | Sub_sector | Buildings | Surplus Energy | Buildings | Energetic | GAP | Biomass | EU | Energy demand | 0.0054744 | FEC
ES | TYNDP2026 | NT | 2040 | TWh | 452 | Sub_sector | Buildings | Surplus Energy | Buildings | Energetic | GAP | Solids | EU | Energy demand | 0 | FEC
ES | TYNDP2026 | NT | 2040 | TWh | 453 | Sub_sector | Buildings | Surplus Energy | Buildings | Energetic | GAP | Liquids | EU | Energy demand | 2.4153 | FEC
ES | TYNDP2026 | NT | 2040 | TWh | 454 | Sub_sector | Buildings | Surplus Energy | Buildings | Energetic | GAP | Others | EU | Energy demand | 0 | FEC
ES | TYNDP2026 | NT | 2040 | TWh | 455 | Sub_sector | Buildings | Surplus Energy | Buildings | Energetic | GAP | Ammonia | EU | Energy demand | 0 | FEC
ES | TYNDP2026 | NT | 2040 | TWh | 456 | Sub_sector | Households | Surplus Energy | Households | Energetic | GAP | Electricity | EU | Energy demand | 0 | FEC
ES | TYNDP2026 | NT | 2040 | TWh | 457 | Sub_sector | Households | Surplus Energy | Households | Energetic | GAP | Hydrogen | EU | Energy demand | 0 | FEC
ES | TYNDP2026 | NT | 2040 | TWh | 458 | Sub_sector | Households | Surplus Energy | Households | Energetic | GAP | Methane | EU | Energy demand | 0 | FEC
ES | TYNDP2026 | NT | 2040 | TWh | 459 | Sub_sector | Households | Surplus Energy | Households | Energetic | GAP | Heat | EU | Energy demand | 0 | FEC
ES | TYNDP2026 | NT | 2040 | TWh | 460 | Sub_sector | Households | Surplus Energy | Households | Energetic | GAP | Biomass | EU | Energy demand | 0 | FEC
ES | TYNDP2026 | NT | 2040 | TWh | 461 | Sub_sector | Households | Surplus Energy | Households | Energetic | GAP | Solids | EU | Energy demand | 0 | FEC
ES | TYNDP2026 | NT | 2040 | TWh | 462 | Sub_sector | Households | Surplus Energy | Households | Energetic | GAP | Liquids | EU | Energy demand | 0 | FEC
ES | TYNDP2026 | NT | 2040 | TWh | 463 | Sub_sector | Households | Surplus Energy | Households | Energetic | GAP | Others | EU | Energy demand | 0 | FEC
ES | TYNDP2026 | NT | 2040 | TWh | 464 | Sub_sector | Households | Surplus Energy | Households | Energetic | GAP | Ammonia | EU | Energy demand | 0 | FEC
ES | TYNDP2026 | NT | 2050 | TWh | 102 | Sub_sector | Industry | Aluminium | Industry (aluminium) | Energetic | industry_aluminium_demand_electricity_energetic | Electricity | EU | Energy demand | 3.5261 | FEC
ES | TYNDP2026 | NT | 2050 | TWh | 103 | Sub_sector | Industry | Aluminium | Industry (aluminium) | Energetic | industry_aluminium_demand_hydrogen_energetic | Hydrogen | EU | Energy demand | 0 | FEC
ES | TYNDP2026 | NT | 2050 | TWh | 104 | Sub_sector | Industry | Aluminium | Industry (aluminium) | Energetic | industry_aluminium_demand_methane_energetic | Methane | EU | Energy demand | 0.24852 | FEC
ES | TYNDP2026 | NT | 2050 | TWh | 105 | Sub_sector | Industry | Aluminium | Industry (aluminium) | Energetic | industry_aluminium_demand_heat_energetic | Heat | EU | Energy demand | 0 | FEC
ES | TYNDP2026 | NT | 2050 | TWh | 106 | Sub_sector | Industry | Aluminium | Industry (aluminium) | Energetic | industry_aluminium_demand_biomass_energetic | Biomass | EU | Energy demand | 0 | FEC
ES | TYNDP2026 | NT | 2050 | TWh | 107 | Sub_sector | Industry | Aluminium | Industry (aluminium) | Energetic | industry_aluminium_demand_coal_energetic | Solids | EU | Energy demand | 0 | FEC
ES | TYNDP2026 | NT | 2050 | TWh | 108 | Sub_sector | Industry | Aluminium | Industry (aluminium) | Energetic | industry_aluminium_demand_oil_energetic | Liquids | EU | Energy demand | 0 | FEC
ES | TYNDP2026 | NT | 2050 | TWh | 109 | Sub_sector | Industry | Aluminium | Industry (aluminium) | Energetic | industry_aluminium_demand_others_energetic | Others | EU | Energy demand | 0 | FEC
ES | TYNDP2026 | NT | 2050 | TWh | 110 | Sub_sector | Industry | Aluminium | Industry (aluminium) | Energetic | industry_ammonia_demand_others_energetic | Ammonia | EU | Energy demand | 0 | FEC
ES | TYNDP2026 | NT | 2050 | TWh | 112 | Sub_sector | Industry | Chemicals | Industry (chemicals, energetic) | Energetic | industry_chemical_demand_electricity_energetic | Electricity | EU | Energy demand | 23.6769 | FEC
ES | TYNDP2026 | NT | 2050 | TWh | 113 | Sub_sector | Industry | Chemicals | Industry (chemicals, energetic) | Energetic | industry_chemical_demand_hydrogen_energetic | Hydrogen | EU | Energy demand | 8.6986 | FEC
ES | TYNDP2026 | NT | 2050 | TWh | 114 | Sub_sector | Industry | Chemicals | Industry (chemicals, energetic) | Energetic | industry_chemical_demand_methane_energetic | Methane | EU | Energy demand | 0 | FEC
ES | TYNDP2026 | NT | 2050 | TWh | 115 | Sub_sector | Industry | Chemicals | Industry (chemicals, energetic) | Energetic | industry_chemical_demand_heat_energetic | Heat | EU | Energy demand | 0 | FEC
ES | TYNDP2026 | NT | 2050 | TWh | 116 | Sub_sector | Industry | Chemicals | Industry (chemicals, energetic) | Energetic | industry_chemical_demand_biomass_energetic | Biomass | EU | Energy demand | 0 | FEC
ES | TYNDP2026 | NT | 2050 | TWh | 117 | Sub_sector | Industry | Chemicals | Industry (chemicals, energetic) | Energetic | industry_chemical_demand_coal_energetic | Solids | EU | Energy demand | 0 | FEC
ES | TYNDP2026 | NT | 2050 | TWh | 118 | Sub_sector | Industry | Chemicals | Industry (chemicals, energetic) | Energetic | industry_chemical_demand_oil_energetic | Liquids | EU | Energy demand | 0 | FEC
ES | TYNDP2026 | NT | 2050 | TWh | 119 | Sub_sector | Industry | Chemicals | Industry (chemicals, energetic) | Energetic | industry_chemical_demand_others_energetic | Others | EU | Energy demand | 0 | FEC
ES | TYNDP2026 | NT | 2050 | TWh | 120 | Sub_sector | Industry | Chemicals | Industry (chemicals, energetic) | Energetic | industry_chemical_demand_ammonia_energetic | Ammonia | EU | Energy demand | 0 | FEC
ES | TYNDP2026 | NT | 2050 | TWh | 122 | Sub_sector | Industry | Chemicals | Industry (chemicals, non-energetic) | Non-energetic | industry_chemical_demand_electricity_non_energetic | Electricity | EU | Energy demand | 0 | not_included_in_FEC
ES | TYNDP2026 | NT | 2050 | TWh | 123 | Sub_sector | Industry | Chemicals | Industry (chemicals, non-energetic) | Non-energetic | industry_chemical_demand_hydrogen_non_energetic | Hydrogen | EU | Energy demand | 10.1242 | not_included_in_FEC
ES | TYNDP2026 | NT | 2050 | TWh | 124 | Sub_sector | Industry | Chemicals | Industry (chemicals, non-energetic) | Non-energetic | industry_chemical_demand_methane_non_energetic | Methane | EU | Energy demand | 0 | not_included_in_FEC
ES | TYNDP2026 | NT | 2050 | TWh | 125 | Sub_sector | Industry | Chemicals | Industry (chemicals, non-energetic) | Non-energetic | industry_chemical_demand_heat_non_energetic | Heat | EU | Energy demand | 0 | not_included_in_FEC
ES | TYNDP2026 | NT | 2050 | TWh | 126 | Sub_sector | Industry | Chemicals | Industry (chemicals, non-energetic) | Non-energetic | industry_chemical_demand_biomass_non_energetic | Biomass | EU | Energy demand | 30.3727 | not_included_in_FEC
ES | TYNDP2026 | NT | 2050 | TWh | 127 | Sub_sector | Industry | Chemicals | Industry (chemicals, non-energetic) | Non-energetic | industry_chemical_demand_coal_non_energetic | Solids | EU | Energy demand | 0 | not_included_in_FEC
ES | TYNDP2026 | NT | 2050 | TWh | 128 | Sub_sector | Industry | Chemicals | Industry (chemicals, non-energetic) | Non-energetic | industry_chemical_demand_oil_non_energetic | Liquids | EU | Energy demand | 0 | not_included_in_FEC
ES | TYNDP2026 | NT | 2050 | TWh | 129 | Sub_sector | Industry | Chemicals | Industry (chemicals, non-energetic) | Non-energetic | industry_chemical_demand_others_non_energetic | Others | EU | Energy demand | 0 | not_included_in_FEC
ES | TYNDP2026 | NT | 2050 | TWh | 130 | Sub_sector | Industry | Chemicals | Industry (chemicals, non-energetic) | Non-energetic | industry_chemical_demand_ammonia_non_energetic | Ammonia | EU | Energy demand | 0 | not_included_in_FEC
ES | TYNDP2026 | NT | 2050 | TWh | 132 | Sub_sector | Industry | Fertilizers | Industry (fertilizers, energetic) | Energetic | industry_fertilizers_demand_electricity_energetic | Electricity | EU | Energy demand | 0.22923 | FEC
ES | TYNDP2026 | NT | 2050 | TWh | 133 | Sub_sector | Industry | Fertilizers | Industry (fertilizers, energetic) | Energetic | industry_fertilizers_demand_hydrogen_energetic | Hydrogen | EU | Energy demand | 0.93605 | FEC
ES | TYNDP2026 | NT | 2050 | TWh | 134 | Sub_sector | Industry | Fertilizers | Industry (fertilizers, energetic) | Energetic | industry_fertilizers_demand_methane_energetic | Methane | EU | Energy demand | 0 | FEC
ES | TYNDP2026 | NT | 2050 | TWh | 135 | Sub_sector | Industry | Fertilizers | Industry (fertilizers, energetic) | Energetic | industry_fertilizers_demand_heat_energetic | Heat | EU | Energy demand | 0 | FEC
ES | TYNDP2026 | NT | 2050 | TWh | 136 | Sub_sector | Industry | Fertilizers | Industry (fertilizers, energetic) | Energetic | industry_fertilizers_demand_biomass_energetic | Biomass | EU | Energy demand | 0 | FEC
ES | TYNDP2026 | NT | 2050 | TWh | 137 | Sub_sector | Industry | Fertilizers | Industry (fertilizers, energetic) | Energetic | industry_fertilizers_demand_coal_energetic | Solids | EU | Energy demand | 0 | FEC
ES | TYNDP2026 | NT | 2050 | TWh | 138 | Sub_sector | Industry | Fertilizers | Industry (fertilizers, energetic) | Energetic | industry_fertilizers_demand_oil_energetic | Liquids | EU | Energy demand | 0 | FEC
ES | TYNDP2026 | NT | 2050 | TWh | 139 | Sub_sector | Industry | Fertilizers | Industry (fertilizers, energetic) | Energetic | industry_fertilizers_demand_others_energetic | Others | EU | Energy demand | 0 | FEC
ES | TYNDP2026 | NT | 2050 | TWh | 140 | Sub_sector | Industry | Fertilizers | Industry (fertilizers, energetic) | Energetic | industry_fertilizers_demand_ammonia_energetic | Ammonia | EU | Energy demand | 0 | FEC
ES | TYNDP2026 | NT | 2050 | TWh | 142 | Sub_sector | Industry | Fertilizers | Industry (fertilizers, non-energetic) | Non-energetic | industry_fertilizers_demand_electricity_non_energetic | Electricity | EU | Energy demand | 0 | not_included_in_FEC
ES | TYNDP2026 | NT | 2050 | TWh | 143 | Sub_sector | Industry | Fertilizers | Industry (fertilizers, non-energetic) | Non-energetic | industry_fertilizers_demand_hydrogen_non_energetic | Hydrogen | EU | Energy demand | 5.28 | not_included_in_FEC
ES | TYNDP2026 | NT | 2050 | TWh | 144 | Sub_sector | Industry | Fertilizers | Industry (fertilizers, non-energetic) | Non-energetic | industry_fertilizers_demand_methane_non_energetic | Methane | EU | Energy demand | 0 | not_included_in_FEC
ES | TYNDP2026 | NT | 2050 | TWh | 145 | Sub_sector | Industry | Fertilizers | Industry (fertilizers, non-energetic) | Non-energetic | industry_fertilizers_demand_heat_non_energetic | Heat | EU | Energy demand | 0 | not_included_in_FEC
ES | TYNDP2026 | NT | 2050 | TWh | 146 | Sub_sector | Industry | Fertilizers | Industry (fertilizers, non-energetic) | Non-energetic | industry_fertilizers_demand_biomass_non_energetic | Biomass | EU | Energy demand | 0 | not_included_in_FEC
ES | TYNDP2026 | NT | 2050 | TWh | 147 | Sub_sector | Industry | Fertilizers | Industry (fertilizers, non-energetic) | Non-energetic | industry_fertilizers_demand_coal_non_energetic | Solids | EU | Energy demand | 0 | not_included_in_FEC
ES | TYNDP2026 | NT | 2050 | TWh | 148 | Sub_sector | Industry | Fertilizers | Industry (fertilizers, non-energetic) | Non-energetic | industry_fertilizers_demand_oil_non_energetic | Liquids | EU | Energy demand | 0 | not_included_in_FEC
ES | TYNDP2026 | NT | 2050 | TWh | 149 | Sub_sector | Industry | Fertilizers | Industry (fertilizers, non-energetic) | Non-energetic | industry_fertilizers_demand_others_non_energetic | Others | EU | Energy demand | 0 | not_included_in_FEC
ES | TYNDP2026 | NT | 2050 | TWh | 150 | Sub_sector | Industry | Fertilizers | Industry (fertilizers, non-energetic) | Non-energetic | industry_fertilizers_demand_ammonia_non_energetic | Ammonia | EU | Energy demand | 0 | not_included_in_FEC
ES | TYNDP2026 | NT | 2050 | TWh | 152 | Sub_sector | Industry | Food | Industry (food) | Energetic | industry_food_demand_electricity_energetic | Electricity | EU | Energy demand | 21.6591 | FEC
ES | TYNDP2026 | NT | 2050 | TWh | 153 | Sub_sector | Industry | Food | Industry (food) | Energetic | industry_food_demand_hydrogen_energetic | Hydrogen | EU | Energy demand | 3.0444 | FEC
ES | TYNDP2026 | NT | 2050 | TWh | 154 | Sub_sector | Industry | Food | Industry (food) | Energetic | industry_food_demand_methane_energetic | Methane | EU | Energy demand | 0 | FEC
ES | TYNDP2026 | NT | 2050 | TWh | 155 | Sub_sector | Industry | Food | Industry (food) | Energetic | industry_food_demand_heat_energetic | Heat | EU | Energy demand | 0 | FEC
ES | TYNDP2026 | NT | 2050 | TWh | 156 | Sub_sector | Industry | Food | Industry (food) | Energetic | industry_food_demand_biomass_energetic | Biomass | EU | Energy demand | 0 | FEC
ES | TYNDP2026 | NT | 2050 | TWh | 157 | Sub_sector | Industry | Food | Industry (food) | Energetic | industry_food_demand_coal_energetic | Solids | EU | Energy demand | 0 | FEC
ES | TYNDP2026 | NT | 2050 | TWh | 158 | Sub_sector | Industry | Food | Industry (food) | Energetic | industry_food_demand_oil_energetic | Liquids | EU | Energy demand | 0 | FEC
ES | TYNDP2026 | NT | 2050 | TWh | 159 | Sub_sector | Industry | Food | Industry (food) | Energetic | industry_food_demand_others_energetic | Others | EU | Energy demand | 0 | FEC
ES | TYNDP2026 | NT | 2050 | TWh | 160 | Sub_sector | Industry | Food | Industry (food) | Energetic | industry_food_demand_ammonia_energetic | Ammonia | EU | Energy demand | 0 | FEC
ES | TYNDP2026 | NT | 2050 | TWh | 162 | Sub_sector | Industry | Metals | Industry (metal) | Energetic | industry_metal_demand_electricity_energetic | Electricity | EU | Energy demand | 5.2935 | FEC
ES | TYNDP2026 | NT | 2050 | TWh | 163 | Sub_sector | Industry | Metals | Industry (metal) | Energetic | industry_metal_demand_hydrogen_energetic | Hydrogen | EU | Energy demand | 0 | FEC
ES | TYNDP2026 | NT | 2050 | TWh | 164 | Sub_sector | Industry | Metals | Industry (metal) | Energetic | industry_metal_demand_methane_energetic | Methane | EU | Energy demand | 5.1736 | FEC
ES | TYNDP2026 | NT | 2050 | TWh | 165 | Sub_sector | Industry | Metals | Industry (metal) | Energetic | industry_metal_demand_heat_energetic | Heat | EU | Energy demand | 0 | FEC
ES | TYNDP2026 | NT | 2050 | TWh | 166 | Sub_sector | Industry | Metals | Industry (metal) | Energetic | industry_metal_demand_biomass_energetic | Biomass | EU | Energy demand | 0 | FEC
ES | TYNDP2026 | NT | 2050 | TWh | 167 | Sub_sector | Industry | Metals | Industry (metal) | Energetic | industry_metal_demand_coal_energetic | Solids | EU | Energy demand | 0 | FEC
ES | TYNDP2026 | NT | 2050 | TWh | 168 | Sub_sector | Industry | Metals | Industry (metal) | Energetic | industry_metal_demand_oil_energetic | Liquids | EU | Energy demand | 0.84266 | FEC
ES | TYNDP2026 | NT | 2050 | TWh | 169 | Sub_sector | Industry | Metals | Industry (metal) | Energetic | industry_metal_demand_others_energetic | Others | EU | Energy demand | 0 | FEC
ES | TYNDP2026 | NT | 2050 | TWh | 170 | Sub_sector | Industry | Metals | Industry (metal) | Energetic | industry_metal_demand_ammonia_energetic | Ammonia | EU | Energy demand | 0 | FEC
ES | TYNDP2026 | NT | 2050 | TWh | 172 | Sub_sector | Industry | Others | Industry (other, energetic) | Energetic | industry_other_demand_electricity_energetic | Electricity | EU | Energy demand | 60.5494 | FEC
ES | TYNDP2026 | NT | 2050 | TWh | 173 | Sub_sector | Industry | Others | Industry (other, energetic) | Energetic | industry_other_demand_hydrogen_energetic | Hydrogen | EU | Energy demand | 21.3028 | FEC
ES | TYNDP2026 | NT | 2050 | TWh | 174 | Sub_sector | Industry | Others | Industry (other, energetic) | Energetic | industry_other_demand_methane_energetic | Methane | EU | Energy demand | 0 | FEC
ES | TYNDP2026 | NT | 2050 | TWh | 175 | Sub_sector | Industry | Others | Industry (other, energetic) | Energetic | industry_other_demand_heat_energetic | Heat | EU | Energy demand | 0 | FEC
ES | TYNDP2026 | NT | 2050 | TWh | 176 | Sub_sector | Industry | Others | Industry (other, energetic) | Energetic | industry_other_demand_biomass_energetic | Biomass | EU | Energy demand | 6.5411 | FEC
ES | TYNDP2026 | NT | 2050 | TWh | 177 | Sub_sector | Industry | Others | Industry (other, energetic) | Energetic | industry_other_demand_coal_energetic | Solids | EU | Energy demand | 0 | FEC
ES | TYNDP2026 | NT | 2050 | TWh | 178 | Sub_sector | Industry | Others | Industry (other, energetic) | Energetic | industry_other_demand_oil_energetic | Liquids | EU | Energy demand | 0 | FEC
ES | TYNDP2026 | NT | 2050 | TWh | 179 | Sub_sector | Industry | Others | Industry (other, energetic) | Energetic | industry_other_demand_others_energetic | Others | EU | Energy demand | 0 | FEC
ES | TYNDP2026 | NT | 2050 | TWh | 180 | Sub_sector | Industry | Others | Industry (other, energetic) | Energetic | industry_other_demand_ammonia_energetic | Ammonia | EU | Energy demand | 0 | FEC
ES | TYNDP2026 | NT | 2050 | TWh | 182 | Sub_sector | Industry | Others | Industry (other, non-energetic) | Non-energetic | industry_other_demand_electricity_non_energetic | Electricity | EU | Energy demand | 0 | not_included_in_FEC
ES | TYNDP2026 | NT | 2050 | TWh | 183 | Sub_sector | Industry | Others | Industry (other, non-energetic) | Non-energetic | industry_other_demand_hydrogen_non_energetic | Hydrogen | EU | Energy demand | 11.5568 | not_included_in_FEC
ES | TYNDP2026 | NT | 2050 | TWh | 184 | Sub_sector | Industry | Others | Industry (other, non-energetic) | Non-energetic | industry_other_demand_methane_non_energetic | Methane | EU | Energy demand | 0 | not_included_in_FEC
ES | TYNDP2026 | NT | 2050 | TWh | 185 | Sub_sector | Industry | Others | Industry (other, non-energetic) | Non-energetic | industry_other_demand_heat_non_energetic | Heat | EU | Energy demand | 0 | not_included_in_FEC
ES | TYNDP2026 | NT | 2050 | TWh | 186 | Sub_sector | Industry | Others | Industry (other, non-energetic) | Non-energetic | industry_other_demand_biomass_non_energetic | Biomass | EU | Energy demand | 0 | not_included_in_FEC
ES | TYNDP2026 | NT | 2050 | TWh | 187 | Sub_sector | Industry | Others | Industry (other, non-energetic) | Non-energetic | industry_other_demand_coal_non_energetic | Solids | EU | Energy demand | 0 | not_included_in_FEC
ES | TYNDP2026 | NT | 2050 | TWh | 188 | Sub_sector | Industry | Others | Industry (other, non-energetic) | Non-energetic | industry_other_demand_oil_non_energetic | Liquids | EU | Energy demand | 0 | not_included_in_FEC
ES | TYNDP2026 | NT | 2050 | TWh | 189 | Sub_sector | Industry | Others | Industry (other, non-energetic) | Non-energetic | industry_other_demand_others_non_energetic | Others | EU | Energy demand | 0 | not_included_in_FEC
ES | TYNDP2026 | NT | 2050 | TWh | 190 | Sub_sector | Industry | Others | Industry (other, non-energetic) | Non-energetic | industry_other_demand_ammonia_non_energetic | Ammonia | EU | Energy demand | 0 | not_included_in_FEC
ES | TYNDP2026 | NT | 2050 | TWh | 192 | Sub_sector | Industry | Paper | Industry (paper) | Energetic | industry_paper_demand_electricity_energetic | Electricity | EU | Energy demand | 12.9133 | FEC
ES | TYNDP2026 | NT | 2050 | TWh | 193 | Sub_sector | Industry | Paper | Industry (paper) | Energetic | industry_paper_demand_hydrogen_energetic | Hydrogen | EU | Energy demand | 2.1089 | FEC
ES | TYNDP2026 | NT | 2050 | TWh | 194 | Sub_sector | Industry | Paper | Industry (paper) | Energetic | industry_paper_demand_methane_energetic | Methane | EU | Energy demand | 0 | FEC
ES | TYNDP2026 | NT | 2050 | TWh | 195 | Sub_sector | Industry | Paper | Industry (paper) | Energetic | industry_paper_demand_heat_energetic | Heat | EU | Energy demand | 0 | FEC
ES | TYNDP2026 | NT | 2050 | TWh | 196 | Sub_sector | Industry | Paper | Industry (paper) | Energetic | industry_paper_demand_biomass_energetic | Biomass | EU | Energy demand | 0 | FEC
ES | TYNDP2026 | NT | 2050 | TWh | 197 | Sub_sector | Industry | Paper | Industry (paper) | Energetic | industry_paper_demand_coal_energetic | Solids | EU | Energy demand | 0 | FEC
ES | TYNDP2026 | NT | 2050 | TWh | 198 | Sub_sector | Industry | Paper | Industry (paper) | Energetic | industry_paper_demand_oil_energetic | Liquids | EU | Energy demand | 0 | FEC
ES | TYNDP2026 | NT | 2050 | TWh | 199 | Sub_sector | Industry | Paper | Industry (paper) | Energetic | industry_paper_demand_others_energetic | Others | EU | Energy demand | 0 | FEC
ES | TYNDP2026 | NT | 2050 | TWh | 200 | Sub_sector | Industry | Paper | Industry (paper) | Energetic | industry_paper_demand_ammonia_energetic | Ammonia | EU | Energy demand | 0 | FEC
ES | TYNDP2026 | NT | 2050 | TWh | 202 | Sub_sector | Industry | Refineries | Industry (refineries, energetic) | Energetic | industry_refinery_demand_electricity_energetic | Electricity | EU | Energy demand | 0 | not_included_in_FEC
ES | TYNDP2026 | NT | 2050 | TWh | 203 | Sub_sector | Industry | Refineries | Industry (refineries, energetic) | Energetic | industry_refinery_demand_hydrogen_energetic | Hydrogen | EU | Energy demand | 0 | not_included_in_FEC
ES | TYNDP2026 | NT | 2050 | TWh | 204 | Sub_sector | Industry | Refineries | Industry (refineries, energetic) | Energetic | industry_refinery_demand_methane_energetic | Methane | EU | Energy demand | 0 | not_included_in_FEC
ES | TYNDP2026 | NT | 2050 | TWh | 205 | Sub_sector | Industry | Refineries | Industry (refineries, energetic) | Energetic | industry_refinery_demand_heat_energetic | Heat | EU | Energy demand | 0 | not_included_in_FEC
ES | TYNDP2026 | NT | 2050 | TWh | 206 | Sub_sector | Industry | Refineries | Industry (refineries, energetic) | Energetic | industry_refinery_demand_biomass_energetic | Biomass | EU | Energy demand | 0 | not_included_in_FEC
ES | TYNDP2026 | NT | 2050 | TWh | 207 | Sub_sector | Industry | Refineries | Industry (refineries, energetic) | Energetic | industry_refinery_demand_coal_energetic | Solids | EU | Energy demand | 0 | not_included_in_FEC
ES | TYNDP2026 | NT | 2050 | TWh | 208 | Sub_sector | Industry | Refineries | Industry (refineries, energetic) | Energetic | industry_refinery_demand_oil_energetic | Liquids | EU | Energy demand | 0 | not_included_in_FEC
ES | TYNDP2026 | NT | 2050 | TWh | 209 | Sub_sector | Industry | Refineries | Industry (refineries, energetic) | Energetic | industry_refinery_demand_others_energetic | Others | EU | Energy demand | 0 | not_included_in_FEC
ES | TYNDP2026 | NT | 2050 | TWh | 210 | Sub_sector | Industry | Refineries | Industry (refineries, energetic) | Energetic | industry_refinery_demand_ammonia_energetic | Ammonia | EU | Energy demand | 0 | not_included_in_FEC
ES | TYNDP2026 | NT | 2050 | TWh | 212 | Sub_sector | Industry | Refineries | Industry (refineries, non-energetic) | Non-energetic | industry_refinery_demand_electricity_non_energetic | Electricity | EU | Energy demand | 0 | not_included_in_FEC
ES | TYNDP2026 | NT | 2050 | TWh | 213 | Sub_sector | Industry | Refineries | Industry (refineries, non-energetic) | Non-energetic | industry_refinery_demand_hydrogen_non_energetic | Hydrogen | EU | Energy demand | 0 | not_included_in_FEC
ES | TYNDP2026 | NT | 2050 | TWh | 214 | Sub_sector | Industry | Refineries | Industry (refineries, non-energetic) | Non-energetic | industry_refinery_demand_methane_non_energetic | Methane | EU | Energy demand | 0 | not_included_in_FEC
ES | TYNDP2026 | NT | 2050 | TWh | 215 | Sub_sector | Industry | Refineries | Industry (refineries, non-energetic) | Non-energetic | industry_refinery_demand_heat_non_energetic | Heat | EU | Energy demand | 0 | not_included_in_FEC
ES | TYNDP2026 | NT | 2050 | TWh | 216 | Sub_sector | Industry | Refineries | Industry (refineries, non-energetic) | Non-energetic | industry_refinery_demand_biomass_non_energetic | Biomass | EU | Energy demand | 0 | not_included_in_FEC
ES | TYNDP2026 | NT | 2050 | TWh | 217 | Sub_sector | Industry | Refineries | Industry (refineries, non-energetic) | Non-energetic | industry_refinery_demand_coal_non_energetic | Solids | EU | Energy demand | 0 | not_included_in_FEC
ES | TYNDP2026 | NT | 2050 | TWh | 218 | Sub_sector | Industry | Refineries | Industry (refineries, non-energetic) | Non-energetic | industry_refinery_demand_oil_non_energetic | Liquids | EU | Energy demand | 0 | not_included_in_FEC
ES | TYNDP2026 | NT | 2050 | TWh | 219 | Sub_sector | Industry | Refineries | Industry (refineries, non-energetic) | Non-energetic | industry_refinery_demand_others_non_energetic | Others | EU | Energy demand | 0 | not_included_in_FEC
ES | TYNDP2026 | NT | 2050 | TWh | 220 | Sub_sector | Industry | Refineries | Industry (refineries, non-energetic) | Non-energetic | industry_refinery_demand_ammonia_non_energetic | Ammonia | EU | Energy demand | 0 | not_included_in_FEC
ES | TYNDP2026 | NT | 2050 | TWh | 222 | Sub_sector | Industry | Steel | Industry (steel) | Energetic | industry_steel_demand_electricity_energetic | Electricity | EU | Energy demand | 17.2163 | FEC
ES | TYNDP2026 | NT | 2050 | TWh | 223 | Sub_sector | Industry | Steel | Industry (steel) | Energetic | industry_steel_demand_hydrogen_energetic | Hydrogen | EU | Energy demand | 16.7047 | FEC
ES | TYNDP2026 | NT | 2050 | TWh | 224 | Sub_sector | Industry | Steel | Industry (steel) | Energetic | industry_steel_demand_methane_energetic | Methane | EU | Energy demand | 9.1393 | FEC
ES | TYNDP2026 | NT | 2050 | TWh | 225 | Sub_sector | Industry | Steel | Industry (steel) | Energetic | industry_steel_demand_heat_energetic | Heat | EU | Energy demand | 0 | FEC
ES | TYNDP2026 | NT | 2050 | TWh | 226 | Sub_sector | Industry | Steel | Industry (steel) | Energetic | industry_steel_demand_biomass_energetic | Biomass | EU | Energy demand | 0 | FEC
ES | TYNDP2026 | NT | 2050 | TWh | 227 | Sub_sector | Industry | Steel | Industry (steel) | Energetic | industry_steel_demand_coal_energetic | Solids | EU | Energy demand | 1.7713 | FEC
ES | TYNDP2026 | NT | 2050 | TWh | 228 | Sub_sector | Industry | Steel | Industry (steel) | Energetic | industry_steel_demand_oil_energetic | Liquids | EU | Energy demand | 0 | FEC
ES | TYNDP2026 | NT | 2050 | TWh | 229 | Sub_sector | Industry | Steel | Industry (steel) | Energetic | industry_steel_demand_others_energetic | Others | EU | Energy demand | 0 | FEC
ES | TYNDP2026 | NT | 2050 | TWh | 230 | Sub_sector | Industry | Steel | Industry (steel) | Energetic | industry_steel_demand_ammonia_energetic | Ammonia | EU | Energy demand | 0 | FEC
ES | TYNDP2026 | NT | 2050 | TWh | 232 | Sub_sector | Transport | Cars | Transport (cars) | Energetic | transport_cars_final_demand_electricity | Electricity | EU | Energy demand | 29.9456 | FEC
ES | TYNDP2026 | NT | 2050 | TWh | 233 | Sub_sector | Transport | Cars | Transport (cars) | Energetic | transport_cars_final_demand_hydrogen | Hydrogen | EU | Energy demand | 14.0463 | FEC
ES | TYNDP2026 | NT | 2050 | TWh | 234 | Sub_sector | Transport | Cars | Transport (cars) | Energetic | transport_cars_final_demand_methane | Methane | EU | Energy demand | 0 | FEC
ES | TYNDP2026 | NT | 2050 | TWh | 235 | Sub_sector | Transport | Cars | Transport (cars) | Energetic | transport_cars_final_demand_heat | Heat | EU | Energy demand | 0 | FEC
ES | TYNDP2026 | NT | 2050 | TWh | 236 | Sub_sector | Transport | Cars | Transport (cars) | Energetic | transport_cars_final_demand_biomass | Biomass | EU | Energy demand | 0 | FEC
ES | TYNDP2026 | NT | 2050 | TWh | 237 | Sub_sector | Transport | Cars | Transport (cars) | Energetic | transport_cars_final_demand_coal | Solids | EU | Energy demand | 0 | FEC
ES | TYNDP2026 | NT | 2050 | TWh | 238 | Sub_sector | Transport | Cars | Transport (cars) | Energetic | transport_cars_final_demand_oil | Liquids | EU | Energy demand | 77.3265 | FEC
ES | TYNDP2026 | NT | 2050 | TWh | 239 | Sub_sector | Transport | Cars | Transport (cars) | Energetic | transport_cars_final_demand_other | Others | EU | Energy demand | 0 | FEC
ES | TYNDP2026 | NT | 2050 | TWh | 240 | Sub_sector | Transport | Cars | Transport (cars) | Energetic | transport_cars_final_demand_ammonia | Ammonia | EU | Energy demand | 0 | FEC
ES | TYNDP2026 | NT | 2050 | TWh | 242 | Sub_sector | Transport | Busses | Transport (busses) | Energetic | transport_busses_final_demand_electricity | Electricity | EU | Energy demand | 2.4812 | FEC
ES | TYNDP2026 | NT | 2050 | TWh | 243 | Sub_sector | Transport | Busses | Transport (busses) | Energetic | transport_busses_final_demand_hydrogen | Hydrogen | EU | Energy demand | 1.4083 | FEC
ES | TYNDP2026 | NT | 2050 | TWh | 244 | Sub_sector | Transport | Busses | Transport (busses) | Energetic | transport_busses_final_demand_methane | Methane | EU | Energy demand | 0 | FEC
ES | TYNDP2026 | NT | 2050 | TWh | 245 | Sub_sector | Transport | Busses | Transport (busses) | Energetic | transport_busses_final_demand_heat | Heat | EU | Energy demand | 0 | FEC
ES | TYNDP2026 | NT | 2050 | TWh | 246 | Sub_sector | Transport | Busses | Transport (busses) | Energetic | transport_busses_final_demand_biomass | Biomass | EU | Energy demand | 0 | FEC
ES | TYNDP2026 | NT | 2050 | TWh | 247 | Sub_sector | Transport | Busses | Transport (busses) | Energetic | transport_busses_final_demand_coal | Solids | EU | Energy demand | 0 | FEC
ES | TYNDP2026 | NT | 2050 | TWh | 248 | Sub_sector | Transport | Busses | Transport (busses) | Energetic | transport_busses_final_demand_oil | Liquids | EU | Energy demand | 7.264 | FEC
ES | TYNDP2026 | NT | 2050 | TWh | 249 | Sub_sector | Transport | Busses | Transport (busses) | Energetic | transport_busses_final_demand_other | Others | EU | Energy demand | 0 | FEC
ES | TYNDP2026 | NT | 2050 | TWh | 250 | Sub_sector | Transport | Busses | Transport (busses) | Energetic | transport_busses_final_demand_ammonia | Ammonia | EU | Energy demand | 0 | FEC
ES | TYNDP2026 | NT | 2050 | TWh | 252 | Sub_sector | Transport | Trucks | Transport (trucks) | Energetic | transport_trucks_final_demand_electricity | Electricity | EU | Energy demand | 14.1144 | FEC
ES | TYNDP2026 | NT | 2050 | TWh | 253 | Sub_sector | Transport | Trucks | Transport (trucks) | Energetic | transport_trucks_final_demand_hydrogen | Hydrogen | EU | Energy demand | 5.0473 | FEC
ES | TYNDP2026 | NT | 2050 | TWh | 254 | Sub_sector | Transport | Trucks | Transport (trucks) | Energetic | transport_trucks_final_demand_methane | Methane | EU | Energy demand | 0 | FEC
ES | TYNDP2026 | NT | 2050 | TWh | 255 | Sub_sector | Transport | Trucks | Transport (trucks) | Energetic | transport_trucks_final_demand_heat | Heat | EU | Energy demand | 0 | FEC
ES | TYNDP2026 | NT | 2050 | TWh | 256 | Sub_sector | Transport | Trucks | Transport (trucks) | Energetic | transport_trucks_final_demand_biomass | Biomass | EU | Energy demand | 0 | FEC
ES | TYNDP2026 | NT | 2050 | TWh | 257 | Sub_sector | Transport | Trucks | Transport (trucks) | Energetic | transport_trucks_final_demand_coal | Solids | EU | Energy demand | 0 | FEC
ES | TYNDP2026 | NT | 2050 | TWh | 258 | Sub_sector | Transport | Trucks | Transport (trucks) | Energetic | transport_trucks_final_demand_oil | Liquids | EU | Energy demand | 16.9122 | FEC
ES | TYNDP2026 | NT | 2050 | TWh | 259 | Sub_sector | Transport | Trucks | Transport (trucks) | Energetic | transport_trucks_final_demand_other | Others | EU | Energy demand | 0 | FEC
ES | TYNDP2026 | NT | 2050 | TWh | 260 | Sub_sector | Transport | Trucks | Transport (trucks) | Energetic | transport_trucks_final_demand_ammonia | Ammonia | EU | Energy demand | 0 | FEC
ES | TYNDP2026 | NT | 2050 | TWh | 262 | Sub_sector | Transport | Vans | Transport (vans) | Energetic | transport_vans_final_demand_electricity | Electricity | EU | Energy demand | 2.8785 | FEC
ES | TYNDP2026 | NT | 2050 | TWh | 263 | Sub_sector | Transport | Vans | Transport (vans) | Energetic | transport_vans_final_demand_hydrogen | Hydrogen | EU | Energy demand | 1.2175 | FEC
ES | TYNDP2026 | NT | 2050 | TWh | 264 | Sub_sector | Transport | Vans | Transport (vans) | Energetic | transport_vans_final_demand_methane | Methane | EU | Energy demand | 0 | FEC
ES | TYNDP2026 | NT | 2050 | TWh | 265 | Sub_sector | Transport | Vans | Transport (vans) | Energetic | transport_vans_final_demand_heat | Heat | EU | Energy demand | 0 | FEC
ES | TYNDP2026 | NT | 2050 | TWh | 266 | Sub_sector | Transport | Vans | Transport (vans) | Energetic | transport_vans_final_demand_biomass | Biomass | EU | Energy demand | 0 | FEC
ES | TYNDP2026 | NT | 2050 | TWh | 267 | Sub_sector | Transport | Vans | Transport (vans) | Energetic | transport_vans_final_demand_coal | Solids | EU | Energy demand | 0 | FEC
ES | TYNDP2026 | NT | 2050 | TWh | 268 | Sub_sector | Transport | Vans | Transport (vans) | Energetic | transport_vans_final_demand_oil | Liquids | EU | Energy demand | 4.361 | FEC
ES | TYNDP2026 | NT | 2050 | TWh | 269 | Sub_sector | Transport | Vans | Transport (vans) | Energetic | transport_vans_final_demand_other | Others | EU | Energy demand | 0 | FEC
ES | TYNDP2026 | NT | 2050 | TWh | 270 | Sub_sector | Transport | Vans | Transport (vans) | Energetic | transport_vans_final_demand_ammonia | Ammonia | EU | Energy demand | 0 | FEC
ES | TYNDP2026 | NT | 2050 | TWh | 272 | Sub_sector | Transport | Freight trains | Transport (trains) | Energetic | transport_trains_final_demand_electricity | Electricity | EU | Energy demand | 6.0182 | FEC
ES | TYNDP2026 | NT | 2050 | TWh | 273 | Sub_sector | Transport | Freight trains | Transport (trains) | Energetic | transport_trains_final_demand_hydrogen | Hydrogen | EU | Energy demand | 0.86204 | FEC
ES | TYNDP2026 | NT | 2050 | TWh | 274 | Sub_sector | Transport | Freight trains | Transport (trains) | Energetic | transport_trains_final_demand_methane | Methane | EU | Energy demand | 0 | FEC
ES | TYNDP2026 | NT | 2050 | TWh | 275 | Sub_sector | Transport | Freight trains | Transport (trains) | Energetic | transport_trains_final_demand_heat | Heat | EU | Energy demand | 0 | FEC
ES | TYNDP2026 | NT | 2050 | TWh | 276 | Sub_sector | Transport | Freight trains | Transport (trains) | Energetic | transport_trains_final_demand_biomass | Biomass | EU | Energy demand | 0 | FEC
ES | TYNDP2026 | NT | 2050 | TWh | 277 | Sub_sector | Transport | Freight trains | Transport (trains) | Energetic | transport_trains_final_demand_coal | Solids | EU | Energy demand | 0 | FEC
ES | TYNDP2026 | NT | 2050 | TWh | 278 | Sub_sector | Transport | Freight trains | Transport (trains) | Energetic | transport_trains_final_demand_oil | Liquids | EU | Energy demand | 0 | FEC
ES | TYNDP2026 | NT | 2050 | TWh | 279 | Sub_sector | Transport | Freight trains | Transport (trains) | Energetic | transport_trains_final_demand_other | Others | EU | Energy demand | 0 | FEC
ES | TYNDP2026 | NT | 2050 | TWh | 280 | Sub_sector | Transport | Freight trains | Transport (trains) | Energetic | transport_trains_final_demand_ammonia | Ammonia | EU | Energy demand | 0 | FEC
ES | TYNDP2026 | NT | 2050 | TWh | 282 | Sub_sector | Transport | Ships | Transport (ships) | Energetic | transport_ships_final_demand_electricity | Electricity | EU | Energy demand | 0 | FEC
ES | TYNDP2026 | NT | 2050 | TWh | 283 | Sub_sector | Transport | Ships | Transport (ships) | Energetic | transport_ships_final_demand_hydrogen | Hydrogen | EU | Energy demand | 0 | FEC
ES | TYNDP2026 | NT | 2050 | TWh | 284 | Sub_sector | Transport | Ships | Transport (ships) | Energetic | transport_ships_final_demand_methane | Methane | EU | Energy demand | 0 | FEC
ES | TYNDP2026 | NT | 2050 | TWh | 285 | Sub_sector | Transport | Ships | Transport (ships) | Energetic | transport_ships_final_demand_heat | Heat | EU | Energy demand | 0 | FEC
ES | TYNDP2026 | NT | 2050 | TWh | 286 | Sub_sector | Transport | Ships | Transport (ships) | Energetic | transport_ships_final_demand_biomass | Biomass | EU | Energy demand | 0 | FEC
ES | TYNDP2026 | NT | 2050 | TWh | 287 | Sub_sector | Transport | Ships | Transport (ships) | Energetic | transport_ships_final_demand_coal | Solids | EU | Energy demand | 0 | FEC
ES | TYNDP2026 | NT | 2050 | TWh | 288 | Sub_sector | Transport | Ships | Transport (ships) | Energetic | transport_ships_final_demand_oil | Liquids | EU | Energy demand | 3.9248 | FEC
ES | TYNDP2026 | NT | 2050 | TWh | 289 | Sub_sector | Transport | Ships | Transport (ships) | Energetic | transport_ships_final_demand_other | Others | EU | Energy demand | 0 | FEC
ES | TYNDP2026 | NT | 2050 | TWh | 290 | Sub_sector | Transport | Ships | Transport (ships) | Energetic | transport_ships_final_demand_ammonia | Ammonia | EU | Energy demand | 6.6838 | FEC
ES | TYNDP2026 | NT | 2050 | TWh | 292 | Sub_sector | Transport | Planes | Transport (planes) | Energetic | transport_planes_final_demand_electricity | Electricity | EU | Energy demand | 0 | FEC
ES | TYNDP2026 | NT | 2050 | TWh | 293 | Sub_sector | Transport | Planes | Transport (planes) | Energetic | transport_planes_final_demand_hydrogen | Hydrogen | EU | Energy demand | 0 | FEC
ES | TYNDP2026 | NT | 2050 | TWh | 294 | Sub_sector | Transport | Planes | Transport (planes) | Energetic | transport_planes_final_demand_methane | Methane | EU | Energy demand | 0 | FEC
ES | TYNDP2026 | NT | 2050 | TWh | 295 | Sub_sector | Transport | Planes | Transport (planes) | Energetic | transport_planes_final_demand_heat | Heat | EU | Energy demand | 0 | FEC
ES | TYNDP2026 | NT | 2050 | TWh | 296 | Sub_sector | Transport | Planes | Transport (planes) | Energetic | transport_planes_final_demand_biomass | Biomass | EU | Energy demand | 0 | FEC
ES | TYNDP2026 | NT | 2050 | TWh | 297 | Sub_sector | Transport | Planes | Transport (planes) | Energetic | transport_planes_final_demand_coal | Solids | EU | Energy demand | 0 | FEC
ES | TYNDP2026 | NT | 2050 | TWh | 298 | Sub_sector | Transport | Planes | Transport (planes) | Energetic | transport_planes_final_demand_oil | Liquids | EU | Energy demand | 22.8411 | FEC
ES | TYNDP2026 | NT | 2050 | TWh | 299 | Sub_sector | Transport | Planes | Transport (planes) | Energetic | transport_planes_final_demand_other | Others | EU | Energy demand | 0 | FEC
ES | TYNDP2026 | NT | 2050 | TWh | 300 | Sub_sector | Transport | Planes | Transport (planes) | Energetic | transport_planes_final_demand_ammonia | Ammonia | EU | Energy demand | 0 | FEC
ES | TYNDP2026 | NT | 2050 | TWh | 302 | Sub_sector | Transport | Others | Transport (others) | Energetic | transport_other_final_demand_electricity | Electricity | EU | Energy demand | 0.041785 | FEC
ES | TYNDP2026 | NT | 2050 | TWh | 303 | Sub_sector | Transport | Others | Transport (others) | Energetic | transport_other_final_demand_hydrogen | Hydrogen | EU | Energy demand | 0 | FEC
ES | TYNDP2026 | NT | 2050 | TWh | 304 | Sub_sector | Transport | Others | Transport (others) | Energetic | transport_other_final_demand_methane | Methane | EU | Energy demand | 0 | FEC
ES | TYNDP2026 | NT | 2050 | TWh | 305 | Sub_sector | Transport | Others | Transport (others) | Energetic | transport_other_final_demand_heat | Heat | EU | Energy demand | 0 | FEC
ES | TYNDP2026 | NT | 2050 | TWh | 306 | Sub_sector | Transport | Others | Transport (others) | Energetic | transport_other_final_demand_biomass | Biomass | EU | Energy demand | 0 | FEC
ES | TYNDP2026 | NT | 2050 | TWh | 307 | Sub_sector | Transport | Others | Transport (others) | Energetic | transport_other_final_demand_coal | Solids | EU | Energy demand | 0 | FEC
ES | TYNDP2026 | NT | 2050 | TWh | 308 | Sub_sector | Transport | Others | Transport (others) | Energetic | transport_other_final_demand_oil | Liquids | EU | Energy demand | 7.224 | FEC
ES | TYNDP2026 | NT | 2050 | TWh | 309 | Sub_sector | Transport | Others | Transport (others) | Energetic | transport_other_final_demand_other | Others | EU | Energy demand | 0 | FEC
ES | TYNDP2026 | NT | 2050 | TWh | 310 | Sub_sector | Transport | Others | Transport (others) | Energetic | transport_other_final_demand_ammonia | Ammonia | EU | Energy demand | 0 | FEC
ES | TYNDP2026 | NT | 2050 | TWh | 312 | Sub_sector | International transport | International aviation | Transport (int. aviation) | Energetic | transport_int_aviation_final_demand_electricity | Electricity | EU | Energy demand | 0 | FEC
ES | TYNDP2026 | NT | 2050 | TWh | 313 | Sub_sector | International transport | International aviation | Transport (int. aviation) | Energetic | transport_int_aviation_final_demand_hydrogen | Hydrogen | EU | Energy demand | 0 | FEC
ES | TYNDP2026 | NT | 2050 | TWh | 314 | Sub_sector | International transport | International aviation | Transport (int. aviation) | Energetic | transport_int_aviation_final_demand_methane | Methane | EU | Energy demand | 0 | FEC
ES | TYNDP2026 | NT | 2050 | TWh | 315 | Sub_sector | International transport | International aviation | Transport (int. aviation) | Energetic | transport_int_aviation_final_demand_heat | Heat | EU | Energy demand | 0 | FEC
ES | TYNDP2026 | NT | 2050 | TWh | 316 | Sub_sector | International transport | International aviation | Transport (int. aviation) | Energetic | transport_int_aviation_final_demand_biofuels | Biomass | EU | Energy demand | 0 | FEC
ES | TYNDP2026 | NT | 2050 | TWh | 317 | Sub_sector | International transport | International aviation | Transport (int. aviation) | Energetic | transport_int_aviation_final_demand_coal | Solids | EU | Energy demand | 0 | FEC
ES | TYNDP2026 | NT | 2050 | TWh | 318 | Sub_sector | International transport | International aviation | Transport (int. aviation) | Energetic | transport_int_aviation_final_demand_oil | Liquids | EU | Energy demand | 60.117 | FEC
ES | TYNDP2026 | NT | 2050 | TWh | 319 | Sub_sector | International transport | International aviation | Transport (int. aviation) | Energetic | transport_int_aviation_final_demand_other | Others | EU | Energy demand | 0 | FEC
ES | TYNDP2026 | NT | 2050 | TWh | 320 | Sub_sector | International transport | International aviation | Transport (int. aviation) | Energetic | transport_int_aviation_final_demand_ammonia | Ammonia | EU | Energy demand | 0 | FEC
ES | TYNDP2026 | NT | 2050 | TWh | 322 | Sub_sector | International transport | International shipping | Transport (int. shipping) | Energetic | transport_int_shipping_final_demand_electricity | Electricity | EU | Energy demand | 0 | not_included_in_FEC
ES | TYNDP2026 | NT | 2050 | TWh | 323 | Sub_sector | International transport | International shipping | Transport (int. shipping) | Energetic | transport_int_shipping_final_demand_hydrogen | Hydrogen | EU | Energy demand | 0 | not_included_in_FEC
ES | TYNDP2026 | NT | 2050 | TWh | 324 | Sub_sector | International transport | International shipping | Transport (int. shipping) | Energetic | transport_int_shipping_final_demand_methane | Methane | EU | Energy demand | 15.2553 | not_included_in_FEC
ES | TYNDP2026 | NT | 2050 | TWh | 325 | Sub_sector | International transport | International shipping | Transport (int. shipping) | Energetic | transport_int_shipping_final_demand_heat | Heat | EU | Energy demand | 0 | not_included_in_FEC
ES | TYNDP2026 | NT | 2050 | TWh | 326 | Sub_sector | International transport | International shipping | Transport (int. shipping) | Energetic | transport_int_shipping_final_demand_biofuels | Biomass | EU | Energy demand | 0 | not_included_in_FEC
ES | TYNDP2026 | NT | 2050 | TWh | 327 | Sub_sector | International transport | International shipping | Transport (int. shipping) | Energetic | transport_int_shipping_final_demand_coal | Solids | EU | Energy demand | 0 | not_included_in_FEC
ES | TYNDP2026 | NT | 2050 | TWh | 328 | Sub_sector | International transport | International shipping | Transport (int. shipping) | Energetic | transport_int_shipping_final_demand_oil | Liquids | EU | Energy demand | 36.8407 | not_included_in_FEC
ES | TYNDP2026 | NT | 2050 | TWh | 329 | Sub_sector | International transport | International shipping | Transport (int. shipping) | Energetic | transport_int_shipping_final_demand_other | Others | EU | Energy demand | 0 | not_included_in_FEC
ES | TYNDP2026 | NT | 2050 | TWh | 330 | Sub_sector | International transport | International shipping | Transport (int. shipping) | Energetic | transport_int_shipping_final_demand_ammonia | Ammonia | EU | Energy demand | 11.2041 | not_included_in_FEC
ES | TYNDP2026 | NT | 2050 | TWh | 332 | Sub_sector | Households | Space heating | Households (heating) | Energetic | households_heating_final_demand_electricity | Electricity | EU | Energy demand | 10.1709 | FEC
ES | TYNDP2026 | NT | 2050 | TWh | 333 | Sub_sector | Households | Space heating | Households (heating) | Energetic | households_heating_final_demand_hydrogen | Hydrogen | EU | Energy demand | 0 | FEC
ES | TYNDP2026 | NT | 2050 | TWh | 334 | Sub_sector | Households | Space heating | Households (heating) | Energetic | households_heating_final_demand_methane | Methane | EU | Energy demand | 3.6005 | FEC
ES | TYNDP2026 | NT | 2050 | TWh | 335 | Sub_sector | Households | Space heating | Households (heating) | Energetic | households_heating_final_demand_heat | Heat | EU | Energy demand | 0 | FEC
ES | TYNDP2026 | NT | 2050 | TWh | 336 | Sub_sector | Households | Space heating | Households (heating) | Energetic | households_heating_final_demand_biomass | Biomass | EU | Energy demand | 7.9757 | FEC
ES | TYNDP2026 | NT | 2050 | TWh | 337 | Sub_sector | Households | Space heating | Households (heating) | Energetic | households_heating_final_demand_coal | Solids | EU | Energy demand | 0 | FEC
ES | TYNDP2026 | NT | 2050 | TWh | 338 | Sub_sector | Households | Space heating | Households (heating) | Energetic | households_heating_final_demand_oil | Liquids | EU | Energy demand | 0 | FEC
ES | TYNDP2026 | NT | 2050 | TWh | 339 | Sub_sector | Households | Space heating | Households (heating) | Energetic | households_heating_final_demand_other | Others | EU | Energy demand | 17.1923 | FEC
ES | TYNDP2026 | NT | 2050 | TWh | 340 | Sub_sector | Households | Space heating | Households (heating) | Energetic | households_heating_final_demand_ammonia | Ammonia | EU | Energy demand | 0 | FEC
ES | TYNDP2026 | NT | 2050 | TWh | 343 | Sub_sector | Households | Cooling | Households (cooling) | Energetic | households_cooling_final_demand_electricity | Electricity | EU | Energy demand | 10.6755 | FEC
ES | TYNDP2026 | NT | 2050 | TWh | 344 | Sub_sector | Households | Cooling | Households (cooling) | Energetic | households_cooling_final_demand_hydrogen | Hydrogen | EU | Energy demand | 0 | FEC
ES | TYNDP2026 | NT | 2050 | TWh | 345 | Sub_sector | Households | Cooling | Households (cooling) | Energetic | households_cooling_final_demand_methane | Methane | EU | Energy demand | 0 | FEC
ES | TYNDP2026 | NT | 2050 | TWh | 346 | Sub_sector | Households | Cooling | Households (cooling) | Energetic | households_cooling_final_demand_heat | Heat | EU | Energy demand | 0 | FEC
ES | TYNDP2026 | NT | 2050 | TWh | 347 | Sub_sector | Households | Cooling | Households (cooling) | Energetic | households_cooling_final_demand_biomass | Biomass | EU | Energy demand | 0 | FEC
ES | TYNDP2026 | NT | 2050 | TWh | 348 | Sub_sector | Households | Cooling | Households (cooling) | Energetic | households_cooling_final_demand_coal | Solids | EU | Energy demand | 0 | FEC
ES | TYNDP2026 | NT | 2050 | TWh | 349 | Sub_sector | Households | Cooling | Households (cooling) | Energetic | households_cooling_final_demand_oil | Liquids | EU | Energy demand | 0 | FEC
ES | TYNDP2026 | NT | 2050 | TWh | 350 | Sub_sector | Households | Cooling | Households (cooling) | Energetic | households_cooling_final_demand_other | Others | EU | Energy demand | 0 | FEC
ES | TYNDP2026 | NT | 2050 | TWh | 351 | Sub_sector | Households | Cooling | Households (cooling) | Energetic | households_cooling_final_demand_ammonia | Ammonia | EU | Energy demand | 0 | FEC
ES | TYNDP2026 | NT | 2050 | TWh | 354 | Sub_sector | Households | Hot water | Households (hot water) | Energetic | households_hot_water_final_demand_electricity | Electricity | EU | Energy demand | 4.025 | FEC
ES | TYNDP2026 | NT | 2050 | TWh | 355 | Sub_sector | Households | Hot water | Households (hot water) | Energetic | households_hot_water_final_demand_hydrogen | Hydrogen | EU | Energy demand | 0 | FEC
ES | TYNDP2026 | NT | 2050 | TWh | 356 | Sub_sector | Households | Hot water | Households (hot water) | Energetic | households_hot_water_final_demand_methane | Methane | EU | Energy demand | 7.2794 | FEC
ES | TYNDP2026 | NT | 2050 | TWh | 357 | Sub_sector | Households | Hot water | Households (hot water) | Energetic | households_hot_water_final_demand_heat | Heat | EU | Energy demand | 0 | FEC
ES | TYNDP2026 | NT | 2050 | TWh | 358 | Sub_sector | Households | Hot water | Households (hot water) | Energetic | households_hot_water_final_demand_biomass | Biomass | EU | Energy demand | 6.063 | FEC
ES | TYNDP2026 | NT | 2050 | TWh | 359 | Sub_sector | Households | Hot water | Households (hot water) | Energetic | households_hot_water_final_demand_coal | Solids | EU | Energy demand | 0 | FEC
ES | TYNDP2026 | NT | 2050 | TWh | 360 | Sub_sector | Households | Hot water | Households (hot water) | Energetic | households_hot_water_final_demand_oil | Liquids | EU | Energy demand | 0 | FEC
ES | TYNDP2026 | NT | 2050 | TWh | 361 | Sub_sector | Households | Hot water | Households (hot water) | Energetic | households_hot_water_final_demand_other | Others | EU | Energy demand | 7.3655 | FEC
ES | TYNDP2026 | NT | 2050 | TWh | 362 | Sub_sector | Households | Hot water | Households (hot water) | Energetic | households_hot_water_final_demand_ammonia | Ammonia | EU | Energy demand | 0 | FEC
ES | TYNDP2026 | NT | 2050 | TWh | 365 | Sub_sector | Households | Appliances | Households (appliances) | Energetic | households_appliances_final_demand_electricity | Electricity | EU | Energy demand | 45.6304 | FEC
ES | TYNDP2026 | NT | 2050 | TWh | 366 | Sub_sector | Households | Appliances | Households (appliances) | Energetic | households_appliances_final_demand_hydrogen | Hydrogen | EU | Energy demand | 0 | FEC
ES | TYNDP2026 | NT | 2050 | TWh | 367 | Sub_sector | Households | Appliances | Households (appliances) | Energetic | households_appliances_final_demand_methane | Methane | EU | Energy demand | 1.806 | FEC
ES | TYNDP2026 | NT | 2050 | TWh | 368 | Sub_sector | Households | Appliances | Households (appliances) | Energetic | households_appliances_final_demand_heat | Heat | EU | Energy demand | 0 | FEC
ES | TYNDP2026 | NT | 2050 | TWh | 369 | Sub_sector | Households | Appliances | Households (appliances) | Energetic | households_appliances_final_demand_biomass | Biomass | EU | Energy demand | 0 | FEC
ES | TYNDP2026 | NT | 2050 | TWh | 370 | Sub_sector | Households | Appliances | Households (appliances) | Energetic | households_appliances_final_demand_coal | Solids | EU | Energy demand | 0 | FEC
ES | TYNDP2026 | NT | 2050 | TWh | 371 | Sub_sector | Households | Appliances | Households (appliances) | Energetic | households_appliances_final_demand_oil | Liquids | EU | Energy demand | 0 | FEC
ES | TYNDP2026 | NT | 2050 | TWh | 372 | Sub_sector | Households | Appliances | Households (appliances) | Energetic | households_appliances_final_demand_other | Others | EU | Energy demand | 0 | FEC
ES | TYNDP2026 | NT | 2050 | TWh | 373 | Sub_sector | Households | Appliances | Households (appliances) | Energetic | households_appliances_final_demand_ammonia | Ammonia | EU | Energy demand | 0 | FEC
ES | TYNDP2026 | NT | 2050 | TWh | 375 | Sub_sector | Buildings | Space heating | Buildings (heat) | Energetic | buildings_heat_final_demand_electricity | Electricity | EU | Energy demand | 10.6601 | FEC
ES | TYNDP2026 | NT | 2050 | TWh | 376 | Sub_sector | Buildings | Space heating | Buildings (heat) | Energetic | buildings_heat_final_demand_hydrogen | Hydrogen | EU | Energy demand | 0.36735 | FEC
ES | TYNDP2026 | NT | 2050 | TWh | 377 | Sub_sector | Buildings | Space heating | Buildings (heat) | Energetic | buildings_heat_final_demand_methane | Methane | EU | Energy demand | 0 | FEC
ES | TYNDP2026 | NT | 2050 | TWh | 378 | Sub_sector | Buildings | Space heating | Buildings (heat) | Energetic | buildings_heat_final_demand_heat | Heat | EU | Energy demand | 0 | FEC
ES | TYNDP2026 | NT | 2050 | TWh | 379 | Sub_sector | Buildings | Space heating | Buildings (heat) | Energetic | buildings_heat_final_demand_biomass | Biomass | EU | Energy demand | 3.3084 | FEC
ES | TYNDP2026 | NT | 2050 | TWh | 380 | Sub_sector | Buildings | Space heating | Buildings (heat) | Energetic | buildings_heat_final_demand_coal | Solids | EU | Energy demand | 0 | FEC
ES | TYNDP2026 | NT | 2050 | TWh | 381 | Sub_sector | Buildings | Space heating | Buildings (heat) | Energetic | buildings_heat_final_demand_oil | Liquids | EU | Energy demand | 0 | FEC
ES | TYNDP2026 | NT | 2050 | TWh | 382 | Sub_sector | Buildings | Space heating | Buildings (heat) | Energetic | buildings_heat_final_demand_other | Others | EU | Energy demand | 0.26423 | FEC
ES | TYNDP2026 | NT | 2050 | TWh | 383 | Sub_sector | Buildings | Space heating | Buildings (heat) | Energetic | buildings_heat_final_demand_ammonia | Ammonia | EU | Energy demand | 0 | FEC
ES | TYNDP2026 | NT | 2050 | TWh | 386 | Sub_sector | Buildings | Cooling | Buildings (cooling) | Energetic | buildings_cooling_final_demand_electricity | Electricity | EU | Energy demand | 12.4675 | FEC
ES | TYNDP2026 | NT | 2050 | TWh | 387 | Sub_sector | Buildings | Cooling | Buildings (cooling) | Energetic | buildings_cooling_final_demand_hydrogen | Hydrogen | EU | Energy demand | 0 | FEC
ES | TYNDP2026 | NT | 2050 | TWh | 388 | Sub_sector | Buildings | Cooling | Buildings (cooling) | Energetic | buildings_cooling_final_demand_methane | Methane | EU | Energy demand | 0 | FEC
ES | TYNDP2026 | NT | 2050 | TWh | 389 | Sub_sector | Buildings | Cooling | Buildings (cooling) | Energetic | buildings_cooling_final_demand_heat | Heat | EU | Energy demand | 0 | FEC
ES | TYNDP2026 | NT | 2050 | TWh | 390 | Sub_sector | Buildings | Cooling | Buildings (cooling) | Energetic | buildings_cooling_final_demand_biomass | Biomass | EU | Energy demand | 0 | FEC
ES | TYNDP2026 | NT | 2050 | TWh | 391 | Sub_sector | Buildings | Cooling | Buildings (cooling) | Energetic | buildings_cooling_final_demand_coal | Solids | EU | Energy demand | 0 | FEC
ES | TYNDP2026 | NT | 2050 | TWh | 392 | Sub_sector | Buildings | Cooling | Buildings (cooling) | Energetic | buildings_cooling_final_demand_oil | Liquids | EU | Energy demand | 0 | FEC
ES | TYNDP2026 | NT | 2050 | TWh | 393 | Sub_sector | Buildings | Cooling | Buildings (cooling) | Energetic | buildings_cooling_final_demand_other | Others | EU | Energy demand | 0 | FEC
ES | TYNDP2026 | NT | 2050 | TWh | 394 | Sub_sector | Buildings | Cooling | Buildings (cooling) | Energetic | buildings_cooling_final_demand_ammonia | Ammonia | EU | Energy demand | 0 | FEC
ES | TYNDP2026 | NT | 2050 | TWh | 397 | Sub_sector | Buildings | Appliances | Buildings (appliances) | Energetic | buildings_appliances_final_demand_electricity | Electricity | EU | Energy demand | 27.1331 | FEC
ES | TYNDP2026 | NT | 2050 | TWh | 398 | Sub_sector | Buildings | Appliances | Buildings (appliances) | Energetic | buildings_appliances_final_demand_hydrogen | Hydrogen | EU | Energy demand | 0 | FEC
ES | TYNDP2026 | NT | 2050 | TWh | 399 | Sub_sector | Buildings | Appliances | Buildings (appliances) | Energetic | buildings_appliances_final_demand_methane | Methane | EU | Energy demand | 7.2114 | FEC
ES | TYNDP2026 | NT | 2050 | TWh | 400 | Sub_sector | Buildings | Appliances | Buildings (appliances) | Energetic | buildings_appliances_final_demand_heat | Heat | EU | Energy demand | 0 | FEC
ES | TYNDP2026 | NT | 2050 | TWh | 401 | Sub_sector | Buildings | Appliances | Buildings (appliances) | Energetic | buildings_appliances_final_demand_biomass | Biomass | EU | Energy demand | 0 | FEC
ES | TYNDP2026 | NT | 2050 | TWh | 402 | Sub_sector | Buildings | Appliances | Buildings (appliances) | Energetic | buildings_appliances_final_demand_coal | Solids | EU | Energy demand | 0 | FEC
ES | TYNDP2026 | NT | 2050 | TWh | 403 | Sub_sector | Buildings | Appliances | Buildings (appliances) | Energetic | buildings_appliances_final_demand_oil | Liquids | EU | Energy demand | 0 | FEC
ES | TYNDP2026 | NT | 2050 | TWh | 404 | Sub_sector | Buildings | Appliances | Buildings (appliances) | Energetic | buildings_appliances_final_demand_other | Others | EU | Energy demand | 0 | FEC
ES | TYNDP2026 | NT | 2050 | TWh | 405 | Sub_sector | Buildings | Appliances | Buildings (appliances) | Energetic | buildings_appliances_final_demand_ammonia | Ammonia | EU | Energy demand | 0 | FEC
ES | TYNDP2026 | NT | 2050 | TWh | 407 | Sub_sector | Buildings | Datacenters | Datacenters & ICT | Energetic | datacentres_final_demand_electricity_energetic | Electricity | EU | Energy demand | 66.6564 | FEC
ES | TYNDP2026 | NT | 2050 | TWh | 408 | Sub_sector | Buildings | Datacenters | Datacenters & ICT | Energetic | datacentres_final_demand_hydrogen_energetic | Hydrogen | EU | Energy demand | 0 | FEC
ES | TYNDP2026 | NT | 2050 | TWh | 409 | Sub_sector | Buildings | Datacenters | Datacenters & ICT | Energetic | datacentres_final_demand_methane_energetic | Methane | EU | Energy demand | 0 | FEC
ES | TYNDP2026 | NT | 2050 | TWh | 410 | Sub_sector | Buildings | Datacenters | Datacenters & ICT | Energetic | datacentres_final_demand_heat_energetic | Heat | EU | Energy demand | 0 | FEC
ES | TYNDP2026 | NT | 2050 | TWh | 411 | Sub_sector | Buildings | Datacenters | Datacenters & ICT | Energetic | datacentres_final_demand_biomass_energetic | Biomass | EU | Energy demand | 0 | FEC
ES | TYNDP2026 | NT | 2050 | TWh | 412 | Sub_sector | Buildings | Datacenters | Datacenters & ICT | Energetic | datacentres_final_demand_coal_energetic | Solids | EU | Energy demand | 0 | FEC
ES | TYNDP2026 | NT | 2050 | TWh | 413 | Sub_sector | Buildings | Datacenters | Datacenters & ICT | Energetic | datacentres_final_demand_oil_energetic | Liquids | EU | Energy demand | 0 | FEC
ES | TYNDP2026 | NT | 2050 | TWh | 414 | Sub_sector | Buildings | Datacenters | Datacenters & ICT | Energetic | datacentres_final_demand_other_energetic | Others | EU | Energy demand | 0 | FEC
ES | TYNDP2026 | NT | 2050 | TWh | 415 | Sub_sector | Buildings | Datacenters | Datacenters & ICT | Energetic | datacentres_final_demand_ammonia_energetic | Ammonia | EU | Energy demand | 0 | FEC
ES | TYNDP2026 | NT | 2050 | TWh | 417 | Sub_sector | Transport | Others_Sector | Others_Sector | Energetic | other_final_demand_electricity_energetic | Electricity | EU | Energy demand | 1.576 | FEC
ES | TYNDP2026 | NT | 2050 | TWh | 418 | Sub_sector | Transport | Others_Sector | Others_Sector | Energetic | other_final_demand_hydrogen_energetic | Hydrogen | EU | Energy demand | 0 | FEC
ES | TYNDP2026 | NT | 2050 | TWh | 419 | Sub_sector | Transport | Pipeline Transport | Others_Sector | Energetic | other_final_demand_methane_energetic | Methane | EU | Energy demand | 1.0008 | FEC
ES | TYNDP2026 | NT | 2050 | TWh | 420 | Sub_sector | Transport | Others_Sector | Others_Sector | Energetic | other_final_demand_heat_energetic | Heat | EU | Energy demand | 0 | FEC
ES | TYNDP2026 | NT | 2050 | TWh | 421 | Sub_sector | Transport | Others_Sector | Others_Sector | Energetic | other_final_demand_biomass_energetic | Biomass | EU | Energy demand | 0 | FEC
ES | TYNDP2026 | NT | 2050 | TWh | 422 | Sub_sector | Transport | Others_Sector | Others_Sector | Energetic | other_final_demand_coal_energetic | Solids | EU | Energy demand | 0.86246 | FEC
ES | TYNDP2026 | NT | 2050 | TWh | 423 | Sub_sector | Transport | Others_Sector | Others_Sector | Energetic | other_final_demand_oil_energetic | Liquids | EU | Energy demand | 1.3585 | FEC
ES | TYNDP2026 | NT | 2050 | TWh | 424 | Sub_sector | Others_Sector | Others_Sector | Others_Sector | Non-energetic | other_final_demand_oil_non_energetic | Liquids | EU | Energy demand | 2.4678 | not_included_in_FEC
ES | TYNDP2026 | NT | 2050 | TWh | 425 | Sub_sector | Transport | Others_Sector | Others_Sector | Energetic | other_final_demand_other_energetic | Others | EU | Energy demand | 0 | FEC
ES | TYNDP2026 | NT | 2050 | TWh | 426 | Sub_sector | Transport | Others_Sector | Others_Sector | Energetic | other_final_demand_ammonia_energetic | Ammonia | EU | Energy demand | 0 | FEC
ES | TYNDP2026 | NT | 2050 | TWh | 427 | Sub_sector | Industry | Surplus_Heat_in_Industry | Surplus_Heat_in_Industry | Energetic | final_demand_of_industry_unused_local_production_steam_hot_water | Heat | EU | Energy demand | 0 | FEC
ES | TYNDP2026 | NT | 2050 | TWh | 429 | Sub_sector | Agriculture | Total | Agriculture | Energetic | agriculture_final_demand_electricity_energetic | Electricity | EU | Energy demand | 6.8836 | FEC
ES | TYNDP2026 | NT | 2050 | TWh | 430 | Sub_sector | Agriculture | Total | Agriculture | Energetic | agriculture_final_demand_hydrogen_energetic | Hydrogen | EU | Energy demand | 0 | FEC
ES | TYNDP2026 | NT | 2050 | TWh | 431 | Sub_sector | Agriculture | Total | Agriculture | Energetic | agriculture_final_demand_methane_energetic | Methane | EU | Energy demand | 2.1416 | FEC
ES | TYNDP2026 | NT | 2050 | TWh | 432 | Sub_sector | Agriculture | Total | Agriculture | Energetic | agriculture_final_demand_heat_energetic | Heat | EU | Energy demand | 0 | FEC
ES | TYNDP2026 | NT | 2050 | TWh | 433 | Sub_sector | Agriculture | Total | Agriculture | Energetic | agriculture_final_demand_biomass_energetic | Biomass | EU | Energy demand | 0.74063 | FEC
ES | TYNDP2026 | NT | 2050 | TWh | 434 | Sub_sector | Agriculture | Total | Agriculture | Energetic | agriculture_final_demand_coal_energetic | Solids | EU | Energy demand | 0 | FEC
ES | TYNDP2026 | NT | 2050 | TWh | 435 | Sub_sector | Agriculture | Total | Agriculture | Energetic | agriculture_final_demand_oil_energetic | Liquids | EU | Energy demand | 20.5049 | FEC
ES | TYNDP2026 | NT | 2050 | TWh | 436 | Sub_sector | Agriculture | Total | Agriculture | Energetic | agriculture_final_demand_other_energetic | Others | EU | Energy demand | 0 | FEC
ES | TYNDP2026 | NT | 2050 | TWh | 437 | Sub_sector | Agriculture | Total | Agriculture | Energetic | agriculture_final_demand_ammonia_energetic | Ammonia | EU | Energy demand | 0 | FEC
ES | TYNDP2026 | NT | 2050 | TWh | 447 | Sub_sector | Buildings | Surplus Energy | Buildings | Energetic | GAP | Electricity | EU | Energy demand | 0 | FEC
ES | TYNDP2026 | NT | 2050 | TWh | 448 | Sub_sector | Buildings | Surplus Energy | Buildings | Energetic | GAP | Hydrogen | EU | Energy demand | 0 | FEC
ES | TYNDP2026 | NT | 2050 | TWh | 449 | Sub_sector | Buildings | Surplus Energy | Buildings | Energetic | GAP | Methane | EU | Energy demand | 0 | FEC
ES | TYNDP2026 | NT | 2050 | TWh | 450 | Sub_sector | Buildings | Surplus Energy | Buildings | Energetic | GAP | Heat | EU | Energy demand | 0 | FEC
ES | TYNDP2026 | NT | 2050 | TWh | 451 | Sub_sector | Buildings | Surplus Energy | Buildings | Energetic | GAP | Biomass | EU | Energy demand | 0.0053525 | FEC
ES | TYNDP2026 | NT | 2050 | TWh | 452 | Sub_sector | Buildings | Surplus Energy | Buildings | Energetic | GAP | Solids | EU | Energy demand | 0 | FEC
ES | TYNDP2026 | NT | 2050 | TWh | 453 | Sub_sector | Buildings | Surplus Energy | Buildings | Energetic | GAP | Liquids | EU | Energy demand | 2.3615 | FEC
ES | TYNDP2026 | NT | 2050 | TWh | 454 | Sub_sector | Buildings | Surplus Energy | Buildings | Energetic | GAP | Others | EU | Energy demand | 0 | FEC
ES | TYNDP2026 | NT | 2050 | TWh | 455 | Sub_sector | Buildings | Surplus Energy | Buildings | Energetic | GAP | Ammonia | EU | Energy demand | 0 | FEC
ES | TYNDP2026 | NT | 2050 | TWh | 456 | Sub_sector | Households | Surplus Energy | Households | Energetic | GAP | Electricity | EU | Energy demand | 0 | FEC
ES | TYNDP2026 | NT | 2050 | TWh | 457 | Sub_sector | Households | Surplus Energy | Households | Energetic | GAP | Hydrogen | EU | Energy demand | 0 | FEC
ES | TYNDP2026 | NT | 2050 | TWh | 458 | Sub_sector | Households | Surplus Energy | Households | Energetic | GAP | Methane | EU | Energy demand | 0 | FEC
ES | TYNDP2026 | NT | 2050 | TWh | 459 | Sub_sector | Households | Surplus Energy | Households | Energetic | GAP | Heat | EU | Energy demand | 0 | FEC
ES | TYNDP2026 | NT | 2050 | TWh | 460 | Sub_sector | Households | Surplus Energy | Households | Energetic | GAP | Biomass | EU | Energy demand | 0 | FEC
ES | TYNDP2026 | NT | 2050 | TWh | 461 | Sub_sector | Households | Surplus Energy | Households | Energetic | GAP | Solids | EU | Energy demand | 0 | FEC
ES | TYNDP2026 | NT | 2050 | TWh | 462 | Sub_sector | Households | Surplus Energy | Households | Energetic | GAP | Liquids | EU | Energy demand | 0 | FEC
ES | TYNDP2026 | NT | 2050 | TWh | 463 | Sub_sector | Households | Surplus Energy | Households | Energetic | GAP | Others | EU | Energy demand | 0 | FEC
ES | TYNDP2026 | NT | 2050 | TWh | 464 | Sub_sector | Households | Surplus Energy | Households | Energetic | GAP | Ammonia | EU | Energy demand | 0 | FEC
ES | TYNDP2026 | HEV | 2035 | TWh | 102 | Sub_sector | Industry | Aluminium | Industry (aluminium) | Energetic | industry_aluminium_demand_electricity_energetic | Electricity | EU | Energy demand | 3.7906 | FEC
ES | TYNDP2026 | HEV | 2035 | TWh | 103 | Sub_sector | Industry | Aluminium | Industry (aluminium) | Energetic | industry_aluminium_demand_hydrogen_energetic | Hydrogen | EU | Energy demand | 0 | FEC
ES | TYNDP2026 | HEV | 2035 | TWh | 104 | Sub_sector | Industry | Aluminium | Industry (aluminium) | Energetic | industry_aluminium_demand_methane_energetic | Methane | EU | Energy demand | 0.26716 | FEC
ES | TYNDP2026 | HEV | 2035 | TWh | 105 | Sub_sector | Industry | Aluminium | Industry (aluminium) | Energetic | industry_aluminium_demand_heat_energetic | Heat | EU | Energy demand | 0 | FEC
ES | TYNDP2026 | HEV | 2035 | TWh | 106 | Sub_sector | Industry | Aluminium | Industry (aluminium) | Energetic | industry_aluminium_demand_biomass_energetic | Biomass | EU | Energy demand | 0 | FEC
ES | TYNDP2026 | HEV | 2035 | TWh | 107 | Sub_sector | Industry | Aluminium | Industry (aluminium) | Energetic | industry_aluminium_demand_coal_energetic | Solids | EU | Energy demand | 0 | FEC
ES | TYNDP2026 | HEV | 2035 | TWh | 108 | Sub_sector | Industry | Aluminium | Industry (aluminium) | Energetic | industry_aluminium_demand_oil_energetic | Liquids | EU | Energy demand | 0 | FEC
ES | TYNDP2026 | HEV | 2035 | TWh | 109 | Sub_sector | Industry | Aluminium | Industry (aluminium) | Energetic | industry_aluminium_demand_others_energetic | Others | EU | Energy demand | 0 | FEC
ES | TYNDP2026 | HEV | 2035 | TWh | 110 | Sub_sector | Industry | Aluminium | Industry (aluminium) | Energetic | industry_ammonia_demand_others_energetic | Ammonia | EU | Energy demand | 0 | FEC
ES | TYNDP2026 | HEV | 2035 | TWh | 112 | Sub_sector | Industry | Chemicals | Industry (chemicals, energetic) | Energetic | industry_chemical_demand_electricity_energetic | Electricity | EU | Energy demand | 14.3264 | FEC
ES | TYNDP2026 | HEV | 2035 | TWh | 113 | Sub_sector | Industry | Chemicals | Industry (chemicals, energetic) | Energetic | industry_chemical_demand_hydrogen_energetic | Hydrogen | EU | Energy demand | 0 | FEC
ES | TYNDP2026 | HEV | 2035 | TWh | 114 | Sub_sector | Industry | Chemicals | Industry (chemicals, energetic) | Energetic | industry_chemical_demand_methane_energetic | Methane | EU | Energy demand | 23.9313 | FEC
ES | TYNDP2026 | HEV | 2035 | TWh | 115 | Sub_sector | Industry | Chemicals | Industry (chemicals, energetic) | Energetic | industry_chemical_demand_heat_energetic | Heat | EU | Energy demand | 0 | FEC
ES | TYNDP2026 | HEV | 2035 | TWh | 116 | Sub_sector | Industry | Chemicals | Industry (chemicals, energetic) | Energetic | industry_chemical_demand_biomass_energetic | Biomass | EU | Energy demand | 0.065374 | FEC
ES | TYNDP2026 | HEV | 2035 | TWh | 117 | Sub_sector | Industry | Chemicals | Industry (chemicals, energetic) | Energetic | industry_chemical_demand_coal_energetic | Solids | EU | Energy demand | 0 | FEC
ES | TYNDP2026 | HEV | 2035 | TWh | 118 | Sub_sector | Industry | Chemicals | Industry (chemicals, energetic) | Energetic | industry_chemical_demand_oil_energetic | Liquids | EU | Energy demand | 5.11e-15 | FEC
ES | TYNDP2026 | HEV | 2035 | TWh | 119 | Sub_sector | Industry | Chemicals | Industry (chemicals, energetic) | Energetic | industry_chemical_demand_others_energetic | Others | EU | Energy demand | 0 | FEC
ES | TYNDP2026 | HEV | 2035 | TWh | 120 | Sub_sector | Industry | Chemicals | Industry (chemicals, energetic) | Energetic | industry_chemical_demand_ammonia_energetic | Ammonia | EU | Energy demand | 0 | FEC
ES | TYNDP2026 | HEV | 2035 | TWh | 122 | Sub_sector | Industry | Chemicals | Industry (chemicals, non-energetic) | Non-energetic | industry_chemical_demand_electricity_non_energetic | Electricity | EU | Energy demand | 0 | not_included_in_FEC
ES | TYNDP2026 | HEV | 2035 | TWh | 123 | Sub_sector | Industry | Chemicals | Industry (chemicals, non-energetic) | Non-energetic | industry_chemical_demand_hydrogen_non_energetic | Hydrogen | EU | Energy demand | 4.4405 | not_included_in_FEC
ES | TYNDP2026 | HEV | 2035 | TWh | 124 | Sub_sector | Industry | Chemicals | Industry (chemicals, non-energetic) | Non-energetic | industry_chemical_demand_methane_non_energetic | Methane | EU | Energy demand | 0 | not_included_in_FEC
ES | TYNDP2026 | HEV | 2035 | TWh | 125 | Sub_sector | Industry | Chemicals | Industry (chemicals, non-energetic) | Non-energetic | industry_chemical_demand_heat_non_energetic | Heat | EU | Energy demand | 0 | not_included_in_FEC
ES | TYNDP2026 | HEV | 2035 | TWh | 126 | Sub_sector | Industry | Chemicals | Industry (chemicals, non-energetic) | Non-energetic | industry_chemical_demand_biomass_non_energetic | Biomass | EU | Energy demand | 0 | not_included_in_FEC
ES | TYNDP2026 | HEV | 2035 | TWh | 127 | Sub_sector | Industry | Chemicals | Industry (chemicals, non-energetic) | Non-energetic | industry_chemical_demand_coal_non_energetic | Solids | EU | Energy demand | 0 | not_included_in_FEC
ES | TYNDP2026 | HEV | 2035 | TWh | 128 | Sub_sector | Industry | Chemicals | Industry (chemicals, non-energetic) | Non-energetic | industry_chemical_demand_oil_non_energetic | Liquids | EU | Energy demand | 39.0937 | not_included_in_FEC
ES | TYNDP2026 | HEV | 2035 | TWh | 129 | Sub_sector | Industry | Chemicals | Industry (chemicals, non-energetic) | Non-energetic | industry_chemical_demand_others_non_energetic | Others | EU | Energy demand | 0 | not_included_in_FEC
ES | TYNDP2026 | HEV | 2035 | TWh | 130 | Sub_sector | Industry | Chemicals | Industry (chemicals, non-energetic) | Non-energetic | industry_chemical_demand_ammonia_non_energetic | Ammonia | EU | Energy demand | 0 | not_included_in_FEC
ES | TYNDP2026 | HEV | 2035 | TWh | 132 | Sub_sector | Industry | Fertilizers | Industry (fertilizers, energetic) | Energetic | industry_fertilizers_demand_electricity_energetic | Electricity | EU | Energy demand | 0.18234 | FEC
ES | TYNDP2026 | HEV | 2035 | TWh | 133 | Sub_sector | Industry | Fertilizers | Industry (fertilizers, energetic) | Energetic | industry_fertilizers_demand_hydrogen_energetic | Hydrogen | EU | Energy demand | 0 | FEC
ES | TYNDP2026 | HEV | 2035 | TWh | 134 | Sub_sector | Industry | Fertilizers | Industry (fertilizers, energetic) | Energetic | industry_fertilizers_demand_methane_energetic | Methane | EU | Energy demand | 0.74459 | FEC
ES | TYNDP2026 | HEV | 2035 | TWh | 135 | Sub_sector | Industry | Fertilizers | Industry (fertilizers, energetic) | Energetic | industry_fertilizers_demand_heat_energetic | Heat | EU | Energy demand | 0 | FEC
ES | TYNDP2026 | HEV | 2035 | TWh | 136 | Sub_sector | Industry | Fertilizers | Industry (fertilizers, energetic) | Energetic | industry_fertilizers_demand_biomass_energetic | Biomass | EU | Energy demand | 0 | FEC
ES | TYNDP2026 | HEV | 2035 | TWh | 137 | Sub_sector | Industry | Fertilizers | Industry (fertilizers, energetic) | Energetic | industry_fertilizers_demand_coal_energetic | Solids | EU | Energy demand | 0 | FEC
ES | TYNDP2026 | HEV | 2035 | TWh | 138 | Sub_sector | Industry | Fertilizers | Industry (fertilizers, energetic) | Energetic | industry_fertilizers_demand_oil_energetic | Liquids | EU | Energy demand | 0 | FEC
ES | TYNDP2026 | HEV | 2035 | TWh | 139 | Sub_sector | Industry | Fertilizers | Industry (fertilizers, energetic) | Energetic | industry_fertilizers_demand_others_energetic | Others | EU | Energy demand | 0 | FEC
ES | TYNDP2026 | HEV | 2035 | TWh | 140 | Sub_sector | Industry | Fertilizers | Industry (fertilizers, energetic) | Energetic | industry_fertilizers_demand_ammonia_energetic | Ammonia | EU | Energy demand | 0 | FEC
ES | TYNDP2026 | HEV | 2035 | TWh | 142 | Sub_sector | Industry | Fertilizers | Industry (fertilizers, non-energetic) | Non-energetic | industry_fertilizers_demand_electricity_non_energetic | Electricity | EU | Energy demand | 0 | not_included_in_FEC
ES | TYNDP2026 | HEV | 2035 | TWh | 143 | Sub_sector | Industry | Fertilizers | Industry (fertilizers, non-energetic) | Non-energetic | industry_fertilizers_demand_hydrogen_non_energetic | Hydrogen | EU | Energy demand | 4.2 | not_included_in_FEC
ES | TYNDP2026 | HEV | 2035 | TWh | 144 | Sub_sector | Industry | Fertilizers | Industry (fertilizers, non-energetic) | Non-energetic | industry_fertilizers_demand_methane_non_energetic | Methane | EU | Energy demand | 0 | not_included_in_FEC
ES | TYNDP2026 | HEV | 2035 | TWh | 145 | Sub_sector | Industry | Fertilizers | Industry (fertilizers, non-energetic) | Non-energetic | industry_fertilizers_demand_heat_non_energetic | Heat | EU | Energy demand | 0 | not_included_in_FEC
ES | TYNDP2026 | HEV | 2035 | TWh | 146 | Sub_sector | Industry | Fertilizers | Industry (fertilizers, non-energetic) | Non-energetic | industry_fertilizers_demand_biomass_non_energetic | Biomass | EU | Energy demand | 0 | not_included_in_FEC
ES | TYNDP2026 | HEV | 2035 | TWh | 147 | Sub_sector | Industry | Fertilizers | Industry (fertilizers, non-energetic) | Non-energetic | industry_fertilizers_demand_coal_non_energetic | Solids | EU | Energy demand | 0 | not_included_in_FEC
ES | TYNDP2026 | HEV | 2035 | TWh | 148 | Sub_sector | Industry | Fertilizers | Industry (fertilizers, non-energetic) | Non-energetic | industry_fertilizers_demand_oil_non_energetic | Liquids | EU | Energy demand | 0 | not_included_in_FEC
ES | TYNDP2026 | HEV | 2035 | TWh | 149 | Sub_sector | Industry | Fertilizers | Industry (fertilizers, non-energetic) | Non-energetic | industry_fertilizers_demand_others_non_energetic | Others | EU | Energy demand | 0 | not_included_in_FEC
ES | TYNDP2026 | HEV | 2035 | TWh | 150 | Sub_sector | Industry | Fertilizers | Industry (fertilizers, non-energetic) | Non-energetic | industry_fertilizers_demand_ammonia_non_energetic | Ammonia | EU | Energy demand | 0 | not_included_in_FEC
ES | TYNDP2026 | HEV | 2035 | TWh | 152 | Sub_sector | Industry | Food | Industry (food) | Energetic | industry_food_demand_electricity_energetic | Electricity | EU | Energy demand | 18.8464 | FEC
ES | TYNDP2026 | HEV | 2035 | TWh | 153 | Sub_sector | Industry | Food | Industry (food) | Energetic | industry_food_demand_hydrogen_energetic | Hydrogen | EU | Energy demand | 0 | FEC
ES | TYNDP2026 | HEV | 2035 | TWh | 154 | Sub_sector | Industry | Food | Industry (food) | Energetic | industry_food_demand_methane_energetic | Methane | EU | Energy demand | 5.8729 | FEC
ES | TYNDP2026 | HEV | 2035 | TWh | 155 | Sub_sector | Industry | Food | Industry (food) | Energetic | industry_food_demand_heat_energetic | Heat | EU | Energy demand | 0 | FEC
ES | TYNDP2026 | HEV | 2035 | TWh | 156 | Sub_sector | Industry | Food | Industry (food) | Energetic | industry_food_demand_biomass_energetic | Biomass | EU | Energy demand | 4.2042 | FEC
ES | TYNDP2026 | HEV | 2035 | TWh | 157 | Sub_sector | Industry | Food | Industry (food) | Energetic | industry_food_demand_coal_energetic | Solids | EU | Energy demand | 0 | FEC
ES | TYNDP2026 | HEV | 2035 | TWh | 158 | Sub_sector | Industry | Food | Industry (food) | Energetic | industry_food_demand_oil_energetic | Liquids | EU | Energy demand | 0 | FEC
ES | TYNDP2026 | HEV | 2035 | TWh | 159 | Sub_sector | Industry | Food | Industry (food) | Energetic | industry_food_demand_others_energetic | Others | EU | Energy demand | 0 | FEC
ES | TYNDP2026 | HEV | 2035 | TWh | 160 | Sub_sector | Industry | Food | Industry (food) | Energetic | industry_food_demand_ammonia_energetic | Ammonia | EU | Energy demand | 0 | FEC
ES | TYNDP2026 | HEV | 2035 | TWh | 162 | Sub_sector | Industry | Metals | Industry (metal) | Energetic | industry_metal_demand_electricity_energetic | Electricity | EU | Energy demand | 4.8222 | FEC
ES | TYNDP2026 | HEV | 2035 | TWh | 163 | Sub_sector | Industry | Metals | Industry (metal) | Energetic | industry_metal_demand_hydrogen_energetic | Hydrogen | EU | Energy demand | 0 | FEC
ES | TYNDP2026 | HEV | 2035 | TWh | 164 | Sub_sector | Industry | Metals | Industry (metal) | Energetic | industry_metal_demand_methane_energetic | Methane | EU | Energy demand | 5.2135 | FEC
ES | TYNDP2026 | HEV | 2035 | TWh | 165 | Sub_sector | Industry | Metals | Industry (metal) | Energetic | industry_metal_demand_heat_energetic | Heat | EU | Energy demand | 0 | FEC
ES | TYNDP2026 | HEV | 2035 | TWh | 166 | Sub_sector | Industry | Metals | Industry (metal) | Energetic | industry_metal_demand_biomass_energetic | Biomass | EU | Energy demand | 0 | FEC
ES | TYNDP2026 | HEV | 2035 | TWh | 167 | Sub_sector | Industry | Metals | Industry (metal) | Energetic | industry_metal_demand_coal_energetic | Solids | EU | Energy demand | 0 | FEC
ES | TYNDP2026 | HEV | 2035 | TWh | 168 | Sub_sector | Industry | Metals | Industry (metal) | Energetic | industry_metal_demand_oil_energetic | Liquids | EU | Energy demand | 0.84916 | FEC
ES | TYNDP2026 | HEV | 2035 | TWh | 169 | Sub_sector | Industry | Metals | Industry (metal) | Energetic | industry_metal_demand_others_energetic | Others | EU | Energy demand | 0 | FEC
ES | TYNDP2026 | HEV | 2035 | TWh | 170 | Sub_sector | Industry | Metals | Industry (metal) | Energetic | industry_metal_demand_ammonia_energetic | Ammonia | EU | Energy demand | 0 | FEC
ES | TYNDP2026 | HEV | 2035 | TWh | 172 | Sub_sector | Industry | Others | Industry (other, energetic) | Energetic | industry_other_demand_electricity_energetic | Electricity | EU | Energy demand | 53.477 | FEC
ES | TYNDP2026 | HEV | 2035 | TWh | 173 | Sub_sector | Industry | Others | Industry (other, energetic) | Energetic | industry_other_demand_hydrogen_energetic | Hydrogen | EU | Energy demand | 5.2155 | FEC
ES | TYNDP2026 | HEV | 2035 | TWh | 174 | Sub_sector | Industry | Others | Industry (other, energetic) | Energetic | industry_other_demand_methane_energetic | Methane | EU | Energy demand | 32.4174 | FEC
ES | TYNDP2026 | HEV | 2035 | TWh | 175 | Sub_sector | Industry | Others | Industry (other, energetic) | Energetic | industry_other_demand_heat_energetic | Heat | EU | Energy demand | 0 | FEC
ES | TYNDP2026 | HEV | 2035 | TWh | 176 | Sub_sector | Industry | Others | Industry (other, energetic) | Energetic | industry_other_demand_biomass_energetic | Biomass | EU | Energy demand | 7.647 | FEC
ES | TYNDP2026 | HEV | 2035 | TWh | 177 | Sub_sector | Industry | Others | Industry (other, energetic) | Energetic | industry_other_demand_coal_energetic | Solids | EU | Energy demand | 0 | FEC
ES | TYNDP2026 | HEV | 2035 | TWh | 178 | Sub_sector | Industry | Others | Industry (other, energetic) | Energetic | industry_other_demand_oil_energetic | Liquids | EU | Energy demand | 4.5804 | FEC
ES | TYNDP2026 | HEV | 2035 | TWh | 179 | Sub_sector | Industry | Others | Industry (other, energetic) | Energetic | industry_other_demand_others_energetic | Others | EU | Energy demand | 0 | FEC
ES | TYNDP2026 | HEV | 2035 | TWh | 180 | Sub_sector | Industry | Others | Industry (other, energetic) | Energetic | industry_other_demand_ammonia_energetic | Ammonia | EU | Energy demand | 0 | FEC
ES | TYNDP2026 | HEV | 2035 | TWh | 182 | Sub_sector | Industry | Others | Industry (other, non-energetic) | Non-energetic | industry_other_demand_electricity_non_energetic | Electricity | EU | Energy demand | 0 | not_included_in_FEC
ES | TYNDP2026 | HEV | 2035 | TWh | 183 | Sub_sector | Industry | Others | Industry (other, non-energetic) | Non-energetic | industry_other_demand_hydrogen_non_energetic | Hydrogen | EU | Energy demand | 0 | not_included_in_FEC
ES | TYNDP2026 | HEV | 2035 | TWh | 184 | Sub_sector | Industry | Others | Industry (other, non-energetic) | Non-energetic | industry_other_demand_methane_non_energetic | Methane | EU | Energy demand | 0 | not_included_in_FEC
ES | TYNDP2026 | HEV | 2035 | TWh | 185 | Sub_sector | Industry | Others | Industry (other, non-energetic) | Non-energetic | industry_other_demand_heat_non_energetic | Heat | EU | Energy demand | 0 | not_included_in_FEC
ES | TYNDP2026 | HEV | 2035 | TWh | 186 | Sub_sector | Industry | Others | Industry (other, non-energetic) | Non-energetic | industry_other_demand_biomass_non_energetic | Biomass | EU | Energy demand | 0 | not_included_in_FEC
ES | TYNDP2026 | HEV | 2035 | TWh | 187 | Sub_sector | Industry | Others | Industry (other, non-energetic) | Non-energetic | industry_other_demand_coal_non_energetic | Solids | EU | Energy demand | 0 | not_included_in_FEC
ES | TYNDP2026 | HEV | 2035 | TWh | 188 | Sub_sector | Industry | Others | Industry (other, non-energetic) | Non-energetic | industry_other_demand_oil_non_energetic | Liquids | EU | Energy demand | 16.5097 | not_included_in_FEC
ES | TYNDP2026 | HEV | 2035 | TWh | 189 | Sub_sector | Industry | Others | Industry (other, non-energetic) | Non-energetic | industry_other_demand_others_non_energetic | Others | EU | Energy demand | 0 | not_included_in_FEC
ES | TYNDP2026 | HEV | 2035 | TWh | 190 | Sub_sector | Industry | Others | Industry (other, non-energetic) | Non-energetic | industry_other_demand_ammonia_non_energetic | Ammonia | EU | Energy demand | 0 | not_included_in_FEC
ES | TYNDP2026 | HEV | 2035 | TWh | 192 | Sub_sector | Industry | Paper | Industry (paper) | Energetic | industry_paper_demand_electricity_energetic | Electricity | EU | Energy demand | 10.935 | FEC
ES | TYNDP2026 | HEV | 2035 | TWh | 193 | Sub_sector | Industry | Paper | Industry (paper) | Energetic | industry_paper_demand_hydrogen_energetic | Hydrogen | EU | Energy demand | 0 | FEC
ES | TYNDP2026 | HEV | 2035 | TWh | 194 | Sub_sector | Industry | Paper | Industry (paper) | Energetic | industry_paper_demand_methane_energetic | Methane | EU | Energy demand | 3.982 | FEC
ES | TYNDP2026 | HEV | 2035 | TWh | 195 | Sub_sector | Industry | Paper | Industry (paper) | Energetic | industry_paper_demand_heat_energetic | Heat | EU | Energy demand | 0 | FEC
ES | TYNDP2026 | HEV | 2035 | TWh | 196 | Sub_sector | Industry | Paper | Industry (paper) | Energetic | industry_paper_demand_biomass_energetic | Biomass | EU | Energy demand | 5.1775 | FEC
ES | TYNDP2026 | HEV | 2035 | TWh | 197 | Sub_sector | Industry | Paper | Industry (paper) | Energetic | industry_paper_demand_coal_energetic | Solids | EU | Energy demand | 0 | FEC
ES | TYNDP2026 | HEV | 2035 | TWh | 198 | Sub_sector | Industry | Paper | Industry (paper) | Energetic | industry_paper_demand_oil_energetic | Liquids | EU | Energy demand | 0 | FEC
ES | TYNDP2026 | HEV | 2035 | TWh | 199 | Sub_sector | Industry | Paper | Industry (paper) | Energetic | industry_paper_demand_others_energetic | Others | EU | Energy demand | 0 | FEC
ES | TYNDP2026 | HEV | 2035 | TWh | 200 | Sub_sector | Industry | Paper | Industry (paper) | Energetic | industry_paper_demand_ammonia_energetic | Ammonia | EU | Energy demand | 0 | FEC
ES | TYNDP2026 | HEV | 2035 | TWh | 202 | Sub_sector | Industry | Refineries | Industry (refineries, energetic) | Energetic | industry_refinery_demand_electricity_energetic | Electricity | EU | Energy demand | 3.8249 | not_included_in_FEC
ES | TYNDP2026 | HEV | 2035 | TWh | 203 | Sub_sector | Industry | Refineries | Industry (refineries, energetic) | Energetic | industry_refinery_demand_hydrogen_energetic | Hydrogen | EU | Energy demand | 17.2475 | not_included_in_FEC
ES | TYNDP2026 | HEV | 2035 | TWh | 204 | Sub_sector | Industry | Refineries | Industry (refineries, energetic) | Energetic | industry_refinery_demand_methane_energetic | Methane | EU | Energy demand | 14.454 | not_included_in_FEC
ES | TYNDP2026 | HEV | 2035 | TWh | 205 | Sub_sector | Industry | Refineries | Industry (refineries, energetic) | Energetic | industry_refinery_demand_heat_energetic | Heat | EU | Energy demand | 0 | not_included_in_FEC
ES | TYNDP2026 | HEV | 2035 | TWh | 206 | Sub_sector | Industry | Refineries | Industry (refineries, energetic) | Energetic | industry_refinery_demand_biomass_energetic | Biomass | EU | Energy demand | 0 | not_included_in_FEC
ES | TYNDP2026 | HEV | 2035 | TWh | 207 | Sub_sector | Industry | Refineries | Industry (refineries, energetic) | Energetic | industry_refinery_demand_coal_energetic | Solids | EU | Energy demand | 0 | not_included_in_FEC
ES | TYNDP2026 | HEV | 2035 | TWh | 208 | Sub_sector | Industry | Refineries | Industry (refineries, energetic) | Energetic | industry_refinery_demand_oil_energetic | Liquids | EU | Energy demand | 49.2928 | not_included_in_FEC
ES | TYNDP2026 | HEV | 2035 | TWh | 209 | Sub_sector | Industry | Refineries | Industry (refineries, energetic) | Energetic | industry_refinery_demand_others_energetic | Others | EU | Energy demand | 0 | not_included_in_FEC
ES | TYNDP2026 | HEV | 2035 | TWh | 210 | Sub_sector | Industry | Refineries | Industry (refineries, energetic) | Energetic | industry_refinery_demand_ammonia_energetic | Ammonia | EU | Energy demand | 0 | not_included_in_FEC
ES | TYNDP2026 | HEV | 2035 | TWh | 212 | Sub_sector | Industry | Refineries | Industry (refineries, non-energetic) | Non-energetic | industry_refinery_demand_electricity_non_energetic | Electricity | EU | Energy demand | 0 | not_included_in_FEC
ES | TYNDP2026 | HEV | 2035 | TWh | 213 | Sub_sector | Industry | Refineries | Industry (refineries, non-energetic) | Non-energetic | industry_refinery_demand_hydrogen_non_energetic | Hydrogen | EU | Energy demand | 0 | not_included_in_FEC
ES | TYNDP2026 | HEV | 2035 | TWh | 214 | Sub_sector | Industry | Refineries | Industry (refineries, non-energetic) | Non-energetic | industry_refinery_demand_methane_non_energetic | Methane | EU | Energy demand | 0 | not_included_in_FEC
ES | TYNDP2026 | HEV | 2035 | TWh | 215 | Sub_sector | Industry | Refineries | Industry (refineries, non-energetic) | Non-energetic | industry_refinery_demand_heat_non_energetic | Heat | EU | Energy demand | 0 | not_included_in_FEC
ES | TYNDP2026 | HEV | 2035 | TWh | 216 | Sub_sector | Industry | Refineries | Industry (refineries, non-energetic) | Non-energetic | industry_refinery_demand_biomass_non_energetic | Biomass | EU | Energy demand | 0 | not_included_in_FEC
ES | TYNDP2026 | HEV | 2035 | TWh | 217 | Sub_sector | Industry | Refineries | Industry (refineries, non-energetic) | Non-energetic | industry_refinery_demand_coal_non_energetic | Solids | EU | Energy demand | 0 | not_included_in_FEC
ES | TYNDP2026 | HEV | 2035 | TWh | 218 | Sub_sector | Industry | Refineries | Industry (refineries, non-energetic) | Non-energetic | industry_refinery_demand_oil_non_energetic | Liquids | EU | Energy demand | 0 | not_included_in_FEC
ES | TYNDP2026 | HEV | 2035 | TWh | 219 | Sub_sector | Industry | Refineries | Industry (refineries, non-energetic) | Non-energetic | industry_refinery_demand_others_non_energetic | Others | EU | Energy demand | 0 | not_included_in_FEC
ES | TYNDP2026 | HEV | 2035 | TWh | 220 | Sub_sector | Industry | Refineries | Industry (refineries, non-energetic) | Non-energetic | industry_refinery_demand_ammonia_non_energetic | Ammonia | EU | Energy demand | 0 | not_included_in_FEC
ES | TYNDP2026 | HEV | 2035 | TWh | 222 | Sub_sector | Industry | Steel | Industry (steel) | Energetic | industry_steel_demand_electricity_energetic | Electricity | EU | Energy demand | 16.8114 | FEC
ES | TYNDP2026 | HEV | 2035 | TWh | 223 | Sub_sector | Industry | Steel | Industry (steel) | Energetic | industry_steel_demand_hydrogen_energetic | Hydrogen | EU | Energy demand | 5.0375 | FEC
ES | TYNDP2026 | HEV | 2035 | TWh | 224 | Sub_sector | Industry | Steel | Industry (steel) | Energetic | industry_steel_demand_methane_energetic | Methane | EU | Energy demand | 9.331 | FEC
ES | TYNDP2026 | HEV | 2035 | TWh | 225 | Sub_sector | Industry | Steel | Industry (steel) | Energetic | industry_steel_demand_heat_energetic | Heat | EU | Energy demand | 0 | FEC
ES | TYNDP2026 | HEV | 2035 | TWh | 226 | Sub_sector | Industry | Steel | Industry (steel) | Energetic | industry_steel_demand_biomass_energetic | Biomass | EU | Energy demand | 0 | FEC
ES | TYNDP2026 | HEV | 2035 | TWh | 227 | Sub_sector | Industry | Steel | Industry (steel) | Energetic | industry_steel_demand_coal_energetic | Solids | EU | Energy demand | 2.8096 | FEC
ES | TYNDP2026 | HEV | 2035 | TWh | 228 | Sub_sector | Industry | Steel | Industry (steel) | Energetic | industry_steel_demand_oil_energetic | Liquids | EU | Energy demand | 0.3887 | FEC
ES | TYNDP2026 | HEV | 2035 | TWh | 229 | Sub_sector | Industry | Steel | Industry (steel) | Energetic | industry_steel_demand_others_energetic | Others | EU | Energy demand | 0 | FEC
ES | TYNDP2026 | HEV | 2035 | TWh | 230 | Sub_sector | Industry | Steel | Industry (steel) | Energetic | industry_steel_demand_ammonia_energetic | Ammonia | EU | Energy demand | 0 | FEC
ES | TYNDP2026 | HEV | 2035 | TWh | 232 | Sub_sector | Transport | Cars | Transport (cars) | Energetic | transport_cars_final_demand_electricity | Electricity | EU | Energy demand | 15.5665 | FEC
ES | TYNDP2026 | HEV | 2035 | TWh | 233 | Sub_sector | Transport | Cars | Transport (cars) | Energetic | transport_cars_final_demand_hydrogen | Hydrogen | EU | Energy demand | 5.2992 | FEC
ES | TYNDP2026 | HEV | 2035 | TWh | 234 | Sub_sector | Transport | Cars | Transport (cars) | Energetic | transport_cars_final_demand_methane | Methane | EU | Energy demand | 0.6641 | FEC
ES | TYNDP2026 | HEV | 2035 | TWh | 235 | Sub_sector | Transport | Cars | Transport (cars) | Energetic | transport_cars_final_demand_heat | Heat | EU | Energy demand | 0 | FEC
ES | TYNDP2026 | HEV | 2035 | TWh | 236 | Sub_sector | Transport | Cars | Transport (cars) | Energetic | transport_cars_final_demand_biomass | Biomass | EU | Energy demand | 0 | FEC
ES | TYNDP2026 | HEV | 2035 | TWh | 237 | Sub_sector | Transport | Cars | Transport (cars) | Energetic | transport_cars_final_demand_coal | Solids | EU | Energy demand | 0 | FEC
ES | TYNDP2026 | HEV | 2035 | TWh | 238 | Sub_sector | Transport | Cars | Transport (cars) | Energetic | transport_cars_final_demand_oil | Liquids | EU | Energy demand | 149.2272 | FEC
ES | TYNDP2026 | HEV | 2035 | TWh | 239 | Sub_sector | Transport | Cars | Transport (cars) | Energetic | transport_cars_final_demand_other | Others | EU | Energy demand | 0 | FEC
ES | TYNDP2026 | HEV | 2035 | TWh | 240 | Sub_sector | Transport | Cars | Transport (cars) | Energetic | transport_cars_final_demand_ammonia | Ammonia | EU | Energy demand | 0 | FEC
ES | TYNDP2026 | HEV | 2035 | TWh | 242 | Sub_sector | Transport | Busses | Transport (busses) | Energetic | transport_busses_final_demand_electricity | Electricity | EU | Energy demand | 1.3087 | FEC
ES | TYNDP2026 | HEV | 2035 | TWh | 243 | Sub_sector | Transport | Busses | Transport (busses) | Energetic | transport_busses_final_demand_hydrogen | Hydrogen | EU | Energy demand | 0.42353 | FEC
ES | TYNDP2026 | HEV | 2035 | TWh | 244 | Sub_sector | Transport | Busses | Transport (busses) | Energetic | transport_busses_final_demand_methane | Methane | EU | Energy demand | 3.1182 | FEC
ES | TYNDP2026 | HEV | 2035 | TWh | 245 | Sub_sector | Transport | Busses | Transport (busses) | Energetic | transport_busses_final_demand_heat | Heat | EU | Energy demand | 0 | FEC
ES | TYNDP2026 | HEV | 2035 | TWh | 246 | Sub_sector | Transport | Busses | Transport (busses) | Energetic | transport_busses_final_demand_biomass | Biomass | EU | Energy demand | 0 | FEC
ES | TYNDP2026 | HEV | 2035 | TWh | 247 | Sub_sector | Transport | Busses | Transport (busses) | Energetic | transport_busses_final_demand_coal | Solids | EU | Energy demand | 0 | FEC
ES | TYNDP2026 | HEV | 2035 | TWh | 248 | Sub_sector | Transport | Busses | Transport (busses) | Energetic | transport_busses_final_demand_oil | Liquids | EU | Energy demand | 8.7086 | FEC
ES | TYNDP2026 | HEV | 2035 | TWh | 249 | Sub_sector | Transport | Busses | Transport (busses) | Energetic | transport_busses_final_demand_other | Others | EU | Energy demand | 0 | FEC
ES | TYNDP2026 | HEV | 2035 | TWh | 250 | Sub_sector | Transport | Busses | Transport (busses) | Energetic | transport_busses_final_demand_ammonia | Ammonia | EU | Energy demand | 0 | FEC
ES | TYNDP2026 | HEV | 2035 | TWh | 252 | Sub_sector | Transport | Trucks | Transport (trucks) | Energetic | transport_trucks_final_demand_electricity | Electricity | EU | Energy demand | 8.2375 | FEC
ES | TYNDP2026 | HEV | 2035 | TWh | 253 | Sub_sector | Transport | Trucks | Transport (trucks) | Energetic | transport_trucks_final_demand_hydrogen | Hydrogen | EU | Energy demand | 2.2928 | FEC
ES | TYNDP2026 | HEV | 2035 | TWh | 254 | Sub_sector | Transport | Trucks | Transport (trucks) | Energetic | transport_trucks_final_demand_methane | Methane | EU | Energy demand | 0.0028601 | FEC
ES | TYNDP2026 | HEV | 2035 | TWh | 255 | Sub_sector | Transport | Trucks | Transport (trucks) | Energetic | transport_trucks_final_demand_heat | Heat | EU | Energy demand | 0 | FEC
ES | TYNDP2026 | HEV | 2035 | TWh | 256 | Sub_sector | Transport | Trucks | Transport (trucks) | Energetic | transport_trucks_final_demand_biomass | Biomass | EU | Energy demand | 0 | FEC
ES | TYNDP2026 | HEV | 2035 | TWh | 257 | Sub_sector | Transport | Trucks | Transport (trucks) | Energetic | transport_trucks_final_demand_coal | Solids | EU | Energy demand | 0 | FEC
ES | TYNDP2026 | HEV | 2035 | TWh | 258 | Sub_sector | Transport | Trucks | Transport (trucks) | Energetic | transport_trucks_final_demand_oil | Liquids | EU | Energy demand | 33.6549 | FEC
ES | TYNDP2026 | HEV | 2035 | TWh | 259 | Sub_sector | Transport | Trucks | Transport (trucks) | Energetic | transport_trucks_final_demand_other | Others | EU | Energy demand | 0 | FEC
ES | TYNDP2026 | HEV | 2035 | TWh | 260 | Sub_sector | Transport | Trucks | Transport (trucks) | Energetic | transport_trucks_final_demand_ammonia | Ammonia | EU | Energy demand | 0 | FEC
ES | TYNDP2026 | HEV | 2035 | TWh | 262 | Sub_sector | Transport | Vans | Transport (vans) | Energetic | transport_vans_final_demand_electricity | Electricity | EU | Energy demand | 1.3935 | FEC
ES | TYNDP2026 | HEV | 2035 | TWh | 263 | Sub_sector | Transport | Vans | Transport (vans) | Energetic | transport_vans_final_demand_hydrogen | Hydrogen | EU | Energy demand | 0.59993 | FEC
ES | TYNDP2026 | HEV | 2035 | TWh | 264 | Sub_sector | Transport | Vans | Transport (vans) | Energetic | transport_vans_final_demand_methane | Methane | EU | Energy demand | 0.0033801 | FEC
ES | TYNDP2026 | HEV | 2035 | TWh | 265 | Sub_sector | Transport | Vans | Transport (vans) | Energetic | transport_vans_final_demand_heat | Heat | EU | Energy demand | 0 | FEC
ES | TYNDP2026 | HEV | 2035 | TWh | 266 | Sub_sector | Transport | Vans | Transport (vans) | Energetic | transport_vans_final_demand_biomass | Biomass | EU | Energy demand | 0 | FEC
ES | TYNDP2026 | HEV | 2035 | TWh | 267 | Sub_sector | Transport | Vans | Transport (vans) | Energetic | transport_vans_final_demand_coal | Solids | EU | Energy demand | 0 | FEC
ES | TYNDP2026 | HEV | 2035 | TWh | 268 | Sub_sector | Transport | Vans | Transport (vans) | Energetic | transport_vans_final_demand_oil | Liquids | EU | Energy demand | 11.0549 | FEC
ES | TYNDP2026 | HEV | 2035 | TWh | 269 | Sub_sector | Transport | Vans | Transport (vans) | Energetic | transport_vans_final_demand_other | Others | EU | Energy demand | 0 | FEC
ES | TYNDP2026 | HEV | 2035 | TWh | 270 | Sub_sector | Transport | Vans | Transport (vans) | Energetic | transport_vans_final_demand_ammonia | Ammonia | EU | Energy demand | 0 | FEC
ES | TYNDP2026 | HEV | 2035 | TWh | 272 | Sub_sector | Transport | Freight trains | Transport (trains) | Energetic | transport_trains_final_demand_electricity | Electricity | EU | Energy demand | 6.0382 | FEC
ES | TYNDP2026 | HEV | 2035 | TWh | 273 | Sub_sector | Transport | Freight trains | Transport (trains) | Energetic | transport_trains_final_demand_hydrogen | Hydrogen | EU | Energy demand | 0.40422 | FEC
ES | TYNDP2026 | HEV | 2035 | TWh | 274 | Sub_sector | Transport | Freight trains | Transport (trains) | Energetic | transport_trains_final_demand_methane | Methane | EU | Energy demand | 0 | FEC
ES | TYNDP2026 | HEV | 2035 | TWh | 275 | Sub_sector | Transport | Freight trains | Transport (trains) | Energetic | transport_trains_final_demand_heat | Heat | EU | Energy demand | 0 | FEC
ES | TYNDP2026 | HEV | 2035 | TWh | 276 | Sub_sector | Transport | Freight trains | Transport (trains) | Energetic | transport_trains_final_demand_biomass | Biomass | EU | Energy demand | 0 | FEC
ES | TYNDP2026 | HEV | 2035 | TWh | 277 | Sub_sector | Transport | Freight trains | Transport (trains) | Energetic | transport_trains_final_demand_coal | Solids | EU | Energy demand | 0 | FEC
ES | TYNDP2026 | HEV | 2035 | TWh | 278 | Sub_sector | Transport | Freight trains | Transport (trains) | Energetic | transport_trains_final_demand_oil | Liquids | EU | Energy demand | 0.90915 | FEC
ES | TYNDP2026 | HEV | 2035 | TWh | 279 | Sub_sector | Transport | Freight trains | Transport (trains) | Energetic | transport_trains_final_demand_other | Others | EU | Energy demand | 0 | FEC
ES | TYNDP2026 | HEV | 2035 | TWh | 280 | Sub_sector | Transport | Freight trains | Transport (trains) | Energetic | transport_trains_final_demand_ammonia | Ammonia | EU | Energy demand | 0 | FEC
ES | TYNDP2026 | HEV | 2035 | TWh | 282 | Sub_sector | Transport | Ships | Transport (ships) | Energetic | transport_ships_final_demand_electricity | Electricity | EU | Energy demand | 0 | FEC
ES | TYNDP2026 | HEV | 2035 | TWh | 283 | Sub_sector | Transport | Ships | Transport (ships) | Energetic | transport_ships_final_demand_hydrogen | Hydrogen | EU | Energy demand | 0 | FEC
ES | TYNDP2026 | HEV | 2035 | TWh | 284 | Sub_sector | Transport | Ships | Transport (ships) | Energetic | transport_ships_final_demand_methane | Methane | EU | Energy demand | 0.013481 | FEC
ES | TYNDP2026 | HEV | 2035 | TWh | 285 | Sub_sector | Transport | Ships | Transport (ships) | Energetic | transport_ships_final_demand_heat | Heat | EU | Energy demand | 0 | FEC
ES | TYNDP2026 | HEV | 2035 | TWh | 286 | Sub_sector | Transport | Ships | Transport (ships) | Energetic | transport_ships_final_demand_biomass | Biomass | EU | Energy demand | 0 | FEC
ES | TYNDP2026 | HEV | 2035 | TWh | 287 | Sub_sector | Transport | Ships | Transport (ships) | Energetic | transport_ships_final_demand_coal | Solids | EU | Energy demand | 0 | FEC
ES | TYNDP2026 | HEV | 2035 | TWh | 288 | Sub_sector | Transport | Ships | Transport (ships) | Energetic | transport_ships_final_demand_oil | Liquids | EU | Energy demand | 13.2261 | FEC
ES | TYNDP2026 | HEV | 2035 | TWh | 289 | Sub_sector | Transport | Ships | Transport (ships) | Energetic | transport_ships_final_demand_other | Others | EU | Energy demand | 0 | FEC
ES | TYNDP2026 | HEV | 2035 | TWh | 290 | Sub_sector | Transport | Ships | Transport (ships) | Energetic | transport_ships_final_demand_ammonia | Ammonia | EU | Energy demand | 0.1951 | FEC
ES | TYNDP2026 | HEV | 2035 | TWh | 292 | Sub_sector | Transport | Planes | Transport (planes) | Energetic | transport_planes_final_demand_electricity | Electricity | EU | Energy demand | 0 | FEC
ES | TYNDP2026 | HEV | 2035 | TWh | 293 | Sub_sector | Transport | Planes | Transport (planes) | Energetic | transport_planes_final_demand_hydrogen | Hydrogen | EU | Energy demand | 0 | FEC
ES | TYNDP2026 | HEV | 2035 | TWh | 294 | Sub_sector | Transport | Planes | Transport (planes) | Energetic | transport_planes_final_demand_methane | Methane | EU | Energy demand | 0 | FEC
ES | TYNDP2026 | HEV | 2035 | TWh | 295 | Sub_sector | Transport | Planes | Transport (planes) | Energetic | transport_planes_final_demand_heat | Heat | EU | Energy demand | 0 | FEC
ES | TYNDP2026 | HEV | 2035 | TWh | 296 | Sub_sector | Transport | Planes | Transport (planes) | Energetic | transport_planes_final_demand_biomass | Biomass | EU | Energy demand | 0 | FEC
ES | TYNDP2026 | HEV | 2035 | TWh | 297 | Sub_sector | Transport | Planes | Transport (planes) | Energetic | transport_planes_final_demand_coal | Solids | EU | Energy demand | 0 | FEC
ES | TYNDP2026 | HEV | 2035 | TWh | 298 | Sub_sector | Transport | Planes | Transport (planes) | Energetic | transport_planes_final_demand_oil | Liquids | EU | Energy demand | 25.0568 | FEC
ES | TYNDP2026 | HEV | 2035 | TWh | 299 | Sub_sector | Transport | Planes | Transport (planes) | Energetic | transport_planes_final_demand_other | Others | EU | Energy demand | 0 | FEC
ES | TYNDP2026 | HEV | 2035 | TWh | 300 | Sub_sector | Transport | Planes | Transport (planes) | Energetic | transport_planes_final_demand_ammonia | Ammonia | EU | Energy demand | 0 | FEC
ES | TYNDP2026 | HEV | 2035 | TWh | 302 | Sub_sector | Transport | Others | Transport (others) | Energetic | transport_other_final_demand_electricity | Electricity | EU | Energy demand | 0.046274 | FEC
ES | TYNDP2026 | HEV | 2035 | TWh | 303 | Sub_sector | Transport | Others | Transport (others) | Energetic | transport_other_final_demand_hydrogen | Hydrogen | EU | Energy demand | 0 | FEC
ES | TYNDP2026 | HEV | 2035 | TWh | 304 | Sub_sector | Transport | Others | Transport (others) | Energetic | transport_other_final_demand_methane | Methane | EU | Energy demand | 0 | FEC
ES | TYNDP2026 | HEV | 2035 | TWh | 305 | Sub_sector | Transport | Others | Transport (others) | Energetic | transport_other_final_demand_heat | Heat | EU | Energy demand | 0 | FEC
ES | TYNDP2026 | HEV | 2035 | TWh | 306 | Sub_sector | Transport | Others | Transport (others) | Energetic | transport_other_final_demand_biomass | Biomass | EU | Energy demand | 0 | FEC
ES | TYNDP2026 | HEV | 2035 | TWh | 307 | Sub_sector | Transport | Others | Transport (others) | Energetic | transport_other_final_demand_coal | Solids | EU | Energy demand | 0 | FEC
ES | TYNDP2026 | HEV | 2035 | TWh | 308 | Sub_sector | Transport | Others | Transport (others) | Energetic | transport_other_final_demand_oil | Liquids | EU | Energy demand | 7.561 | FEC
ES | TYNDP2026 | HEV | 2035 | TWh | 309 | Sub_sector | Transport | Others | Transport (others) | Energetic | transport_other_final_demand_other | Others | EU | Energy demand | 0 | FEC
ES | TYNDP2026 | HEV | 2035 | TWh | 310 | Sub_sector | Transport | Others | Transport (others) | Energetic | transport_other_final_demand_ammonia | Ammonia | EU | Energy demand | 0 | FEC
ES | TYNDP2026 | HEV | 2035 | TWh | 312 | Sub_sector | International transport | International aviation | Transport (int. aviation) | Energetic | transport_int_aviation_final_demand_electricity | Electricity | EU | Energy demand | 0 | FEC
ES | TYNDP2026 | HEV | 2035 | TWh | 313 | Sub_sector | International transport | International aviation | Transport (int. aviation) | Energetic | transport_int_aviation_final_demand_hydrogen | Hydrogen | EU | Energy demand | 0 | FEC
ES | TYNDP2026 | HEV | 2035 | TWh | 314 | Sub_sector | International transport | International aviation | Transport (int. aviation) | Energetic | transport_int_aviation_final_demand_methane | Methane | EU | Energy demand | 0 | FEC
ES | TYNDP2026 | HEV | 2035 | TWh | 315 | Sub_sector | International transport | International aviation | Transport (int. aviation) | Energetic | transport_int_aviation_final_demand_heat | Heat | EU | Energy demand | 0 | FEC
ES | TYNDP2026 | HEV | 2035 | TWh | 316 | Sub_sector | International transport | International aviation | Transport (int. aviation) | Energetic | transport_int_aviation_final_demand_biofuels | Biomass | EU | Energy demand | 0 | FEC
ES | TYNDP2026 | HEV | 2035 | TWh | 317 | Sub_sector | International transport | International aviation | Transport (int. aviation) | Energetic | transport_int_aviation_final_demand_coal | Solids | EU | Energy demand | 0 | FEC
ES | TYNDP2026 | HEV | 2035 | TWh | 318 | Sub_sector | International transport | International aviation | Transport (int. aviation) | Energetic | transport_int_aviation_final_demand_oil | Liquids | EU | Energy demand | 68.8378 | FEC
ES | TYNDP2026 | HEV | 2035 | TWh | 319 | Sub_sector | International transport | International aviation | Transport (int. aviation) | Energetic | transport_int_aviation_final_demand_other | Others | EU | Energy demand | 0 | FEC
ES | TYNDP2026 | HEV | 2035 | TWh | 320 | Sub_sector | International transport | International aviation | Transport (int. aviation) | Energetic | transport_int_aviation_final_demand_ammonia | Ammonia | EU | Energy demand | 0 | FEC
ES | TYNDP2026 | HEV | 2035 | TWh | 322 | Sub_sector | International transport | International shipping | Transport (int. shipping) | Energetic | transport_int_shipping_final_demand_electricity | Electricity | EU | Energy demand | 0 | not_included_in_FEC
ES | TYNDP2026 | HEV | 2035 | TWh | 323 | Sub_sector | International transport | International shipping | Transport (int. shipping) | Energetic | transport_int_shipping_final_demand_hydrogen | Hydrogen | EU | Energy demand | 0 | not_included_in_FEC
ES | TYNDP2026 | HEV | 2035 | TWh | 324 | Sub_sector | International transport | International shipping | Transport (int. shipping) | Energetic | transport_int_shipping_final_demand_methane | Methane | EU | Energy demand | 6.0097 | not_included_in_FEC
ES | TYNDP2026 | HEV | 2035 | TWh | 325 | Sub_sector | International transport | International shipping | Transport (int. shipping) | Energetic | transport_int_shipping_final_demand_heat | Heat | EU | Energy demand | 0 | not_included_in_FEC
ES | TYNDP2026 | HEV | 2035 | TWh | 326 | Sub_sector | International transport | International shipping | Transport (int. shipping) | Energetic | transport_int_shipping_final_demand_biofuels | Biomass | EU | Energy demand | 0 | not_included_in_FEC
ES | TYNDP2026 | HEV | 2035 | TWh | 327 | Sub_sector | International transport | International shipping | Transport (int. shipping) | Energetic | transport_int_shipping_final_demand_coal | Solids | EU | Energy demand | 0 | not_included_in_FEC
ES | TYNDP2026 | HEV | 2035 | TWh | 328 | Sub_sector | International transport | International shipping | Transport (int. shipping) | Energetic | transport_int_shipping_final_demand_oil | Liquids | EU | Energy demand | 65.235 | not_included_in_FEC
ES | TYNDP2026 | HEV | 2035 | TWh | 329 | Sub_sector | International transport | International shipping | Transport (int. shipping) | Energetic | transport_int_shipping_final_demand_other | Others | EU | Energy demand | 0 | not_included_in_FEC
ES | TYNDP2026 | HEV | 2035 | TWh | 330 | Sub_sector | International transport | International shipping | Transport (int. shipping) | Energetic | transport_int_shipping_final_demand_ammonia | Ammonia | EU | Energy demand | 1.1609 | not_included_in_FEC
ES | TYNDP2026 | HEV | 2035 | TWh | 332 | Sub_sector | Households | Space heating | Households (heating) | Energetic | households_heating_final_demand_electricity | Electricity | EU | Energy demand | 10.4959 | FEC
ES | TYNDP2026 | HEV | 2035 | TWh | 333 | Sub_sector | Households | Space heating | Households (heating) | Energetic | households_heating_final_demand_hydrogen | Hydrogen | EU | Energy demand | 0 | FEC
ES | TYNDP2026 | HEV | 2035 | TWh | 334 | Sub_sector | Households | Space heating | Households (heating) | Energetic | households_heating_final_demand_methane | Methane | EU | Energy demand | 16.9369 | FEC
ES | TYNDP2026 | HEV | 2035 | TWh | 335 | Sub_sector | Households | Space heating | Households (heating) | Energetic | households_heating_final_demand_heat | Heat | EU | Energy demand | 0 | FEC
ES | TYNDP2026 | HEV | 2035 | TWh | 336 | Sub_sector | Households | Space heating | Households (heating) | Energetic | households_heating_final_demand_biomass | Biomass | EU | Energy demand | 15.5618 | FEC
ES | TYNDP2026 | HEV | 2035 | TWh | 337 | Sub_sector | Households | Space heating | Households (heating) | Energetic | households_heating_final_demand_coal | Solids | EU | Energy demand | 0 | FEC
ES | TYNDP2026 | HEV | 2035 | TWh | 338 | Sub_sector | Households | Space heating | Households (heating) | Energetic | households_heating_final_demand_oil | Liquids | EU | Energy demand | 17.8711 | FEC
ES | TYNDP2026 | HEV | 2035 | TWh | 339 | Sub_sector | Households | Space heating | Households (heating) | Energetic | households_heating_final_demand_other | Others | EU | Energy demand | 0 | FEC
ES | TYNDP2026 | HEV | 2035 | TWh | 340 | Sub_sector | Households | Space heating | Households (heating) | Energetic | households_heating_final_demand_ammonia | Ammonia | EU | Energy demand | 0 | FEC
ES | TYNDP2026 | HEV | 2035 | TWh | 343 | Sub_sector | Households | Cooling | Households (cooling) | Energetic | households_cooling_final_demand_electricity | Electricity | EU | Energy demand | 5.6903 | FEC
ES | TYNDP2026 | HEV | 2035 | TWh | 344 | Sub_sector | Households | Cooling | Households (cooling) | Energetic | households_cooling_final_demand_hydrogen | Hydrogen | EU | Energy demand | 0 | FEC
ES | TYNDP2026 | HEV | 2035 | TWh | 345 | Sub_sector | Households | Cooling | Households (cooling) | Energetic | households_cooling_final_demand_methane | Methane | EU | Energy demand | 0 | FEC
ES | TYNDP2026 | HEV | 2035 | TWh | 346 | Sub_sector | Households | Cooling | Households (cooling) | Energetic | households_cooling_final_demand_heat | Heat | EU | Energy demand | 0 | FEC
ES | TYNDP2026 | HEV | 2035 | TWh | 347 | Sub_sector | Households | Cooling | Households (cooling) | Energetic | households_cooling_final_demand_biomass | Biomass | EU | Energy demand | 0 | FEC
ES | TYNDP2026 | HEV | 2035 | TWh | 348 | Sub_sector | Households | Cooling | Households (cooling) | Energetic | households_cooling_final_demand_coal | Solids | EU | Energy demand | 0 | FEC
ES | TYNDP2026 | HEV | 2035 | TWh | 349 | Sub_sector | Households | Cooling | Households (cooling) | Energetic | households_cooling_final_demand_oil | Liquids | EU | Energy demand | 0 | FEC
ES | TYNDP2026 | HEV | 2035 | TWh | 350 | Sub_sector | Households | Cooling | Households (cooling) | Energetic | households_cooling_final_demand_other | Others | EU | Energy demand | 0 | FEC
ES | TYNDP2026 | HEV | 2035 | TWh | 351 | Sub_sector | Households | Cooling | Households (cooling) | Energetic | households_cooling_final_demand_ammonia | Ammonia | EU | Energy demand | 0 | FEC
ES | TYNDP2026 | HEV | 2035 | TWh | 354 | Sub_sector | Households | Hot water | Households (hot water) | Energetic | households_hot_water_final_demand_electricity | Electricity | EU | Energy demand | 4.1788 | FEC
ES | TYNDP2026 | HEV | 2035 | TWh | 355 | Sub_sector | Households | Hot water | Households (hot water) | Energetic | households_hot_water_final_demand_hydrogen | Hydrogen | EU | Energy demand | 0 | FEC
ES | TYNDP2026 | HEV | 2035 | TWh | 356 | Sub_sector | Households | Hot water | Households (hot water) | Energetic | households_hot_water_final_demand_methane | Methane | EU | Energy demand | 11.9232 | FEC
ES | TYNDP2026 | HEV | 2035 | TWh | 357 | Sub_sector | Households | Hot water | Households (hot water) | Energetic | households_hot_water_final_demand_heat | Heat | EU | Energy demand | 0 | FEC
ES | TYNDP2026 | HEV | 2035 | TWh | 358 | Sub_sector | Households | Hot water | Households (hot water) | Energetic | households_hot_water_final_demand_biomass | Biomass | EU | Energy demand | 6.1579 | FEC
ES | TYNDP2026 | HEV | 2035 | TWh | 359 | Sub_sector | Households | Hot water | Households (hot water) | Energetic | households_hot_water_final_demand_coal | Solids | EU | Energy demand | 0 | FEC
ES | TYNDP2026 | HEV | 2035 | TWh | 360 | Sub_sector | Households | Hot water | Households (hot water) | Energetic | households_hot_water_final_demand_oil | Liquids | EU | Energy demand | 5.1894 | FEC
ES | TYNDP2026 | HEV | 2035 | TWh | 361 | Sub_sector | Households | Hot water | Households (hot water) | Energetic | households_hot_water_final_demand_other | Others | EU | Energy demand | 2.8279 | FEC
ES | TYNDP2026 | HEV | 2035 | TWh | 362 | Sub_sector | Households | Hot water | Households (hot water) | Energetic | households_hot_water_final_demand_ammonia | Ammonia | EU | Energy demand | 0 | FEC
ES | TYNDP2026 | HEV | 2035 | TWh | 365 | Sub_sector | Households | Appliances | Households (appliances) | Energetic | households_appliances_final_demand_electricity | Electricity | EU | Energy demand | 54.4804 | FEC
ES | TYNDP2026 | HEV | 2035 | TWh | 366 | Sub_sector | Households | Appliances | Households (appliances) | Energetic | households_appliances_final_demand_hydrogen | Hydrogen | EU | Energy demand | 0 | FEC
ES | TYNDP2026 | HEV | 2035 | TWh | 367 | Sub_sector | Households | Appliances | Households (appliances) | Energetic | households_appliances_final_demand_methane | Methane | EU | Energy demand | 2.4664 | FEC
ES | TYNDP2026 | HEV | 2035 | TWh | 368 | Sub_sector | Households | Appliances | Households (appliances) | Energetic | households_appliances_final_demand_heat | Heat | EU | Energy demand | 0 | FEC
ES | TYNDP2026 | HEV | 2035 | TWh | 369 | Sub_sector | Households | Appliances | Households (appliances) | Energetic | households_appliances_final_demand_biomass | Biomass | EU | Energy demand | 0 | FEC
ES | TYNDP2026 | HEV | 2035 | TWh | 370 | Sub_sector | Households | Appliances | Households (appliances) | Energetic | households_appliances_final_demand_coal | Solids | EU | Energy demand | 0 | FEC
ES | TYNDP2026 | HEV | 2035 | TWh | 371 | Sub_sector | Households | Appliances | Households (appliances) | Energetic | households_appliances_final_demand_oil | Liquids | EU | Energy demand | 0 | FEC
ES | TYNDP2026 | HEV | 2035 | TWh | 372 | Sub_sector | Households | Appliances | Households (appliances) | Energetic | households_appliances_final_demand_other | Others | EU | Energy demand | 0 | FEC
ES | TYNDP2026 | HEV | 2035 | TWh | 373 | Sub_sector | Households | Appliances | Households (appliances) | Energetic | households_appliances_final_demand_ammonia | Ammonia | EU | Energy demand | 0 | FEC
ES | TYNDP2026 | HEV | 2035 | TWh | 375 | Sub_sector | Buildings | Space heating | Buildings (heat) | Energetic | buildings_heat_final_demand_electricity | Electricity | EU | Energy demand | 12.002 | FEC
ES | TYNDP2026 | HEV | 2035 | TWh | 376 | Sub_sector | Buildings | Space heating | Buildings (heat) | Energetic | buildings_heat_final_demand_hydrogen | Hydrogen | EU | Energy demand | 0 | FEC
ES | TYNDP2026 | HEV | 2035 | TWh | 377 | Sub_sector | Buildings | Space heating | Buildings (heat) | Energetic | buildings_heat_final_demand_methane | Methane | EU | Energy demand | 12.3969 | FEC
ES | TYNDP2026 | HEV | 2035 | TWh | 378 | Sub_sector | Buildings | Space heating | Buildings (heat) | Energetic | buildings_heat_final_demand_heat | Heat | EU | Energy demand | 0 | FEC
ES | TYNDP2026 | HEV | 2035 | TWh | 379 | Sub_sector | Buildings | Space heating | Buildings (heat) | Energetic | buildings_heat_final_demand_biomass | Biomass | EU | Energy demand | 1.2874 | FEC
ES | TYNDP2026 | HEV | 2035 | TWh | 380 | Sub_sector | Buildings | Space heating | Buildings (heat) | Energetic | buildings_heat_final_demand_coal | Solids | EU | Energy demand | 0 | FEC
ES | TYNDP2026 | HEV | 2035 | TWh | 381 | Sub_sector | Buildings | Space heating | Buildings (heat) | Energetic | buildings_heat_final_demand_oil | Liquids | EU | Energy demand | 10.1394 | FEC
ES | TYNDP2026 | HEV | 2035 | TWh | 382 | Sub_sector | Buildings | Space heating | Buildings (heat) | Energetic | buildings_heat_final_demand_other | Others | EU | Energy demand | 0.07491 | FEC
ES | TYNDP2026 | HEV | 2035 | TWh | 383 | Sub_sector | Buildings | Space heating | Buildings (heat) | Energetic | buildings_heat_final_demand_ammonia | Ammonia | EU | Energy demand | 0 | FEC
ES | TYNDP2026 | HEV | 2035 | TWh | 386 | Sub_sector | Buildings | Cooling | Buildings (cooling) | Energetic | buildings_cooling_final_demand_electricity | Electricity | EU | Energy demand | 12.4119 | FEC
ES | TYNDP2026 | HEV | 2035 | TWh | 387 | Sub_sector | Buildings | Cooling | Buildings (cooling) | Energetic | buildings_cooling_final_demand_hydrogen | Hydrogen | EU | Energy demand | 0 | FEC
ES | TYNDP2026 | HEV | 2035 | TWh | 388 | Sub_sector | Buildings | Cooling | Buildings (cooling) | Energetic | buildings_cooling_final_demand_methane | Methane | EU | Energy demand | 0 | FEC
ES | TYNDP2026 | HEV | 2035 | TWh | 389 | Sub_sector | Buildings | Cooling | Buildings (cooling) | Energetic | buildings_cooling_final_demand_heat | Heat | EU | Energy demand | 0 | FEC
ES | TYNDP2026 | HEV | 2035 | TWh | 390 | Sub_sector | Buildings | Cooling | Buildings (cooling) | Energetic | buildings_cooling_final_demand_biomass | Biomass | EU | Energy demand | 0 | FEC
ES | TYNDP2026 | HEV | 2035 | TWh | 391 | Sub_sector | Buildings | Cooling | Buildings (cooling) | Energetic | buildings_cooling_final_demand_coal | Solids | EU | Energy demand | 0 | FEC
ES | TYNDP2026 | HEV | 2035 | TWh | 392 | Sub_sector | Buildings | Cooling | Buildings (cooling) | Energetic | buildings_cooling_final_demand_oil | Liquids | EU | Energy demand | 0 | FEC
ES | TYNDP2026 | HEV | 2035 | TWh | 393 | Sub_sector | Buildings | Cooling | Buildings (cooling) | Energetic | buildings_cooling_final_demand_other | Others | EU | Energy demand | 0 | FEC
ES | TYNDP2026 | HEV | 2035 | TWh | 394 | Sub_sector | Buildings | Cooling | Buildings (cooling) | Energetic | buildings_cooling_final_demand_ammonia | Ammonia | EU | Energy demand | 0 | FEC
ES | TYNDP2026 | HEV | 2035 | TWh | 397 | Sub_sector | Buildings | Appliances | Buildings (appliances) | Energetic | buildings_appliances_final_demand_electricity | Electricity | EU | Energy demand | 30.7896 | FEC
ES | TYNDP2026 | HEV | 2035 | TWh | 398 | Sub_sector | Buildings | Appliances | Buildings (appliances) | Energetic | buildings_appliances_final_demand_hydrogen | Hydrogen | EU | Energy demand | 0 | FEC
ES | TYNDP2026 | HEV | 2035 | TWh | 399 | Sub_sector | Buildings | Appliances | Buildings (appliances) | Energetic | buildings_appliances_final_demand_methane | Methane | EU | Energy demand | 7.9428 | FEC
ES | TYNDP2026 | HEV | 2035 | TWh | 400 | Sub_sector | Buildings | Appliances | Buildings (appliances) | Energetic | buildings_appliances_final_demand_heat | Heat | EU | Energy demand | 0 | FEC
ES | TYNDP2026 | HEV | 2035 | TWh | 401 | Sub_sector | Buildings | Appliances | Buildings (appliances) | Energetic | buildings_appliances_final_demand_biomass | Biomass | EU | Energy demand | 0 | FEC
ES | TYNDP2026 | HEV | 2035 | TWh | 402 | Sub_sector | Buildings | Appliances | Buildings (appliances) | Energetic | buildings_appliances_final_demand_coal | Solids | EU | Energy demand | 0 | FEC
ES | TYNDP2026 | HEV | 2035 | TWh | 403 | Sub_sector | Buildings | Appliances | Buildings (appliances) | Energetic | buildings_appliances_final_demand_oil | Liquids | EU | Energy demand | 0 | FEC
ES | TYNDP2026 | HEV | 2035 | TWh | 404 | Sub_sector | Buildings | Appliances | Buildings (appliances) | Energetic | buildings_appliances_final_demand_other | Others | EU | Energy demand | 0 | FEC
ES | TYNDP2026 | HEV | 2035 | TWh | 405 | Sub_sector | Buildings | Appliances | Buildings (appliances) | Energetic | buildings_appliances_final_demand_ammonia | Ammonia | EU | Energy demand | 0 | FEC
ES | TYNDP2026 | HEV | 2035 | TWh | 407 | Sub_sector | Buildings | Datacenters | Datacenters & ICT | Energetic | datacentres_final_demand_electricity_energetic | Electricity | EU | Energy demand | 37.1469 | FEC
ES | TYNDP2026 | HEV | 2035 | TWh | 408 | Sub_sector | Buildings | Datacenters | Datacenters & ICT | Energetic | datacentres_final_demand_hydrogen_energetic | Hydrogen | EU | Energy demand | 0 | FEC
ES | TYNDP2026 | HEV | 2035 | TWh | 409 | Sub_sector | Buildings | Datacenters | Datacenters & ICT | Energetic | datacentres_final_demand_methane_energetic | Methane | EU | Energy demand | 0 | FEC
ES | TYNDP2026 | HEV | 2035 | TWh | 410 | Sub_sector | Buildings | Datacenters | Datacenters & ICT | Energetic | datacentres_final_demand_heat_energetic | Heat | EU | Energy demand | 0 | FEC
ES | TYNDP2026 | HEV | 2035 | TWh | 411 | Sub_sector | Buildings | Datacenters | Datacenters & ICT | Energetic | datacentres_final_demand_biomass_energetic | Biomass | EU | Energy demand | 0 | FEC
ES | TYNDP2026 | HEV | 2035 | TWh | 412 | Sub_sector | Buildings | Datacenters | Datacenters & ICT | Energetic | datacentres_final_demand_coal_energetic | Solids | EU | Energy demand | 0 | FEC
ES | TYNDP2026 | HEV | 2035 | TWh | 413 | Sub_sector | Buildings | Datacenters | Datacenters & ICT | Energetic | datacentres_final_demand_oil_energetic | Liquids | EU | Energy demand | 0 | FEC
ES | TYNDP2026 | HEV | 2035 | TWh | 414 | Sub_sector | Buildings | Datacenters | Datacenters & ICT | Energetic | datacentres_final_demand_other_energetic | Others | EU | Energy demand | 0 | FEC
ES | TYNDP2026 | HEV | 2035 | TWh | 415 | Sub_sector | Buildings | Datacenters | Datacenters & ICT | Energetic | datacentres_final_demand_ammonia_energetic | Ammonia | EU | Energy demand | 0 | FEC
ES | TYNDP2026 | HEV | 2035 | TWh | 417 | Sub_sector | Transport | Others_Sector | Others_Sector | Energetic | other_final_demand_electricity_energetic | Electricity | EU | Energy demand | 1.576 | FEC
ES | TYNDP2026 | HEV | 2035 | TWh | 418 | Sub_sector | Transport | Others_Sector | Others_Sector | Energetic | other_final_demand_hydrogen_energetic | Hydrogen | EU | Energy demand | 0 | FEC
ES | TYNDP2026 | HEV | 2035 | TWh | 419 | Sub_sector | Transport | Pipeline Transport | Others_Sector | Energetic | other_final_demand_methane_energetic | Methane | EU | Energy demand | 1.0008 | FEC
ES | TYNDP2026 | HEV | 2035 | TWh | 420 | Sub_sector | Transport | Others_Sector | Others_Sector | Energetic | other_final_demand_heat_energetic | Heat | EU | Energy demand | 0 | FEC
ES | TYNDP2026 | HEV | 2035 | TWh | 421 | Sub_sector | Transport | Others_Sector | Others_Sector | Energetic | other_final_demand_biomass_energetic | Biomass | EU | Energy demand | 0 | FEC
ES | TYNDP2026 | HEV | 2035 | TWh | 422 | Sub_sector | Transport | Others_Sector | Others_Sector | Energetic | other_final_demand_coal_energetic | Solids | EU | Energy demand | 0.86246 | FEC
ES | TYNDP2026 | HEV | 2035 | TWh | 423 | Sub_sector | Transport | Others_Sector | Others_Sector | Energetic | other_final_demand_oil_energetic | Liquids | EU | Energy demand | 1.3585 | FEC
ES | TYNDP2026 | HEV | 2035 | TWh | 424 | Sub_sector | Others_Sector | Others_Sector | Others_Sector | Non-energetic | other_final_demand_oil_non_energetic | Liquids | EU | Energy demand | 2.4678 | not_included_in_FEC
ES | TYNDP2026 | HEV | 2035 | TWh | 425 | Sub_sector | Transport | Others_Sector | Others_Sector | Energetic | other_final_demand_other_energetic | Others | EU | Energy demand | 0 | FEC
ES | TYNDP2026 | HEV | 2035 | TWh | 426 | Sub_sector | Transport | Others_Sector | Others_Sector | Energetic | other_final_demand_ammonia_energetic | Ammonia | EU | Energy demand | 0 | FEC
ES | TYNDP2026 | HEV | 2035 | TWh | 427 | Sub_sector | Industry | Surplus_Heat_in_Industry | Surplus_Heat_in_Industry | Energetic | final_demand_of_industry_unused_local_production_steam_hot_water | Heat | EU | Energy demand | 0 | FEC
ES | TYNDP2026 | HEV | 2035 | TWh | 429 | Sub_sector | Agriculture | Total | Agriculture | Energetic | agriculture_final_demand_electricity_energetic | Electricity | EU | Energy demand | 6.8233 | FEC
ES | TYNDP2026 | HEV | 2035 | TWh | 430 | Sub_sector | Agriculture | Total | Agriculture | Energetic | agriculture_final_demand_hydrogen_energetic | Hydrogen | EU | Energy demand | 0 | FEC
ES | TYNDP2026 | HEV | 2035 | TWh | 431 | Sub_sector | Agriculture | Total | Agriculture | Energetic | agriculture_final_demand_methane_energetic | Methane | EU | Energy demand | 2.1372 | FEC
ES | TYNDP2026 | HEV | 2035 | TWh | 432 | Sub_sector | Agriculture | Total | Agriculture | Energetic | agriculture_final_demand_heat_energetic | Heat | EU | Energy demand | 0 | FEC
ES | TYNDP2026 | HEV | 2035 | TWh | 433 | Sub_sector | Agriculture | Total | Agriculture | Energetic | agriculture_final_demand_biomass_energetic | Biomass | EU | Energy demand | 0.73911 | FEC
ES | TYNDP2026 | HEV | 2035 | TWh | 434 | Sub_sector | Agriculture | Total | Agriculture | Energetic | agriculture_final_demand_coal_energetic | Solids | EU | Energy demand | 0 | FEC
ES | TYNDP2026 | HEV | 2035 | TWh | 435 | Sub_sector | Agriculture | Total | Agriculture | Energetic | agriculture_final_demand_oil_energetic | Liquids | EU | Energy demand | 20.4625 | FEC
ES | TYNDP2026 | HEV | 2035 | TWh | 436 | Sub_sector | Agriculture | Total | Agriculture | Energetic | agriculture_final_demand_other_energetic | Others | EU | Energy demand | 0 | FEC
ES | TYNDP2026 | HEV | 2035 | TWh | 437 | Sub_sector | Agriculture | Total | Agriculture | Energetic | agriculture_final_demand_ammonia_energetic | Ammonia | EU | Energy demand | 0 | FEC
ES | TYNDP2026 | HEV | 2035 | TWh | 447 | Sub_sector | Buildings | Surplus Energy | Buildings | Energetic | GAP | Electricity | EU | Energy demand | 0 | FEC
ES | TYNDP2026 | HEV | 2035 | TWh | 448 | Sub_sector | Buildings | Surplus Energy | Buildings | Energetic | GAP | Hydrogen | EU | Energy demand | 0 | FEC
ES | TYNDP2026 | HEV | 2035 | TWh | 449 | Sub_sector | Buildings | Surplus Energy | Buildings | Energetic | GAP | Methane | EU | Energy demand | 0 | FEC
ES | TYNDP2026 | HEV | 2035 | TWh | 450 | Sub_sector | Buildings | Surplus Energy | Buildings | Energetic | GAP | Heat | EU | Energy demand | 0 | FEC
ES | TYNDP2026 | HEV | 2035 | TWh | 451 | Sub_sector | Buildings | Surplus Energy | Buildings | Energetic | GAP | Biomass | EU | Energy demand | 0.0058954 | FEC
ES | TYNDP2026 | HEV | 2035 | TWh | 452 | Sub_sector | Buildings | Surplus Energy | Buildings | Energetic | GAP | Solids | EU | Energy demand | 0 | FEC
ES | TYNDP2026 | HEV | 2035 | TWh | 453 | Sub_sector | Buildings | Surplus Energy | Buildings | Energetic | GAP | Liquids | EU | Energy demand | 2.601 | FEC
ES | TYNDP2026 | HEV | 2035 | TWh | 454 | Sub_sector | Buildings | Surplus Energy | Buildings | Energetic | GAP | Others | EU | Energy demand | 0 | FEC
ES | TYNDP2026 | HEV | 2035 | TWh | 455 | Sub_sector | Buildings | Surplus Energy | Buildings | Energetic | GAP | Ammonia | EU | Energy demand | 0 | FEC
ES | TYNDP2026 | HEV | 2035 | TWh | 456 | Sub_sector | Households | Surplus Energy | Households | Energetic | GAP | Electricity | EU | Energy demand | 0 | FEC
ES | TYNDP2026 | HEV | 2035 | TWh | 457 | Sub_sector | Households | Surplus Energy | Households | Energetic | GAP | Hydrogen | EU | Energy demand | 0 | FEC
ES | TYNDP2026 | HEV | 2035 | TWh | 458 | Sub_sector | Households | Surplus Energy | Households | Energetic | GAP | Methane | EU | Energy demand | 0 | FEC
ES | TYNDP2026 | HEV | 2035 | TWh | 459 | Sub_sector | Households | Surplus Energy | Households | Energetic | GAP | Heat | EU | Energy demand | 0 | FEC
ES | TYNDP2026 | HEV | 2035 | TWh | 460 | Sub_sector | Households | Surplus Energy | Households | Energetic | GAP | Biomass | EU | Energy demand | 0 | FEC
ES | TYNDP2026 | HEV | 2035 | TWh | 461 | Sub_sector | Households | Surplus Energy | Households | Energetic | GAP | Solids | EU | Energy demand | 0 | FEC
ES | TYNDP2026 | HEV | 2035 | TWh | 462 | Sub_sector | Households | Surplus Energy | Households | Energetic | GAP | Liquids | EU | Energy demand | 0 | FEC
ES | TYNDP2026 | HEV | 2035 | TWh | 463 | Sub_sector | Households | Surplus Energy | Households | Energetic | GAP | Others | EU | Energy demand | 0 | FEC
ES | TYNDP2026 | HEV | 2035 | TWh | 464 | Sub_sector | Households | Surplus Energy | Households | Energetic | GAP | Ammonia | EU | Energy demand | 0 | FEC
ES | TYNDP2026 | HEV | 2040 | TWh | 102 | Sub_sector | Industry | Aluminium | Industry (aluminium) | Energetic | industry_aluminium_demand_electricity_energetic | Electricity | EU | Energy demand | 3.7906 | FEC
ES | TYNDP2026 | HEV | 2040 | TWh | 103 | Sub_sector | Industry | Aluminium | Industry (aluminium) | Energetic | industry_aluminium_demand_hydrogen_energetic | Hydrogen | EU | Energy demand | 0 | FEC
ES | TYNDP2026 | HEV | 2040 | TWh | 104 | Sub_sector | Industry | Aluminium | Industry (aluminium) | Energetic | industry_aluminium_demand_methane_energetic | Methane | EU | Energy demand | 0.26716 | FEC
ES | TYNDP2026 | HEV | 2040 | TWh | 105 | Sub_sector | Industry | Aluminium | Industry (aluminium) | Energetic | industry_aluminium_demand_heat_energetic | Heat | EU | Energy demand | 0 | FEC
ES | TYNDP2026 | HEV | 2040 | TWh | 106 | Sub_sector | Industry | Aluminium | Industry (aluminium) | Energetic | industry_aluminium_demand_biomass_energetic | Biomass | EU | Energy demand | 0 | FEC
ES | TYNDP2026 | HEV | 2040 | TWh | 107 | Sub_sector | Industry | Aluminium | Industry (aluminium) | Energetic | industry_aluminium_demand_coal_energetic | Solids | EU | Energy demand | 0 | FEC
ES | TYNDP2026 | HEV | 2040 | TWh | 108 | Sub_sector | Industry | Aluminium | Industry (aluminium) | Energetic | industry_aluminium_demand_oil_energetic | Liquids | EU | Energy demand | 0 | FEC
ES | TYNDP2026 | HEV | 2040 | TWh | 109 | Sub_sector | Industry | Aluminium | Industry (aluminium) | Energetic | industry_aluminium_demand_others_energetic | Others | EU | Energy demand | 0 | FEC
ES | TYNDP2026 | HEV | 2040 | TWh | 110 | Sub_sector | Industry | Aluminium | Industry (aluminium) | Energetic | industry_ammonia_demand_others_energetic | Ammonia | EU | Energy demand | 0 | FEC
ES | TYNDP2026 | HEV | 2040 | TWh | 112 | Sub_sector | Industry | Chemicals | Industry (chemicals, energetic) | Energetic | industry_chemical_demand_electricity_energetic | Electricity | EU | Energy demand | 19.5408 | FEC
ES | TYNDP2026 | HEV | 2040 | TWh | 113 | Sub_sector | Industry | Chemicals | Industry (chemicals, energetic) | Energetic | industry_chemical_demand_hydrogen_energetic | Hydrogen | EU | Energy demand | 10.5084 | FEC
ES | TYNDP2026 | HEV | 2040 | TWh | 114 | Sub_sector | Industry | Chemicals | Industry (chemicals, energetic) | Energetic | industry_chemical_demand_methane_energetic | Methane | EU | Energy demand | 6.325 | FEC
ES | TYNDP2026 | HEV | 2040 | TWh | 115 | Sub_sector | Industry | Chemicals | Industry (chemicals, energetic) | Energetic | industry_chemical_demand_heat_energetic | Heat | EU | Energy demand | 0 | FEC
ES | TYNDP2026 | HEV | 2040 | TWh | 116 | Sub_sector | Industry | Chemicals | Industry (chemicals, energetic) | Energetic | industry_chemical_demand_biomass_energetic | Biomass | EU | Energy demand | 0.062368 | FEC
ES | TYNDP2026 | HEV | 2040 | TWh | 117 | Sub_sector | Industry | Chemicals | Industry (chemicals, energetic) | Energetic | industry_chemical_demand_coal_energetic | Solids | EU | Energy demand | 0 | FEC
ES | TYNDP2026 | HEV | 2040 | TWh | 118 | Sub_sector | Industry | Chemicals | Industry (chemicals, energetic) | Energetic | industry_chemical_demand_oil_energetic | Liquids | EU | Energy demand | 0 | FEC
ES | TYNDP2026 | HEV | 2040 | TWh | 119 | Sub_sector | Industry | Chemicals | Industry (chemicals, energetic) | Energetic | industry_chemical_demand_others_energetic | Others | EU | Energy demand | 0 | FEC
ES | TYNDP2026 | HEV | 2040 | TWh | 120 | Sub_sector | Industry | Chemicals | Industry (chemicals, energetic) | Energetic | industry_chemical_demand_ammonia_energetic | Ammonia | EU | Energy demand | 0 | FEC
ES | TYNDP2026 | HEV | 2040 | TWh | 122 | Sub_sector | Industry | Chemicals | Industry (chemicals, non-energetic) | Non-energetic | industry_chemical_demand_electricity_non_energetic | Electricity | EU | Energy demand | 0 | not_included_in_FEC
ES | TYNDP2026 | HEV | 2040 | TWh | 123 | Sub_sector | Industry | Chemicals | Industry (chemicals, non-energetic) | Non-energetic | industry_chemical_demand_hydrogen_non_energetic | Hydrogen | EU | Energy demand | 4.5711 | not_included_in_FEC
ES | TYNDP2026 | HEV | 2040 | TWh | 124 | Sub_sector | Industry | Chemicals | Industry (chemicals, non-energetic) | Non-energetic | industry_chemical_demand_methane_non_energetic | Methane | EU | Energy demand | 0 | not_included_in_FEC
ES | TYNDP2026 | HEV | 2040 | TWh | 125 | Sub_sector | Industry | Chemicals | Industry (chemicals, non-energetic) | Non-energetic | industry_chemical_demand_heat_non_energetic | Heat | EU | Energy demand | 0 | not_included_in_FEC
ES | TYNDP2026 | HEV | 2040 | TWh | 126 | Sub_sector | Industry | Chemicals | Industry (chemicals, non-energetic) | Non-energetic | industry_chemical_demand_biomass_non_energetic | Biomass | EU | Energy demand | 0.44007 | not_included_in_FEC
ES | TYNDP2026 | HEV | 2040 | TWh | 127 | Sub_sector | Industry | Chemicals | Industry (chemicals, non-energetic) | Non-energetic | industry_chemical_demand_coal_non_energetic | Solids | EU | Energy demand | 0 | not_included_in_FEC
ES | TYNDP2026 | HEV | 2040 | TWh | 128 | Sub_sector | Industry | Chemicals | Industry (chemicals, non-energetic) | Non-energetic | industry_chemical_demand_oil_non_energetic | Liquids | EU | Energy demand | 38.5231 | not_included_in_FEC
ES | TYNDP2026 | HEV | 2040 | TWh | 129 | Sub_sector | Industry | Chemicals | Industry (chemicals, non-energetic) | Non-energetic | industry_chemical_demand_others_non_energetic | Others | EU | Energy demand | 0 | not_included_in_FEC
ES | TYNDP2026 | HEV | 2040 | TWh | 130 | Sub_sector | Industry | Chemicals | Industry (chemicals, non-energetic) | Non-energetic | industry_chemical_demand_ammonia_non_energetic | Ammonia | EU | Energy demand | 0 | not_included_in_FEC
ES | TYNDP2026 | HEV | 2040 | TWh | 132 | Sub_sector | Industry | Fertilizers | Industry (fertilizers, energetic) | Energetic | industry_fertilizers_demand_electricity_energetic | Electricity | EU | Energy demand | 0.22923 | FEC
ES | TYNDP2026 | HEV | 2040 | TWh | 133 | Sub_sector | Industry | Fertilizers | Industry (fertilizers, energetic) | Energetic | industry_fertilizers_demand_hydrogen_energetic | Hydrogen | EU | Energy demand | 0.93605 | FEC
ES | TYNDP2026 | HEV | 2040 | TWh | 134 | Sub_sector | Industry | Fertilizers | Industry (fertilizers, energetic) | Energetic | industry_fertilizers_demand_methane_energetic | Methane | EU | Energy demand | 0 | FEC
ES | TYNDP2026 | HEV | 2040 | TWh | 135 | Sub_sector | Industry | Fertilizers | Industry (fertilizers, energetic) | Energetic | industry_fertilizers_demand_heat_energetic | Heat | EU | Energy demand | 0 | FEC
ES | TYNDP2026 | HEV | 2040 | TWh | 136 | Sub_sector | Industry | Fertilizers | Industry (fertilizers, energetic) | Energetic | industry_fertilizers_demand_biomass_energetic | Biomass | EU | Energy demand | 0 | FEC
ES | TYNDP2026 | HEV | 2040 | TWh | 137 | Sub_sector | Industry | Fertilizers | Industry (fertilizers, energetic) | Energetic | industry_fertilizers_demand_coal_energetic | Solids | EU | Energy demand | 0 | FEC
ES | TYNDP2026 | HEV | 2040 | TWh | 138 | Sub_sector | Industry | Fertilizers | Industry (fertilizers, energetic) | Energetic | industry_fertilizers_demand_oil_energetic | Liquids | EU | Energy demand | 0 | FEC
ES | TYNDP2026 | HEV | 2040 | TWh | 139 | Sub_sector | Industry | Fertilizers | Industry (fertilizers, energetic) | Energetic | industry_fertilizers_demand_others_energetic | Others | EU | Energy demand | 0 | FEC
ES | TYNDP2026 | HEV | 2040 | TWh | 140 | Sub_sector | Industry | Fertilizers | Industry (fertilizers, energetic) | Energetic | industry_fertilizers_demand_ammonia_energetic | Ammonia | EU | Energy demand | 0 | FEC
ES | TYNDP2026 | HEV | 2040 | TWh | 142 | Sub_sector | Industry | Fertilizers | Industry (fertilizers, non-energetic) | Non-energetic | industry_fertilizers_demand_electricity_non_energetic | Electricity | EU | Energy demand | 0 | not_included_in_FEC
ES | TYNDP2026 | HEV | 2040 | TWh | 143 | Sub_sector | Industry | Fertilizers | Industry (fertilizers, non-energetic) | Non-energetic | industry_fertilizers_demand_hydrogen_non_energetic | Hydrogen | EU | Energy demand | 5.28 | not_included_in_FEC
ES | TYNDP2026 | HEV | 2040 | TWh | 144 | Sub_sector | Industry | Fertilizers | Industry (fertilizers, non-energetic) | Non-energetic | industry_fertilizers_demand_methane_non_energetic | Methane | EU | Energy demand | 0 | not_included_in_FEC
ES | TYNDP2026 | HEV | 2040 | TWh | 145 | Sub_sector | Industry | Fertilizers | Industry (fertilizers, non-energetic) | Non-energetic | industry_fertilizers_demand_heat_non_energetic | Heat | EU | Energy demand | 0 | not_included_in_FEC
ES | TYNDP2026 | HEV | 2040 | TWh | 146 | Sub_sector | Industry | Fertilizers | Industry (fertilizers, non-energetic) | Non-energetic | industry_fertilizers_demand_biomass_non_energetic | Biomass | EU | Energy demand | 0 | not_included_in_FEC
ES | TYNDP2026 | HEV | 2040 | TWh | 147 | Sub_sector | Industry | Fertilizers | Industry (fertilizers, non-energetic) | Non-energetic | industry_fertilizers_demand_coal_non_energetic | Solids | EU | Energy demand | 0 | not_included_in_FEC
ES | TYNDP2026 | HEV | 2040 | TWh | 148 | Sub_sector | Industry | Fertilizers | Industry (fertilizers, non-energetic) | Non-energetic | industry_fertilizers_demand_oil_non_energetic | Liquids | EU | Energy demand | 0 | not_included_in_FEC
ES | TYNDP2026 | HEV | 2040 | TWh | 149 | Sub_sector | Industry | Fertilizers | Industry (fertilizers, non-energetic) | Non-energetic | industry_fertilizers_demand_others_non_energetic | Others | EU | Energy demand | 0 | not_included_in_FEC
ES | TYNDP2026 | HEV | 2040 | TWh | 150 | Sub_sector | Industry | Fertilizers | Industry (fertilizers, non-energetic) | Non-energetic | industry_fertilizers_demand_ammonia_non_energetic | Ammonia | EU | Energy demand | 0 | not_included_in_FEC
ES | TYNDP2026 | HEV | 2040 | TWh | 152 | Sub_sector | Industry | Food | Industry (food) | Energetic | industry_food_demand_electricity_energetic | Electricity | EU | Energy demand | 22.0379 | FEC
ES | TYNDP2026 | HEV | 2040 | TWh | 153 | Sub_sector | Industry | Food | Industry (food) | Energetic | industry_food_demand_hydrogen_energetic | Hydrogen | EU | Energy demand | 0 | FEC
ES | TYNDP2026 | HEV | 2040 | TWh | 154 | Sub_sector | Industry | Food | Industry (food) | Energetic | industry_food_demand_methane_energetic | Methane | EU | Energy demand | 4.907 | FEC
ES | TYNDP2026 | HEV | 2040 | TWh | 155 | Sub_sector | Industry | Food | Industry (food) | Energetic | industry_food_demand_heat_energetic | Heat | EU | Energy demand | 0 | FEC
ES | TYNDP2026 | HEV | 2040 | TWh | 156 | Sub_sector | Industry | Food | Industry (food) | Energetic | industry_food_demand_biomass_energetic | Biomass | EU | Energy demand | 0.40109 | FEC
ES | TYNDP2026 | HEV | 2040 | TWh | 157 | Sub_sector | Industry | Food | Industry (food) | Energetic | industry_food_demand_coal_energetic | Solids | EU | Energy demand | 0 | FEC
ES | TYNDP2026 | HEV | 2040 | TWh | 158 | Sub_sector | Industry | Food | Industry (food) | Energetic | industry_food_demand_oil_energetic | Liquids | EU | Energy demand | 0 | FEC
ES | TYNDP2026 | HEV | 2040 | TWh | 159 | Sub_sector | Industry | Food | Industry (food) | Energetic | industry_food_demand_others_energetic | Others | EU | Energy demand | 0 | FEC
ES | TYNDP2026 | HEV | 2040 | TWh | 160 | Sub_sector | Industry | Food | Industry (food) | Energetic | industry_food_demand_ammonia_energetic | Ammonia | EU | Energy demand | 0 | FEC
ES | TYNDP2026 | HEV | 2040 | TWh | 162 | Sub_sector | Industry | Metals | Industry (metal) | Energetic | industry_metal_demand_electricity_energetic | Electricity | EU | Energy demand | 5.0958 | FEC
ES | TYNDP2026 | HEV | 2040 | TWh | 163 | Sub_sector | Industry | Metals | Industry (metal) | Energetic | industry_metal_demand_hydrogen_energetic | Hydrogen | EU | Energy demand | 0 | FEC
ES | TYNDP2026 | HEV | 2040 | TWh | 164 | Sub_sector | Industry | Metals | Industry (metal) | Energetic | industry_metal_demand_methane_energetic | Methane | EU | Energy demand | 5.3209 | FEC
ES | TYNDP2026 | HEV | 2040 | TWh | 165 | Sub_sector | Industry | Metals | Industry (metal) | Energetic | industry_metal_demand_heat_energetic | Heat | EU | Energy demand | 0 | FEC
ES | TYNDP2026 | HEV | 2040 | TWh | 166 | Sub_sector | Industry | Metals | Industry (metal) | Energetic | industry_metal_demand_biomass_energetic | Biomass | EU | Energy demand | 0 | FEC
ES | TYNDP2026 | HEV | 2040 | TWh | 167 | Sub_sector | Industry | Metals | Industry (metal) | Energetic | industry_metal_demand_coal_energetic | Solids | EU | Energy demand | 0 | FEC
ES | TYNDP2026 | HEV | 2040 | TWh | 168 | Sub_sector | Industry | Metals | Industry (metal) | Energetic | industry_metal_demand_oil_energetic | Liquids | EU | Energy demand | 0.86665 | FEC
ES | TYNDP2026 | HEV | 2040 | TWh | 169 | Sub_sector | Industry | Metals | Industry (metal) | Energetic | industry_metal_demand_others_energetic | Others | EU | Energy demand | 0 | FEC
ES | TYNDP2026 | HEV | 2040 | TWh | 170 | Sub_sector | Industry | Metals | Industry (metal) | Energetic | industry_metal_demand_ammonia_energetic | Ammonia | EU | Energy demand | 0 | FEC
ES | TYNDP2026 | HEV | 2040 | TWh | 172 | Sub_sector | Industry | Others | Industry (other, energetic) | Energetic | industry_other_demand_electricity_energetic | Electricity | EU | Energy demand | 68.0215 | FEC
ES | TYNDP2026 | HEV | 2040 | TWh | 173 | Sub_sector | Industry | Others | Industry (other, energetic) | Energetic | industry_other_demand_hydrogen_energetic | Hydrogen | EU | Energy demand | 16.5874 | FEC
ES | TYNDP2026 | HEV | 2040 | TWh | 174 | Sub_sector | Industry | Others | Industry (other, energetic) | Energetic | industry_other_demand_methane_energetic | Methane | EU | Energy demand | 13.2871 | FEC
ES | TYNDP2026 | HEV | 2040 | TWh | 175 | Sub_sector | Industry | Others | Industry (other, energetic) | Energetic | industry_other_demand_heat_energetic | Heat | EU | Energy demand | 0 | FEC
ES | TYNDP2026 | HEV | 2040 | TWh | 176 | Sub_sector | Industry | Others | Industry (other, energetic) | Energetic | industry_other_demand_biomass_energetic | Biomass | EU | Energy demand | 0.6901 | FEC
ES | TYNDP2026 | HEV | 2040 | TWh | 177 | Sub_sector | Industry | Others | Industry (other, energetic) | Energetic | industry_other_demand_coal_energetic | Solids | EU | Energy demand | 0 | FEC
ES | TYNDP2026 | HEV | 2040 | TWh | 178 | Sub_sector | Industry | Others | Industry (other, energetic) | Energetic | industry_other_demand_oil_energetic | Liquids | EU | Energy demand | 0 | FEC
ES | TYNDP2026 | HEV | 2040 | TWh | 179 | Sub_sector | Industry | Others | Industry (other, energetic) | Energetic | industry_other_demand_others_energetic | Others | EU | Energy demand | 0 | FEC
ES | TYNDP2026 | HEV | 2040 | TWh | 180 | Sub_sector | Industry | Others | Industry (other, energetic) | Energetic | industry_other_demand_ammonia_energetic | Ammonia | EU | Energy demand | 0 | FEC
ES | TYNDP2026 | HEV | 2040 | TWh | 182 | Sub_sector | Industry | Others | Industry (other, non-energetic) | Non-energetic | industry_other_demand_electricity_non_energetic | Electricity | EU | Energy demand | 0 | not_included_in_FEC
ES | TYNDP2026 | HEV | 2040 | TWh | 183 | Sub_sector | Industry | Others | Industry (other, non-energetic) | Non-energetic | industry_other_demand_hydrogen_non_energetic | Hydrogen | EU | Energy demand | 0 | not_included_in_FEC
ES | TYNDP2026 | HEV | 2040 | TWh | 184 | Sub_sector | Industry | Others | Industry (other, non-energetic) | Non-energetic | industry_other_demand_methane_non_energetic | Methane | EU | Energy demand | 0 | not_included_in_FEC
ES | TYNDP2026 | HEV | 2040 | TWh | 185 | Sub_sector | Industry | Others | Industry (other, non-energetic) | Non-energetic | industry_other_demand_heat_non_energetic | Heat | EU | Energy demand | 0 | not_included_in_FEC
ES | TYNDP2026 | HEV | 2040 | TWh | 186 | Sub_sector | Industry | Others | Industry (other, non-energetic) | Non-energetic | industry_other_demand_biomass_non_energetic | Biomass | EU | Energy demand | 0 | not_included_in_FEC
ES | TYNDP2026 | HEV | 2040 | TWh | 187 | Sub_sector | Industry | Others | Industry (other, non-energetic) | Non-energetic | industry_other_demand_coal_non_energetic | Solids | EU | Energy demand | 0 | not_included_in_FEC
ES | TYNDP2026 | HEV | 2040 | TWh | 188 | Sub_sector | Industry | Others | Industry (other, non-energetic) | Non-energetic | industry_other_demand_oil_non_energetic | Liquids | EU | Energy demand | 16.5097 | not_included_in_FEC
ES | TYNDP2026 | HEV | 2040 | TWh | 189 | Sub_sector | Industry | Others | Industry (other, non-energetic) | Non-energetic | industry_other_demand_others_non_energetic | Others | EU | Energy demand | 0 | not_included_in_FEC
ES | TYNDP2026 | HEV | 2040 | TWh | 190 | Sub_sector | Industry | Others | Industry (other, non-energetic) | Non-energetic | industry_other_demand_ammonia_non_energetic | Ammonia | EU | Energy demand | 0 | not_included_in_FEC
ES | TYNDP2026 | HEV | 2040 | TWh | 192 | Sub_sector | Industry | Paper | Industry (paper) | Energetic | industry_paper_demand_electricity_energetic | Electricity | EU | Energy demand | 11.7959 | FEC
ES | TYNDP2026 | HEV | 2040 | TWh | 193 | Sub_sector | Industry | Paper | Industry (paper) | Energetic | industry_paper_demand_hydrogen_energetic | Hydrogen | EU | Energy demand | 1.5573 | FEC
ES | TYNDP2026 | HEV | 2040 | TWh | 194 | Sub_sector | Industry | Paper | Industry (paper) | Energetic | industry_paper_demand_methane_energetic | Methane | EU | Energy demand | 3.0175 | FEC
ES | TYNDP2026 | HEV | 2040 | TWh | 195 | Sub_sector | Industry | Paper | Industry (paper) | Energetic | industry_paper_demand_heat_energetic | Heat | EU | Energy demand | 0 | FEC
ES | TYNDP2026 | HEV | 2040 | TWh | 196 | Sub_sector | Industry | Paper | Industry (paper) | Energetic | industry_paper_demand_biomass_energetic | Biomass | EU | Energy demand | 0.47631 | FEC
ES | TYNDP2026 | HEV | 2040 | TWh | 197 | Sub_sector | Industry | Paper | Industry (paper) | Energetic | industry_paper_demand_coal_energetic | Solids | EU | Energy demand | 0 | FEC
ES | TYNDP2026 | HEV | 2040 | TWh | 198 | Sub_sector | Industry | Paper | Industry (paper) | Energetic | industry_paper_demand_oil_energetic | Liquids | EU | Energy demand | 0 | FEC
ES | TYNDP2026 | HEV | 2040 | TWh | 199 | Sub_sector | Industry | Paper | Industry (paper) | Energetic | industry_paper_demand_others_energetic | Others | EU | Energy demand | 0 | FEC
ES | TYNDP2026 | HEV | 2040 | TWh | 200 | Sub_sector | Industry | Paper | Industry (paper) | Energetic | industry_paper_demand_ammonia_energetic | Ammonia | EU | Energy demand | 0 | FEC
ES | TYNDP2026 | HEV | 2040 | TWh | 202 | Sub_sector | Industry | Refineries | Industry (refineries, energetic) | Energetic | industry_refinery_demand_electricity_energetic | Electricity | EU | Energy demand | 3.8249 | not_included_in_FEC
ES | TYNDP2026 | HEV | 2040 | TWh | 203 | Sub_sector | Industry | Refineries | Industry (refineries, energetic) | Energetic | industry_refinery_demand_hydrogen_energetic | Hydrogen | EU | Energy demand | 17.2475 | not_included_in_FEC
ES | TYNDP2026 | HEV | 2040 | TWh | 204 | Sub_sector | Industry | Refineries | Industry (refineries, energetic) | Energetic | industry_refinery_demand_methane_energetic | Methane | EU | Energy demand | 14.4704 | not_included_in_FEC
ES | TYNDP2026 | HEV | 2040 | TWh | 205 | Sub_sector | Industry | Refineries | Industry (refineries, energetic) | Energetic | industry_refinery_demand_heat_energetic | Heat | EU | Energy demand | 0 | not_included_in_FEC
ES | TYNDP2026 | HEV | 2040 | TWh | 206 | Sub_sector | Industry | Refineries | Industry (refineries, energetic) | Energetic | industry_refinery_demand_biomass_energetic | Biomass | EU | Energy demand | 0 | not_included_in_FEC
ES | TYNDP2026 | HEV | 2040 | TWh | 207 | Sub_sector | Industry | Refineries | Industry (refineries, energetic) | Energetic | industry_refinery_demand_coal_energetic | Solids | EU | Energy demand | 1.5e-08 | not_included_in_FEC
ES | TYNDP2026 | HEV | 2040 | TWh | 208 | Sub_sector | Industry | Refineries | Industry (refineries, energetic) | Energetic | industry_refinery_demand_oil_energetic | Liquids | EU | Energy demand | 49.275 | not_included_in_FEC
ES | TYNDP2026 | HEV | 2040 | TWh | 209 | Sub_sector | Industry | Refineries | Industry (refineries, energetic) | Energetic | industry_refinery_demand_others_energetic | Others | EU | Energy demand | 0 | not_included_in_FEC
ES | TYNDP2026 | HEV | 2040 | TWh | 210 | Sub_sector | Industry | Refineries | Industry (refineries, energetic) | Energetic | industry_refinery_demand_ammonia_energetic | Ammonia | EU | Energy demand | 0 | not_included_in_FEC
ES | TYNDP2026 | HEV | 2040 | TWh | 212 | Sub_sector | Industry | Refineries | Industry (refineries, non-energetic) | Non-energetic | industry_refinery_demand_electricity_non_energetic | Electricity | EU | Energy demand | 0 | not_included_in_FEC
ES | TYNDP2026 | HEV | 2040 | TWh | 213 | Sub_sector | Industry | Refineries | Industry (refineries, non-energetic) | Non-energetic | industry_refinery_demand_hydrogen_non_energetic | Hydrogen | EU | Energy demand | 0 | not_included_in_FEC
ES | TYNDP2026 | HEV | 2040 | TWh | 214 | Sub_sector | Industry | Refineries | Industry (refineries, non-energetic) | Non-energetic | industry_refinery_demand_methane_non_energetic | Methane | EU | Energy demand | 0 | not_included_in_FEC
ES | TYNDP2026 | HEV | 2040 | TWh | 215 | Sub_sector | Industry | Refineries | Industry (refineries, non-energetic) | Non-energetic | industry_refinery_demand_heat_non_energetic | Heat | EU | Energy demand | 0 | not_included_in_FEC
ES | TYNDP2026 | HEV | 2040 | TWh | 216 | Sub_sector | Industry | Refineries | Industry (refineries, non-energetic) | Non-energetic | industry_refinery_demand_biomass_non_energetic | Biomass | EU | Energy demand | 0 | not_included_in_FEC
ES | TYNDP2026 | HEV | 2040 | TWh | 217 | Sub_sector | Industry | Refineries | Industry (refineries, non-energetic) | Non-energetic | industry_refinery_demand_coal_non_energetic | Solids | EU | Energy demand | 0 | not_included_in_FEC
ES | TYNDP2026 | HEV | 2040 | TWh | 218 | Sub_sector | Industry | Refineries | Industry (refineries, non-energetic) | Non-energetic | industry_refinery_demand_oil_non_energetic | Liquids | EU | Energy demand | 0 | not_included_in_FEC
ES | TYNDP2026 | HEV | 2040 | TWh | 219 | Sub_sector | Industry | Refineries | Industry (refineries, non-energetic) | Non-energetic | industry_refinery_demand_others_non_energetic | Others | EU | Energy demand | 0 | not_included_in_FEC
ES | TYNDP2026 | HEV | 2040 | TWh | 220 | Sub_sector | Industry | Refineries | Industry (refineries, non-energetic) | Non-energetic | industry_refinery_demand_ammonia_non_energetic | Ammonia | EU | Energy demand | 0 | not_included_in_FEC
ES | TYNDP2026 | HEV | 2040 | TWh | 222 | Sub_sector | Industry | Steel | Industry (steel) | Energetic | industry_steel_demand_electricity_energetic | Electricity | EU | Energy demand | 17.2447 | FEC
ES | TYNDP2026 | HEV | 2040 | TWh | 223 | Sub_sector | Industry | Steel | Industry (steel) | Energetic | industry_steel_demand_hydrogen_energetic | Hydrogen | EU | Energy demand | 14.4677 | FEC
ES | TYNDP2026 | HEV | 2040 | TWh | 224 | Sub_sector | Industry | Steel | Industry (steel) | Energetic | industry_steel_demand_methane_energetic | Methane | EU | Energy demand | 9.5634 | FEC
ES | TYNDP2026 | HEV | 2040 | TWh | 225 | Sub_sector | Industry | Steel | Industry (steel) | Energetic | industry_steel_demand_heat_energetic | Heat | EU | Energy demand | 0 | FEC
ES | TYNDP2026 | HEV | 2040 | TWh | 226 | Sub_sector | Industry | Steel | Industry (steel) | Energetic | industry_steel_demand_biomass_energetic | Biomass | EU | Energy demand | 0 | FEC
ES | TYNDP2026 | HEV | 2040 | TWh | 227 | Sub_sector | Industry | Steel | Industry (steel) | Energetic | industry_steel_demand_coal_energetic | Solids | EU | Energy demand | 1.5906 | FEC
ES | TYNDP2026 | HEV | 2040 | TWh | 228 | Sub_sector | Industry | Steel | Industry (steel) | Energetic | industry_steel_demand_oil_energetic | Liquids | EU | Energy demand | 0 | FEC
ES | TYNDP2026 | HEV | 2040 | TWh | 229 | Sub_sector | Industry | Steel | Industry (steel) | Energetic | industry_steel_demand_others_energetic | Others | EU | Energy demand | 0 | FEC
ES | TYNDP2026 | HEV | 2040 | TWh | 230 | Sub_sector | Industry | Steel | Industry (steel) | Energetic | industry_steel_demand_ammonia_energetic | Ammonia | EU | Energy demand | 0 | FEC
ES | TYNDP2026 | HEV | 2040 | TWh | 232 | Sub_sector | Transport | Cars | Transport (cars) | Energetic | transport_cars_final_demand_electricity | Electricity | EU | Energy demand | 21.9725 | FEC
ES | TYNDP2026 | HEV | 2040 | TWh | 233 | Sub_sector | Transport | Cars | Transport (cars) | Energetic | transport_cars_final_demand_hydrogen | Hydrogen | EU | Energy demand | 6.2857 | FEC
ES | TYNDP2026 | HEV | 2040 | TWh | 234 | Sub_sector | Transport | Cars | Transport (cars) | Energetic | transport_cars_final_demand_methane | Methane | EU | Energy demand | 0.43235 | FEC
ES | TYNDP2026 | HEV | 2040 | TWh | 235 | Sub_sector | Transport | Cars | Transport (cars) | Energetic | transport_cars_final_demand_heat | Heat | EU | Energy demand | 0 | FEC
ES | TYNDP2026 | HEV | 2040 | TWh | 236 | Sub_sector | Transport | Cars | Transport (cars) | Energetic | transport_cars_final_demand_biomass | Biomass | EU | Energy demand | 0 | FEC
ES | TYNDP2026 | HEV | 2040 | TWh | 237 | Sub_sector | Transport | Cars | Transport (cars) | Energetic | transport_cars_final_demand_coal | Solids | EU | Energy demand | 0 | FEC
ES | TYNDP2026 | HEV | 2040 | TWh | 238 | Sub_sector | Transport | Cars | Transport (cars) | Energetic | transport_cars_final_demand_oil | Liquids | EU | Energy demand | 125.2171 | FEC
ES | TYNDP2026 | HEV | 2040 | TWh | 239 | Sub_sector | Transport | Cars | Transport (cars) | Energetic | transport_cars_final_demand_other | Others | EU | Energy demand | 0 | FEC
ES | TYNDP2026 | HEV | 2040 | TWh | 240 | Sub_sector | Transport | Cars | Transport (cars) | Energetic | transport_cars_final_demand_ammonia | Ammonia | EU | Energy demand | 0 | FEC
ES | TYNDP2026 | HEV | 2040 | TWh | 242 | Sub_sector | Transport | Busses | Transport (busses) | Energetic | transport_busses_final_demand_electricity | Electricity | EU | Energy demand | 1.7988 | FEC
ES | TYNDP2026 | HEV | 2040 | TWh | 243 | Sub_sector | Transport | Busses | Transport (busses) | Energetic | transport_busses_final_demand_hydrogen | Hydrogen | EU | Energy demand | 0.63019 | FEC
ES | TYNDP2026 | HEV | 2040 | TWh | 244 | Sub_sector | Transport | Busses | Transport (busses) | Energetic | transport_busses_final_demand_methane | Methane | EU | Energy demand | 2.9859 | FEC
ES | TYNDP2026 | HEV | 2040 | TWh | 245 | Sub_sector | Transport | Busses | Transport (busses) | Energetic | transport_busses_final_demand_heat | Heat | EU | Energy demand | 0 | FEC
ES | TYNDP2026 | HEV | 2040 | TWh | 246 | Sub_sector | Transport | Busses | Transport (busses) | Energetic | transport_busses_final_demand_biomass | Biomass | EU | Energy demand | 0 | FEC
ES | TYNDP2026 | HEV | 2040 | TWh | 247 | Sub_sector | Transport | Busses | Transport (busses) | Energetic | transport_busses_final_demand_coal | Solids | EU | Energy demand | 0 | FEC
ES | TYNDP2026 | HEV | 2040 | TWh | 248 | Sub_sector | Transport | Busses | Transport (busses) | Energetic | transport_busses_final_demand_oil | Liquids | EU | Energy demand | 7.1603 | FEC
ES | TYNDP2026 | HEV | 2040 | TWh | 249 | Sub_sector | Transport | Busses | Transport (busses) | Energetic | transport_busses_final_demand_other | Others | EU | Energy demand | 0 | FEC
ES | TYNDP2026 | HEV | 2040 | TWh | 250 | Sub_sector | Transport | Busses | Transport (busses) | Energetic | transport_busses_final_demand_ammonia | Ammonia | EU | Energy demand | 0 | FEC
ES | TYNDP2026 | HEV | 2040 | TWh | 252 | Sub_sector | Transport | Trucks | Transport (trucks) | Energetic | transport_trucks_final_demand_electricity | Electricity | EU | Energy demand | 10.8108 | FEC
ES | TYNDP2026 | HEV | 2040 | TWh | 253 | Sub_sector | Transport | Trucks | Transport (trucks) | Energetic | transport_trucks_final_demand_hydrogen | Hydrogen | EU | Energy demand | 2.2587 | FEC
ES | TYNDP2026 | HEV | 2040 | TWh | 254 | Sub_sector | Transport | Trucks | Transport (trucks) | Energetic | transport_trucks_final_demand_methane | Methane | EU | Energy demand | 0.002803 | FEC
ES | TYNDP2026 | HEV | 2040 | TWh | 255 | Sub_sector | Transport | Trucks | Transport (trucks) | Energetic | transport_trucks_final_demand_heat | Heat | EU | Energy demand | 0 | FEC
ES | TYNDP2026 | HEV | 2040 | TWh | 256 | Sub_sector | Transport | Trucks | Transport (trucks) | Energetic | transport_trucks_final_demand_biomass | Biomass | EU | Energy demand | 0 | FEC
ES | TYNDP2026 | HEV | 2040 | TWh | 257 | Sub_sector | Transport | Trucks | Transport (trucks) | Energetic | transport_trucks_final_demand_coal | Solids | EU | Energy demand | 0 | FEC
ES | TYNDP2026 | HEV | 2040 | TWh | 258 | Sub_sector | Transport | Trucks | Transport (trucks) | Energetic | transport_trucks_final_demand_oil | Liquids | EU | Energy demand | 28.2358 | FEC
ES | TYNDP2026 | HEV | 2040 | TWh | 259 | Sub_sector | Transport | Trucks | Transport (trucks) | Energetic | transport_trucks_final_demand_other | Others | EU | Energy demand | 0 | FEC
ES | TYNDP2026 | HEV | 2040 | TWh | 260 | Sub_sector | Transport | Trucks | Transport (trucks) | Energetic | transport_trucks_final_demand_ammonia | Ammonia | EU | Energy demand | 0 | FEC
ES | TYNDP2026 | HEV | 2040 | TWh | 262 | Sub_sector | Transport | Vans | Transport (vans) | Energetic | transport_vans_final_demand_electricity | Electricity | EU | Energy demand | 1.661 | FEC
ES | TYNDP2026 | HEV | 2040 | TWh | 263 | Sub_sector | Transport | Vans | Transport (vans) | Energetic | transport_vans_final_demand_hydrogen | Hydrogen | EU | Energy demand | 0.53767 | FEC
ES | TYNDP2026 | HEV | 2040 | TWh | 264 | Sub_sector | Transport | Vans | Transport (vans) | Energetic | transport_vans_final_demand_methane | Methane | EU | Energy demand | 0.0028635 | FEC
ES | TYNDP2026 | HEV | 2040 | TWh | 265 | Sub_sector | Transport | Vans | Transport (vans) | Energetic | transport_vans_final_demand_heat | Heat | EU | Energy demand | 0 | FEC
ES | TYNDP2026 | HEV | 2040 | TWh | 266 | Sub_sector | Transport | Vans | Transport (vans) | Energetic | transport_vans_final_demand_biomass | Biomass | EU | Energy demand | 0 | FEC
ES | TYNDP2026 | HEV | 2040 | TWh | 267 | Sub_sector | Transport | Vans | Transport (vans) | Energetic | transport_vans_final_demand_coal | Solids | EU | Energy demand | 0 | FEC
ES | TYNDP2026 | HEV | 2040 | TWh | 268 | Sub_sector | Transport | Vans | Transport (vans) | Energetic | transport_vans_final_demand_oil | Liquids | EU | Energy demand | 8.3191 | FEC
ES | TYNDP2026 | HEV | 2040 | TWh | 269 | Sub_sector | Transport | Vans | Transport (vans) | Energetic | transport_vans_final_demand_other | Others | EU | Energy demand | 0 | FEC
ES | TYNDP2026 | HEV | 2040 | TWh | 270 | Sub_sector | Transport | Vans | Transport (vans) | Energetic | transport_vans_final_demand_ammonia | Ammonia | EU | Energy demand | 0 | FEC
ES | TYNDP2026 | HEV | 2040 | TWh | 272 | Sub_sector | Transport | Freight trains | Transport (trains) | Energetic | transport_trains_final_demand_electricity | Electricity | EU | Energy demand | 5.9976 | FEC
ES | TYNDP2026 | HEV | 2040 | TWh | 273 | Sub_sector | Transport | Freight trains | Transport (trains) | Energetic | transport_trains_final_demand_hydrogen | Hydrogen | EU | Energy demand | 0.6033 | FEC
ES | TYNDP2026 | HEV | 2040 | TWh | 274 | Sub_sector | Transport | Freight trains | Transport (trains) | Energetic | transport_trains_final_demand_methane | Methane | EU | Energy demand | 0 | FEC
ES | TYNDP2026 | HEV | 2040 | TWh | 275 | Sub_sector | Transport | Freight trains | Transport (trains) | Energetic | transport_trains_final_demand_heat | Heat | EU | Energy demand | 0 | FEC
ES | TYNDP2026 | HEV | 2040 | TWh | 276 | Sub_sector | Transport | Freight trains | Transport (trains) | Energetic | transport_trains_final_demand_biomass | Biomass | EU | Energy demand | 0 | FEC
ES | TYNDP2026 | HEV | 2040 | TWh | 277 | Sub_sector | Transport | Freight trains | Transport (trains) | Energetic | transport_trains_final_demand_coal | Solids | EU | Energy demand | 0 | FEC
ES | TYNDP2026 | HEV | 2040 | TWh | 278 | Sub_sector | Transport | Freight trains | Transport (trains) | Energetic | transport_trains_final_demand_oil | Liquids | EU | Energy demand | 0.62628 | FEC
ES | TYNDP2026 | HEV | 2040 | TWh | 279 | Sub_sector | Transport | Freight trains | Transport (trains) | Energetic | transport_trains_final_demand_other | Others | EU | Energy demand | 0 | FEC
ES | TYNDP2026 | HEV | 2040 | TWh | 280 | Sub_sector | Transport | Freight trains | Transport (trains) | Energetic | transport_trains_final_demand_ammonia | Ammonia | EU | Energy demand | 0 | FEC
ES | TYNDP2026 | HEV | 2040 | TWh | 282 | Sub_sector | Transport | Ships | Transport (ships) | Energetic | transport_ships_final_demand_electricity | Electricity | EU | Energy demand | 0 | FEC
ES | TYNDP2026 | HEV | 2040 | TWh | 283 | Sub_sector | Transport | Ships | Transport (ships) | Energetic | transport_ships_final_demand_hydrogen | Hydrogen | EU | Energy demand | 0 | FEC
ES | TYNDP2026 | HEV | 2040 | TWh | 284 | Sub_sector | Transport | Ships | Transport (ships) | Energetic | transport_ships_final_demand_methane | Methane | EU | Energy demand | 0.012902 | FEC
ES | TYNDP2026 | HEV | 2040 | TWh | 285 | Sub_sector | Transport | Ships | Transport (ships) | Energetic | transport_ships_final_demand_heat | Heat | EU | Energy demand | 0 | FEC
ES | TYNDP2026 | HEV | 2040 | TWh | 286 | Sub_sector | Transport | Ships | Transport (ships) | Energetic | transport_ships_final_demand_biomass | Biomass | EU | Energy demand | 0 | FEC
ES | TYNDP2026 | HEV | 2040 | TWh | 287 | Sub_sector | Transport | Ships | Transport (ships) | Energetic | transport_ships_final_demand_coal | Solids | EU | Energy demand | 0 | FEC
ES | TYNDP2026 | HEV | 2040 | TWh | 288 | Sub_sector | Transport | Ships | Transport (ships) | Energetic | transport_ships_final_demand_oil | Liquids | EU | Energy demand | 12.3067 | FEC
ES | TYNDP2026 | HEV | 2040 | TWh | 289 | Sub_sector | Transport | Ships | Transport (ships) | Energetic | transport_ships_final_demand_other | Others | EU | Energy demand | 0 | FEC
ES | TYNDP2026 | HEV | 2040 | TWh | 290 | Sub_sector | Transport | Ships | Transport (ships) | Energetic | transport_ships_final_demand_ammonia | Ammonia | EU | Energy demand | 0.48585 | FEC
ES | TYNDP2026 | HEV | 2040 | TWh | 292 | Sub_sector | Transport | Planes | Transport (planes) | Energetic | transport_planes_final_demand_electricity | Electricity | EU | Energy demand | 0 | FEC
ES | TYNDP2026 | HEV | 2040 | TWh | 293 | Sub_sector | Transport | Planes | Transport (planes) | Energetic | transport_planes_final_demand_hydrogen | Hydrogen | EU | Energy demand | 0 | FEC
ES | TYNDP2026 | HEV | 2040 | TWh | 294 | Sub_sector | Transport | Planes | Transport (planes) | Energetic | transport_planes_final_demand_methane | Methane | EU | Energy demand | 0 | FEC
ES | TYNDP2026 | HEV | 2040 | TWh | 295 | Sub_sector | Transport | Planes | Transport (planes) | Energetic | transport_planes_final_demand_heat | Heat | EU | Energy demand | 0 | FEC
ES | TYNDP2026 | HEV | 2040 | TWh | 296 | Sub_sector | Transport | Planes | Transport (planes) | Energetic | transport_planes_final_demand_biomass | Biomass | EU | Energy demand | 0 | FEC
ES | TYNDP2026 | HEV | 2040 | TWh | 297 | Sub_sector | Transport | Planes | Transport (planes) | Energetic | transport_planes_final_demand_coal | Solids | EU | Energy demand | 0 | FEC
ES | TYNDP2026 | HEV | 2040 | TWh | 298 | Sub_sector | Transport | Planes | Transport (planes) | Energetic | transport_planes_final_demand_oil | Liquids | EU | Energy demand | 24.2943 | FEC
ES | TYNDP2026 | HEV | 2040 | TWh | 299 | Sub_sector | Transport | Planes | Transport (planes) | Energetic | transport_planes_final_demand_other | Others | EU | Energy demand | 0 | FEC
ES | TYNDP2026 | HEV | 2040 | TWh | 300 | Sub_sector | Transport | Planes | Transport (planes) | Energetic | transport_planes_final_demand_ammonia | Ammonia | EU | Energy demand | 0 | FEC
ES | TYNDP2026 | HEV | 2040 | TWh | 302 | Sub_sector | Transport | Others | Transport (others) | Energetic | transport_other_final_demand_electricity | Electricity | EU | Energy demand | 0.043055 | FEC
ES | TYNDP2026 | HEV | 2040 | TWh | 303 | Sub_sector | Transport | Others | Transport (others) | Energetic | transport_other_final_demand_hydrogen | Hydrogen | EU | Energy demand | 0 | FEC
ES | TYNDP2026 | HEV | 2040 | TWh | 304 | Sub_sector | Transport | Others | Transport (others) | Energetic | transport_other_final_demand_methane | Methane | EU | Energy demand | 0 | FEC
ES | TYNDP2026 | HEV | 2040 | TWh | 305 | Sub_sector | Transport | Others | Transport (others) | Energetic | transport_other_final_demand_heat | Heat | EU | Energy demand | 0 | FEC
ES | TYNDP2026 | HEV | 2040 | TWh | 306 | Sub_sector | Transport | Others | Transport (others) | Energetic | transport_other_final_demand_biomass | Biomass | EU | Energy demand | 0 | FEC
ES | TYNDP2026 | HEV | 2040 | TWh | 307 | Sub_sector | Transport | Others | Transport (others) | Energetic | transport_other_final_demand_coal | Solids | EU | Energy demand | 0 | FEC
ES | TYNDP2026 | HEV | 2040 | TWh | 308 | Sub_sector | Transport | Others | Transport (others) | Energetic | transport_other_final_demand_oil | Liquids | EU | Energy demand | 7.5182 | FEC
ES | TYNDP2026 | HEV | 2040 | TWh | 309 | Sub_sector | Transport | Others | Transport (others) | Energetic | transport_other_final_demand_other | Others | EU | Energy demand | 0 | FEC
ES | TYNDP2026 | HEV | 2040 | TWh | 310 | Sub_sector | Transport | Others | Transport (others) | Energetic | transport_other_final_demand_ammonia | Ammonia | EU | Energy demand | 0 | FEC
ES | TYNDP2026 | HEV | 2040 | TWh | 312 | Sub_sector | International transport | International aviation | Transport (int. aviation) | Energetic | transport_int_aviation_final_demand_electricity | Electricity | EU | Energy demand | 0 | FEC
ES | TYNDP2026 | HEV | 2040 | TWh | 313 | Sub_sector | International transport | International aviation | Transport (int. aviation) | Energetic | transport_int_aviation_final_demand_hydrogen | Hydrogen | EU | Energy demand | 0 | FEC
ES | TYNDP2026 | HEV | 2040 | TWh | 314 | Sub_sector | International transport | International aviation | Transport (int. aviation) | Energetic | transport_int_aviation_final_demand_methane | Methane | EU | Energy demand | 0 | FEC
ES | TYNDP2026 | HEV | 2040 | TWh | 315 | Sub_sector | International transport | International aviation | Transport (int. aviation) | Energetic | transport_int_aviation_final_demand_heat | Heat | EU | Energy demand | 0 | FEC
ES | TYNDP2026 | HEV | 2040 | TWh | 316 | Sub_sector | International transport | International aviation | Transport (int. aviation) | Energetic | transport_int_aviation_final_demand_biofuels | Biomass | EU | Energy demand | 0 | FEC
ES | TYNDP2026 | HEV | 2040 | TWh | 317 | Sub_sector | International transport | International aviation | Transport (int. aviation) | Energetic | transport_int_aviation_final_demand_coal | Solids | EU | Energy demand | 0 | FEC
ES | TYNDP2026 | HEV | 2040 | TWh | 318 | Sub_sector | International transport | International aviation | Transport (int. aviation) | Energetic | transport_int_aviation_final_demand_oil | Liquids | EU | Energy demand | 87.1833 | FEC
ES | TYNDP2026 | HEV | 2040 | TWh | 319 | Sub_sector | International transport | International aviation | Transport (int. aviation) | Energetic | transport_int_aviation_final_demand_other | Others | EU | Energy demand | 0 | FEC
ES | TYNDP2026 | HEV | 2040 | TWh | 320 | Sub_sector | International transport | International aviation | Transport (int. aviation) | Energetic | transport_int_aviation_final_demand_ammonia | Ammonia | EU | Energy demand | 0 | FEC
ES | TYNDP2026 | HEV | 2040 | TWh | 322 | Sub_sector | International transport | International shipping | Transport (int. shipping) | Energetic | transport_int_shipping_final_demand_electricity | Electricity | EU | Energy demand | 0 | not_included_in_FEC
ES | TYNDP2026 | HEV | 2040 | TWh | 323 | Sub_sector | International transport | International shipping | Transport (int. shipping) | Energetic | transport_int_shipping_final_demand_hydrogen | Hydrogen | EU | Energy demand | 0 | not_included_in_FEC
ES | TYNDP2026 | HEV | 2040 | TWh | 324 | Sub_sector | International transport | International shipping | Transport (int. shipping) | Energetic | transport_int_shipping_final_demand_methane | Methane | EU | Energy demand | 15.6462 | not_included_in_FEC
ES | TYNDP2026 | HEV | 2040 | TWh | 325 | Sub_sector | International transport | International shipping | Transport (int. shipping) | Energetic | transport_int_shipping_final_demand_heat | Heat | EU | Energy demand | 0 | not_included_in_FEC
ES | TYNDP2026 | HEV | 2040 | TWh | 326 | Sub_sector | International transport | International shipping | Transport (int. shipping) | Energetic | transport_int_shipping_final_demand_biofuels | Biomass | EU | Energy demand | 0 | not_included_in_FEC
ES | TYNDP2026 | HEV | 2040 | TWh | 327 | Sub_sector | International transport | International shipping | Transport (int. shipping) | Energetic | transport_int_shipping_final_demand_coal | Solids | EU | Energy demand | 0 | not_included_in_FEC
ES | TYNDP2026 | HEV | 2040 | TWh | 328 | Sub_sector | International transport | International shipping | Transport (int. shipping) | Energetic | transport_int_shipping_final_demand_oil | Liquids | EU | Energy demand | 51.2218 | not_included_in_FEC
ES | TYNDP2026 | HEV | 2040 | TWh | 329 | Sub_sector | International transport | International shipping | Transport (int. shipping) | Energetic | transport_int_shipping_final_demand_other | Others | EU | Energy demand | 0 | not_included_in_FEC
ES | TYNDP2026 | HEV | 2040 | TWh | 330 | Sub_sector | International transport | International shipping | Transport (int. shipping) | Energetic | transport_int_shipping_final_demand_ammonia | Ammonia | EU | Energy demand | 2.3656 | not_included_in_FEC
ES | TYNDP2026 | HEV | 2040 | TWh | 332 | Sub_sector | Households | Space heating | Households (heating) | Energetic | households_heating_final_demand_electricity | Electricity | EU | Energy demand | 12.125 | FEC
ES | TYNDP2026 | HEV | 2040 | TWh | 333 | Sub_sector | Households | Space heating | Households (heating) | Energetic | households_heating_final_demand_hydrogen | Hydrogen | EU | Energy demand | 0 | FEC
ES | TYNDP2026 | HEV | 2040 | TWh | 334 | Sub_sector | Households | Space heating | Households (heating) | Energetic | households_heating_final_demand_methane | Methane | EU | Energy demand | 5.3133 | FEC
ES | TYNDP2026 | HEV | 2040 | TWh | 335 | Sub_sector | Households | Space heating | Households (heating) | Energetic | households_heating_final_demand_heat | Heat | EU | Energy demand | 0 | FEC
ES | TYNDP2026 | HEV | 2040 | TWh | 336 | Sub_sector | Households | Space heating | Households (heating) | Energetic | households_heating_final_demand_biomass | Biomass | EU | Energy demand | 15.7938 | FEC
ES | TYNDP2026 | HEV | 2040 | TWh | 337 | Sub_sector | Households | Space heating | Households (heating) | Energetic | households_heating_final_demand_coal | Solids | EU | Energy demand | 0 | FEC
ES | TYNDP2026 | HEV | 2040 | TWh | 338 | Sub_sector | Households | Space heating | Households (heating) | Energetic | households_heating_final_demand_oil | Liquids | EU | Energy demand | 8.6293 | FEC
ES | TYNDP2026 | HEV | 2040 | TWh | 339 | Sub_sector | Households | Space heating | Households (heating) | Energetic | households_heating_final_demand_other | Others | EU | Energy demand | 11.7796 | FEC
ES | TYNDP2026 | HEV | 2040 | TWh | 340 | Sub_sector | Households | Space heating | Households (heating) | Energetic | households_heating_final_demand_ammonia | Ammonia | EU | Energy demand | 0 | FEC
ES | TYNDP2026 | HEV | 2040 | TWh | 343 | Sub_sector | Households | Cooling | Households (cooling) | Energetic | households_cooling_final_demand_electricity | Electricity | EU | Energy demand | 8.104 | FEC
ES | TYNDP2026 | HEV | 2040 | TWh | 344 | Sub_sector | Households | Cooling | Households (cooling) | Energetic | households_cooling_final_demand_hydrogen | Hydrogen | EU | Energy demand | 0 | FEC
ES | TYNDP2026 | HEV | 2040 | TWh | 345 | Sub_sector | Households | Cooling | Households (cooling) | Energetic | households_cooling_final_demand_methane | Methane | EU | Energy demand | 0 | FEC
ES | TYNDP2026 | HEV | 2040 | TWh | 346 | Sub_sector | Households | Cooling | Households (cooling) | Energetic | households_cooling_final_demand_heat | Heat | EU | Energy demand | 0 | FEC
ES | TYNDP2026 | HEV | 2040 | TWh | 347 | Sub_sector | Households | Cooling | Households (cooling) | Energetic | households_cooling_final_demand_biomass | Biomass | EU | Energy demand | 0 | FEC
ES | TYNDP2026 | HEV | 2040 | TWh | 348 | Sub_sector | Households | Cooling | Households (cooling) | Energetic | households_cooling_final_demand_coal | Solids | EU | Energy demand | 0 | FEC
ES | TYNDP2026 | HEV | 2040 | TWh | 349 | Sub_sector | Households | Cooling | Households (cooling) | Energetic | households_cooling_final_demand_oil | Liquids | EU | Energy demand | 0 | FEC
ES | TYNDP2026 | HEV | 2040 | TWh | 350 | Sub_sector | Households | Cooling | Households (cooling) | Energetic | households_cooling_final_demand_other | Others | EU | Energy demand | 0 | FEC
ES | TYNDP2026 | HEV | 2040 | TWh | 351 | Sub_sector | Households | Cooling | Households (cooling) | Energetic | households_cooling_final_demand_ammonia | Ammonia | EU | Energy demand | 0 | FEC
ES | TYNDP2026 | HEV | 2040 | TWh | 354 | Sub_sector | Households | Hot water | Households (hot water) | Energetic | households_hot_water_final_demand_electricity | Electricity | EU | Energy demand | 4.2749 | FEC
ES | TYNDP2026 | HEV | 2040 | TWh | 355 | Sub_sector | Households | Hot water | Households (hot water) | Energetic | households_hot_water_final_demand_hydrogen | Hydrogen | EU | Energy demand | 0 | FEC
ES | TYNDP2026 | HEV | 2040 | TWh | 356 | Sub_sector | Households | Hot water | Households (hot water) | Energetic | households_hot_water_final_demand_methane | Methane | EU | Energy demand | 9.1124 | FEC
ES | TYNDP2026 | HEV | 2040 | TWh | 357 | Sub_sector | Households | Hot water | Households (hot water) | Energetic | households_hot_water_final_demand_heat | Heat | EU | Energy demand | 0 | FEC
ES | TYNDP2026 | HEV | 2040 | TWh | 358 | Sub_sector | Households | Hot water | Households (hot water) | Energetic | households_hot_water_final_demand_biomass | Biomass | EU | Energy demand | 6.5819 | FEC
ES | TYNDP2026 | HEV | 2040 | TWh | 359 | Sub_sector | Households | Hot water | Households (hot water) | Energetic | households_hot_water_final_demand_coal | Solids | EU | Energy demand | 0 | FEC
ES | TYNDP2026 | HEV | 2040 | TWh | 360 | Sub_sector | Households | Hot water | Households (hot water) | Energetic | households_hot_water_final_demand_oil | Liquids | EU | Energy demand | 3.1889 | FEC
ES | TYNDP2026 | HEV | 2040 | TWh | 361 | Sub_sector | Households | Hot water | Households (hot water) | Energetic | households_hot_water_final_demand_other | Others | EU | Energy demand | 4.8319 | FEC
ES | TYNDP2026 | HEV | 2040 | TWh | 362 | Sub_sector | Households | Hot water | Households (hot water) | Energetic | households_hot_water_final_demand_ammonia | Ammonia | EU | Energy demand | 0 | FEC
ES | TYNDP2026 | HEV | 2040 | TWh | 365 | Sub_sector | Households | Appliances | Households (appliances) | Energetic | households_appliances_final_demand_electricity | Electricity | EU | Energy demand | 51.2379 | FEC
ES | TYNDP2026 | HEV | 2040 | TWh | 366 | Sub_sector | Households | Appliances | Households (appliances) | Energetic | households_appliances_final_demand_hydrogen | Hydrogen | EU | Energy demand | 0 | FEC
ES | TYNDP2026 | HEV | 2040 | TWh | 367 | Sub_sector | Households | Appliances | Households (appliances) | Energetic | households_appliances_final_demand_methane | Methane | EU | Energy demand | 1.4704 | FEC
ES | TYNDP2026 | HEV | 2040 | TWh | 368 | Sub_sector | Households | Appliances | Households (appliances) | Energetic | households_appliances_final_demand_heat | Heat | EU | Energy demand | 0 | FEC
ES | TYNDP2026 | HEV | 2040 | TWh | 369 | Sub_sector | Households | Appliances | Households (appliances) | Energetic | households_appliances_final_demand_biomass | Biomass | EU | Energy demand | 0 | FEC
ES | TYNDP2026 | HEV | 2040 | TWh | 370 | Sub_sector | Households | Appliances | Households (appliances) | Energetic | households_appliances_final_demand_coal | Solids | EU | Energy demand | 0 | FEC
ES | TYNDP2026 | HEV | 2040 | TWh | 371 | Sub_sector | Households | Appliances | Households (appliances) | Energetic | households_appliances_final_demand_oil | Liquids | EU | Energy demand | 0 | FEC
ES | TYNDP2026 | HEV | 2040 | TWh | 372 | Sub_sector | Households | Appliances | Households (appliances) | Energetic | households_appliances_final_demand_other | Others | EU | Energy demand | 0 | FEC
ES | TYNDP2026 | HEV | 2040 | TWh | 373 | Sub_sector | Households | Appliances | Households (appliances) | Energetic | households_appliances_final_demand_ammonia | Ammonia | EU | Energy demand | 0 | FEC
ES | TYNDP2026 | HEV | 2040 | TWh | 375 | Sub_sector | Buildings | Space heating | Buildings (heat) | Energetic | buildings_heat_final_demand_electricity | Electricity | EU | Energy demand | 10.6021 | FEC
ES | TYNDP2026 | HEV | 2040 | TWh | 376 | Sub_sector | Buildings | Space heating | Buildings (heat) | Energetic | buildings_heat_final_demand_hydrogen | Hydrogen | EU | Energy demand | 0.15019 | FEC
ES | TYNDP2026 | HEV | 2040 | TWh | 377 | Sub_sector | Buildings | Space heating | Buildings (heat) | Energetic | buildings_heat_final_demand_methane | Methane | EU | Energy demand | 2.878 | FEC
ES | TYNDP2026 | HEV | 2040 | TWh | 378 | Sub_sector | Buildings | Space heating | Buildings (heat) | Energetic | buildings_heat_final_demand_heat | Heat | EU | Energy demand | 0 | FEC
ES | TYNDP2026 | HEV | 2040 | TWh | 379 | Sub_sector | Buildings | Space heating | Buildings (heat) | Energetic | buildings_heat_final_demand_biomass | Biomass | EU | Energy demand | 4.0436 | FEC
ES | TYNDP2026 | HEV | 2040 | TWh | 380 | Sub_sector | Buildings | Space heating | Buildings (heat) | Energetic | buildings_heat_final_demand_coal | Solids | EU | Energy demand | 0 | FEC
ES | TYNDP2026 | HEV | 2040 | TWh | 381 | Sub_sector | Buildings | Space heating | Buildings (heat) | Energetic | buildings_heat_final_demand_oil | Liquids | EU | Energy demand | 4.1333 | FEC
ES | TYNDP2026 | HEV | 2040 | TWh | 382 | Sub_sector | Buildings | Space heating | Buildings (heat) | Energetic | buildings_heat_final_demand_other | Others | EU | Energy demand | 0.19758 | FEC
ES | TYNDP2026 | HEV | 2040 | TWh | 383 | Sub_sector | Buildings | Space heating | Buildings (heat) | Energetic | buildings_heat_final_demand_ammonia | Ammonia | EU | Energy demand | 0 | FEC
ES | TYNDP2026 | HEV | 2040 | TWh | 386 | Sub_sector | Buildings | Cooling | Buildings (cooling) | Energetic | buildings_cooling_final_demand_electricity | Electricity | EU | Energy demand | 12.4305 | FEC
ES | TYNDP2026 | HEV | 2040 | TWh | 387 | Sub_sector | Buildings | Cooling | Buildings (cooling) | Energetic | buildings_cooling_final_demand_hydrogen | Hydrogen | EU | Energy demand | 0 | FEC
ES | TYNDP2026 | HEV | 2040 | TWh | 388 | Sub_sector | Buildings | Cooling | Buildings (cooling) | Energetic | buildings_cooling_final_demand_methane | Methane | EU | Energy demand | 0 | FEC
ES | TYNDP2026 | HEV | 2040 | TWh | 389 | Sub_sector | Buildings | Cooling | Buildings (cooling) | Energetic | buildings_cooling_final_demand_heat | Heat | EU | Energy demand | 0 | FEC
ES | TYNDP2026 | HEV | 2040 | TWh | 390 | Sub_sector | Buildings | Cooling | Buildings (cooling) | Energetic | buildings_cooling_final_demand_biomass | Biomass | EU | Energy demand | 0 | FEC
ES | TYNDP2026 | HEV | 2040 | TWh | 391 | Sub_sector | Buildings | Cooling | Buildings (cooling) | Energetic | buildings_cooling_final_demand_coal | Solids | EU | Energy demand | 0 | FEC
ES | TYNDP2026 | HEV | 2040 | TWh | 392 | Sub_sector | Buildings | Cooling | Buildings (cooling) | Energetic | buildings_cooling_final_demand_oil | Liquids | EU | Energy demand | 0 | FEC
ES | TYNDP2026 | HEV | 2040 | TWh | 393 | Sub_sector | Buildings | Cooling | Buildings (cooling) | Energetic | buildings_cooling_final_demand_other | Others | EU | Energy demand | 0 | FEC
ES | TYNDP2026 | HEV | 2040 | TWh | 394 | Sub_sector | Buildings | Cooling | Buildings (cooling) | Energetic | buildings_cooling_final_demand_ammonia | Ammonia | EU | Energy demand | 0 | FEC
ES | TYNDP2026 | HEV | 2040 | TWh | 397 | Sub_sector | Buildings | Appliances | Buildings (appliances) | Energetic | buildings_appliances_final_demand_electricity | Electricity | EU | Energy demand | 28.776 | FEC
ES | TYNDP2026 | HEV | 2040 | TWh | 398 | Sub_sector | Buildings | Appliances | Buildings (appliances) | Energetic | buildings_appliances_final_demand_hydrogen | Hydrogen | EU | Energy demand | 0 | FEC
ES | TYNDP2026 | HEV | 2040 | TWh | 399 | Sub_sector | Buildings | Appliances | Buildings (appliances) | Energetic | buildings_appliances_final_demand_methane | Methane | EU | Energy demand | 7.3757 | FEC
ES | TYNDP2026 | HEV | 2040 | TWh | 400 | Sub_sector | Buildings | Appliances | Buildings (appliances) | Energetic | buildings_appliances_final_demand_heat | Heat | EU | Energy demand | 0 | FEC
ES | TYNDP2026 | HEV | 2040 | TWh | 401 | Sub_sector | Buildings | Appliances | Buildings (appliances) | Energetic | buildings_appliances_final_demand_biomass | Biomass | EU | Energy demand | 0 | FEC
ES | TYNDP2026 | HEV | 2040 | TWh | 402 | Sub_sector | Buildings | Appliances | Buildings (appliances) | Energetic | buildings_appliances_final_demand_coal | Solids | EU | Energy demand | 0 | FEC
ES | TYNDP2026 | HEV | 2040 | TWh | 403 | Sub_sector | Buildings | Appliances | Buildings (appliances) | Energetic | buildings_appliances_final_demand_oil | Liquids | EU | Energy demand | 0 | FEC
ES | TYNDP2026 | HEV | 2040 | TWh | 404 | Sub_sector | Buildings | Appliances | Buildings (appliances) | Energetic | buildings_appliances_final_demand_other | Others | EU | Energy demand | 0 | FEC
ES | TYNDP2026 | HEV | 2040 | TWh | 405 | Sub_sector | Buildings | Appliances | Buildings (appliances) | Energetic | buildings_appliances_final_demand_ammonia | Ammonia | EU | Energy demand | 0 | FEC
ES | TYNDP2026 | HEV | 2040 | TWh | 407 | Sub_sector | Buildings | Datacenters | Datacenters & ICT | Energetic | datacentres_final_demand_electricity_energetic | Electricity | EU | Energy demand | 49.0185 | FEC
ES | TYNDP2026 | HEV | 2040 | TWh | 408 | Sub_sector | Buildings | Datacenters | Datacenters & ICT | Energetic | datacentres_final_demand_hydrogen_energetic | Hydrogen | EU | Energy demand | 0 | FEC
ES | TYNDP2026 | HEV | 2040 | TWh | 409 | Sub_sector | Buildings | Datacenters | Datacenters & ICT | Energetic | datacentres_final_demand_methane_energetic | Methane | EU | Energy demand | 0 | FEC
ES | TYNDP2026 | HEV | 2040 | TWh | 410 | Sub_sector | Buildings | Datacenters | Datacenters & ICT | Energetic | datacentres_final_demand_heat_energetic | Heat | EU | Energy demand | 0 | FEC
ES | TYNDP2026 | HEV | 2040 | TWh | 411 | Sub_sector | Buildings | Datacenters | Datacenters & ICT | Energetic | datacentres_final_demand_biomass_energetic | Biomass | EU | Energy demand | 0 | FEC
ES | TYNDP2026 | HEV | 2040 | TWh | 412 | Sub_sector | Buildings | Datacenters | Datacenters & ICT | Energetic | datacentres_final_demand_coal_energetic | Solids | EU | Energy demand | 0 | FEC
ES | TYNDP2026 | HEV | 2040 | TWh | 413 | Sub_sector | Buildings | Datacenters | Datacenters & ICT | Energetic | datacentres_final_demand_oil_energetic | Liquids | EU | Energy demand | 0 | FEC
ES | TYNDP2026 | HEV | 2040 | TWh | 414 | Sub_sector | Buildings | Datacenters | Datacenters & ICT | Energetic | datacentres_final_demand_other_energetic | Others | EU | Energy demand | 0 | FEC
ES | TYNDP2026 | HEV | 2040 | TWh | 415 | Sub_sector | Buildings | Datacenters | Datacenters & ICT | Energetic | datacentres_final_demand_ammonia_energetic | Ammonia | EU | Energy demand | 0 | FEC
ES | TYNDP2026 | HEV | 2040 | TWh | 417 | Sub_sector | Transport | Others_Sector | Others_Sector | Energetic | other_final_demand_electricity_energetic | Electricity | EU | Energy demand | 1.576 | FEC
ES | TYNDP2026 | HEV | 2040 | TWh | 418 | Sub_sector | Transport | Others_Sector | Others_Sector | Energetic | other_final_demand_hydrogen_energetic | Hydrogen | EU | Energy demand | 0 | FEC
ES | TYNDP2026 | HEV | 2040 | TWh | 419 | Sub_sector | Transport | Pipeline Transport | Others_Sector | Energetic | other_final_demand_methane_energetic | Methane | EU | Energy demand | 1.0008 | FEC
ES | TYNDP2026 | HEV | 2040 | TWh | 420 | Sub_sector | Transport | Others_Sector | Others_Sector | Energetic | other_final_demand_heat_energetic | Heat | EU | Energy demand | 0 | FEC
ES | TYNDP2026 | HEV | 2040 | TWh | 421 | Sub_sector | Transport | Others_Sector | Others_Sector | Energetic | other_final_demand_biomass_energetic | Biomass | EU | Energy demand | 0 | FEC
ES | TYNDP2026 | HEV | 2040 | TWh | 422 | Sub_sector | Transport | Others_Sector | Others_Sector | Energetic | other_final_demand_coal_energetic | Solids | EU | Energy demand | 0.86246 | FEC
ES | TYNDP2026 | HEV | 2040 | TWh | 423 | Sub_sector | Transport | Others_Sector | Others_Sector | Energetic | other_final_demand_oil_energetic | Liquids | EU | Energy demand | 1.3585 | FEC
ES | TYNDP2026 | HEV | 2040 | TWh | 424 | Sub_sector | Others_Sector | Others_Sector | Others_Sector | Non-energetic | other_final_demand_oil_non_energetic | Liquids | EU | Energy demand | 2.4678 | not_included_in_FEC
ES | TYNDP2026 | HEV | 2040 | TWh | 425 | Sub_sector | Transport | Others_Sector | Others_Sector | Energetic | other_final_demand_other_energetic | Others | EU | Energy demand | 0 | FEC
ES | TYNDP2026 | HEV | 2040 | TWh | 426 | Sub_sector | Transport | Others_Sector | Others_Sector | Energetic | other_final_demand_ammonia_energetic | Ammonia | EU | Energy demand | 0 | FEC
ES | TYNDP2026 | HEV | 2040 | TWh | 427 | Sub_sector | Industry | Surplus_Heat_in_Industry | Surplus_Heat_in_Industry | Energetic | final_demand_of_industry_unused_local_production_steam_hot_water | Heat | EU | Energy demand | 0 | FEC
ES | TYNDP2026 | HEV | 2040 | TWh | 429 | Sub_sector | Agriculture | Total | Agriculture | Energetic | agriculture_final_demand_electricity_energetic | Electricity | EU | Energy demand | 6.7657 | FEC
ES | TYNDP2026 | HEV | 2040 | TWh | 430 | Sub_sector | Agriculture | Total | Agriculture | Energetic | agriculture_final_demand_hydrogen_energetic | Hydrogen | EU | Energy demand | 0 | FEC
ES | TYNDP2026 | HEV | 2040 | TWh | 431 | Sub_sector | Agriculture | Total | Agriculture | Energetic | agriculture_final_demand_methane_energetic | Methane | EU | Energy demand | 2.1394 | FEC
ES | TYNDP2026 | HEV | 2040 | TWh | 432 | Sub_sector | Agriculture | Total | Agriculture | Energetic | agriculture_final_demand_heat_energetic | Heat | EU | Energy demand | 0 | FEC
ES | TYNDP2026 | HEV | 2040 | TWh | 433 | Sub_sector | Agriculture | Total | Agriculture | Energetic | agriculture_final_demand_biomass_energetic | Biomass | EU | Energy demand | 0.73987 | FEC
ES | TYNDP2026 | HEV | 2040 | TWh | 434 | Sub_sector | Agriculture | Total | Agriculture | Energetic | agriculture_final_demand_coal_energetic | Solids | EU | Energy demand | 0 | FEC
ES | TYNDP2026 | HEV | 2040 | TWh | 435 | Sub_sector | Agriculture | Total | Agriculture | Energetic | agriculture_final_demand_oil_energetic | Liquids | EU | Energy demand | 20.4837 | FEC
ES | TYNDP2026 | HEV | 2040 | TWh | 436 | Sub_sector | Agriculture | Total | Agriculture | Energetic | agriculture_final_demand_other_energetic | Others | EU | Energy demand | 0 | FEC
ES | TYNDP2026 | HEV | 2040 | TWh | 437 | Sub_sector | Agriculture | Total | Agriculture | Energetic | agriculture_final_demand_ammonia_energetic | Ammonia | EU | Energy demand | 0 | FEC
ES | TYNDP2026 | HEV | 2040 | TWh | 447 | Sub_sector | Buildings | Surplus Energy | Buildings | Energetic | GAP | Electricity | EU | Energy demand | 0 | FEC
ES | TYNDP2026 | HEV | 2040 | TWh | 448 | Sub_sector | Buildings | Surplus Energy | Buildings | Energetic | GAP | Hydrogen | EU | Energy demand | 0 | FEC
ES | TYNDP2026 | HEV | 2040 | TWh | 449 | Sub_sector | Buildings | Surplus Energy | Buildings | Energetic | GAP | Methane | EU | Energy demand | 0 | FEC
ES | TYNDP2026 | HEV | 2040 | TWh | 450 | Sub_sector | Buildings | Surplus Energy | Buildings | Energetic | GAP | Heat | EU | Energy demand | 0 | FEC
ES | TYNDP2026 | HEV | 2040 | TWh | 451 | Sub_sector | Buildings | Surplus Energy | Buildings | Energetic | GAP | Biomass | EU | Energy demand | 0.0054744 | FEC
ES | TYNDP2026 | HEV | 2040 | TWh | 452 | Sub_sector | Buildings | Surplus Energy | Buildings | Energetic | GAP | Solids | EU | Energy demand | 0 | FEC
ES | TYNDP2026 | HEV | 2040 | TWh | 453 | Sub_sector | Buildings | Surplus Energy | Buildings | Energetic | GAP | Liquids | EU | Energy demand | 2.4153 | FEC
ES | TYNDP2026 | HEV | 2040 | TWh | 454 | Sub_sector | Buildings | Surplus Energy | Buildings | Energetic | GAP | Others | EU | Energy demand | 0 | FEC
ES | TYNDP2026 | HEV | 2040 | TWh | 455 | Sub_sector | Buildings | Surplus Energy | Buildings | Energetic | GAP | Ammonia | EU | Energy demand | 0 | FEC
ES | TYNDP2026 | HEV | 2040 | TWh | 456 | Sub_sector | Households | Surplus Energy | Households | Energetic | GAP | Electricity | EU | Energy demand | 0 | FEC
ES | TYNDP2026 | HEV | 2040 | TWh | 457 | Sub_sector | Households | Surplus Energy | Households | Energetic | GAP | Hydrogen | EU | Energy demand | 0 | FEC
ES | TYNDP2026 | HEV | 2040 | TWh | 458 | Sub_sector | Households | Surplus Energy | Households | Energetic | GAP | Methane | EU | Energy demand | 0 | FEC
ES | TYNDP2026 | HEV | 2040 | TWh | 459 | Sub_sector | Households | Surplus Energy | Households | Energetic | GAP | Heat | EU | Energy demand | 0 | FEC
ES | TYNDP2026 | HEV | 2040 | TWh | 460 | Sub_sector | Households | Surplus Energy | Households | Energetic | GAP | Biomass | EU | Energy demand | 0 | FEC
ES | TYNDP2026 | HEV | 2040 | TWh | 461 | Sub_sector | Households | Surplus Energy | Households | Energetic | GAP | Solids | EU | Energy demand | 0 | FEC
ES | TYNDP2026 | HEV | 2040 | TWh | 462 | Sub_sector | Households | Surplus Energy | Households | Energetic | GAP | Liquids | EU | Energy demand | 0 | FEC
ES | TYNDP2026 | HEV | 2040 | TWh | 463 | Sub_sector | Households | Surplus Energy | Households | Energetic | GAP | Others | EU | Energy demand | 0 | FEC
ES | TYNDP2026 | HEV | 2040 | TWh | 464 | Sub_sector | Households | Surplus Energy | Households | Energetic | GAP | Ammonia | EU | Energy demand | 0 | FEC
ES | TYNDP2026 | LEV | 2035 | TWh | 102 | Sub_sector | Industry | Aluminium | Industry (aluminium) | Energetic | industry_aluminium_demand_electricity_energetic | Electricity | EU | Energy demand | 3.2617 | FEC
ES | TYNDP2026 | LEV | 2035 | TWh | 103 | Sub_sector | Industry | Aluminium | Industry (aluminium) | Energetic | industry_aluminium_demand_hydrogen_energetic | Hydrogen | EU | Energy demand | 0 | FEC
ES | TYNDP2026 | LEV | 2035 | TWh | 104 | Sub_sector | Industry | Aluminium | Industry (aluminium) | Energetic | industry_aluminium_demand_methane_energetic | Methane | EU | Energy demand | 0.22988 | FEC
ES | TYNDP2026 | LEV | 2035 | TWh | 105 | Sub_sector | Industry | Aluminium | Industry (aluminium) | Energetic | industry_aluminium_demand_heat_energetic | Heat | EU | Energy demand | 0 | FEC
ES | TYNDP2026 | LEV | 2035 | TWh | 106 | Sub_sector | Industry | Aluminium | Industry (aluminium) | Energetic | industry_aluminium_demand_biomass_energetic | Biomass | EU | Energy demand | 0 | FEC
ES | TYNDP2026 | LEV | 2035 | TWh | 107 | Sub_sector | Industry | Aluminium | Industry (aluminium) | Energetic | industry_aluminium_demand_coal_energetic | Solids | EU | Energy demand | 0 | FEC
ES | TYNDP2026 | LEV | 2035 | TWh | 108 | Sub_sector | Industry | Aluminium | Industry (aluminium) | Energetic | industry_aluminium_demand_oil_energetic | Liquids | EU | Energy demand | 0 | FEC
ES | TYNDP2026 | LEV | 2035 | TWh | 109 | Sub_sector | Industry | Aluminium | Industry (aluminium) | Energetic | industry_aluminium_demand_others_energetic | Others | EU | Energy demand | 0 | FEC
ES | TYNDP2026 | LEV | 2035 | TWh | 110 | Sub_sector | Industry | Aluminium | Industry (aluminium) | Energetic | industry_ammonia_demand_others_energetic | Ammonia | EU | Energy demand | 0 | FEC
ES | TYNDP2026 | LEV | 2035 | TWh | 112 | Sub_sector | Industry | Chemicals | Industry (chemicals, energetic) | Energetic | industry_chemical_demand_electricity_energetic | Electricity | EU | Energy demand | 11.6788 | FEC
ES | TYNDP2026 | LEV | 2035 | TWh | 113 | Sub_sector | Industry | Chemicals | Industry (chemicals, energetic) | Energetic | industry_chemical_demand_hydrogen_energetic | Hydrogen | EU | Energy demand | 0 | FEC
ES | TYNDP2026 | LEV | 2035 | TWh | 114 | Sub_sector | Industry | Chemicals | Industry (chemicals, energetic) | Energetic | industry_chemical_demand_methane_energetic | Methane | EU | Energy demand | 21.3092 | FEC
ES | TYNDP2026 | LEV | 2035 | TWh | 115 | Sub_sector | Industry | Chemicals | Industry (chemicals, energetic) | Energetic | industry_chemical_demand_heat_energetic | Heat | EU | Energy demand | 0 | FEC
ES | TYNDP2026 | LEV | 2035 | TWh | 116 | Sub_sector | Industry | Chemicals | Industry (chemicals, energetic) | Energetic | industry_chemical_demand_biomass_energetic | Biomass | EU | Energy demand | 0.056252 | FEC
ES | TYNDP2026 | LEV | 2035 | TWh | 117 | Sub_sector | Industry | Chemicals | Industry (chemicals, energetic) | Energetic | industry_chemical_demand_coal_energetic | Solids | EU | Energy demand | 0 | FEC
ES | TYNDP2026 | LEV | 2035 | TWh | 118 | Sub_sector | Industry | Chemicals | Industry (chemicals, energetic) | Energetic | industry_chemical_demand_oil_energetic | Liquids | EU | Energy demand | 0 | FEC
ES | TYNDP2026 | LEV | 2035 | TWh | 119 | Sub_sector | Industry | Chemicals | Industry (chemicals, energetic) | Energetic | industry_chemical_demand_others_energetic | Others | EU | Energy demand | 0 | FEC
ES | TYNDP2026 | LEV | 2035 | TWh | 120 | Sub_sector | Industry | Chemicals | Industry (chemicals, energetic) | Energetic | industry_chemical_demand_ammonia_energetic | Ammonia | EU | Energy demand | 0 | FEC
ES | TYNDP2026 | LEV | 2035 | TWh | 122 | Sub_sector | Industry | Chemicals | Industry (chemicals, non-energetic) | Non-energetic | industry_chemical_demand_electricity_non_energetic | Electricity | EU | Energy demand | 0 | not_included_in_FEC
ES | TYNDP2026 | LEV | 2035 | TWh | 123 | Sub_sector | Industry | Chemicals | Industry (chemicals, non-energetic) | Non-energetic | industry_chemical_demand_hydrogen_non_energetic | Hydrogen | EU | Energy demand | 3.8209 | not_included_in_FEC
ES | TYNDP2026 | LEV | 2035 | TWh | 124 | Sub_sector | Industry | Chemicals | Industry (chemicals, non-energetic) | Non-energetic | industry_chemical_demand_methane_non_energetic | Methane | EU | Energy demand | 0 | not_included_in_FEC
ES | TYNDP2026 | LEV | 2035 | TWh | 125 | Sub_sector | Industry | Chemicals | Industry (chemicals, non-energetic) | Non-energetic | industry_chemical_demand_heat_non_energetic | Heat | EU | Energy demand | 0 | not_included_in_FEC
ES | TYNDP2026 | LEV | 2035 | TWh | 126 | Sub_sector | Industry | Chemicals | Industry (chemicals, non-energetic) | Non-energetic | industry_chemical_demand_biomass_non_energetic | Biomass | EU | Energy demand | 0 | not_included_in_FEC
ES | TYNDP2026 | LEV | 2035 | TWh | 127 | Sub_sector | Industry | Chemicals | Industry (chemicals, non-energetic) | Non-energetic | industry_chemical_demand_coal_non_energetic | Solids | EU | Energy demand | 0 | not_included_in_FEC
ES | TYNDP2026 | LEV | 2035 | TWh | 128 | Sub_sector | Industry | Chemicals | Industry (chemicals, non-energetic) | Non-energetic | industry_chemical_demand_oil_non_energetic | Liquids | EU | Energy demand | 33.6388 | not_included_in_FEC
ES | TYNDP2026 | LEV | 2035 | TWh | 129 | Sub_sector | Industry | Chemicals | Industry (chemicals, non-energetic) | Non-energetic | industry_chemical_demand_others_non_energetic | Others | EU | Energy demand | 0 | not_included_in_FEC
ES | TYNDP2026 | LEV | 2035 | TWh | 130 | Sub_sector | Industry | Chemicals | Industry (chemicals, non-energetic) | Non-energetic | industry_chemical_demand_ammonia_non_energetic | Ammonia | EU | Energy demand | 0 | not_included_in_FEC
ES | TYNDP2026 | LEV | 2035 | TWh | 132 | Sub_sector | Industry | Fertilizers | Industry (fertilizers, energetic) | Energetic | industry_fertilizers_demand_electricity_energetic | Electricity | EU | Energy demand | 0.18234 | FEC
ES | TYNDP2026 | LEV | 2035 | TWh | 133 | Sub_sector | Industry | Fertilizers | Industry (fertilizers, energetic) | Energetic | industry_fertilizers_demand_hydrogen_energetic | Hydrogen | EU | Energy demand | 0 | FEC
ES | TYNDP2026 | LEV | 2035 | TWh | 134 | Sub_sector | Industry | Fertilizers | Industry (fertilizers, energetic) | Energetic | industry_fertilizers_demand_methane_energetic | Methane | EU | Energy demand | 0.74459 | FEC
ES | TYNDP2026 | LEV | 2035 | TWh | 135 | Sub_sector | Industry | Fertilizers | Industry (fertilizers, energetic) | Energetic | industry_fertilizers_demand_heat_energetic | Heat | EU | Energy demand | 0 | FEC
ES | TYNDP2026 | LEV | 2035 | TWh | 136 | Sub_sector | Industry | Fertilizers | Industry (fertilizers, energetic) | Energetic | industry_fertilizers_demand_biomass_energetic | Biomass | EU | Energy demand | 0 | FEC
ES | TYNDP2026 | LEV | 2035 | TWh | 137 | Sub_sector | Industry | Fertilizers | Industry (fertilizers, energetic) | Energetic | industry_fertilizers_demand_coal_energetic | Solids | EU | Energy demand | 0 | FEC
ES | TYNDP2026 | LEV | 2035 | TWh | 138 | Sub_sector | Industry | Fertilizers | Industry (fertilizers, energetic) | Energetic | industry_fertilizers_demand_oil_energetic | Liquids | EU | Energy demand | 0 | FEC
ES | TYNDP2026 | LEV | 2035 | TWh | 139 | Sub_sector | Industry | Fertilizers | Industry (fertilizers, energetic) | Energetic | industry_fertilizers_demand_others_energetic | Others | EU | Energy demand | 0 | FEC
ES | TYNDP2026 | LEV | 2035 | TWh | 140 | Sub_sector | Industry | Fertilizers | Industry (fertilizers, energetic) | Energetic | industry_fertilizers_demand_ammonia_energetic | Ammonia | EU | Energy demand | 0 | FEC
ES | TYNDP2026 | LEV | 2035 | TWh | 142 | Sub_sector | Industry | Fertilizers | Industry (fertilizers, non-energetic) | Non-energetic | industry_fertilizers_demand_electricity_non_energetic | Electricity | EU | Energy demand | 0 | not_included_in_FEC
ES | TYNDP2026 | LEV | 2035 | TWh | 143 | Sub_sector | Industry | Fertilizers | Industry (fertilizers, non-energetic) | Non-energetic | industry_fertilizers_demand_hydrogen_non_energetic | Hydrogen | EU | Energy demand | 4.2 | not_included_in_FEC
ES | TYNDP2026 | LEV | 2035 | TWh | 144 | Sub_sector | Industry | Fertilizers | Industry (fertilizers, non-energetic) | Non-energetic | industry_fertilizers_demand_methane_non_energetic | Methane | EU | Energy demand | 0 | not_included_in_FEC
ES | TYNDP2026 | LEV | 2035 | TWh | 145 | Sub_sector | Industry | Fertilizers | Industry (fertilizers, non-energetic) | Non-energetic | industry_fertilizers_demand_heat_non_energetic | Heat | EU | Energy demand | 0 | not_included_in_FEC
ES | TYNDP2026 | LEV | 2035 | TWh | 146 | Sub_sector | Industry | Fertilizers | Industry (fertilizers, non-energetic) | Non-energetic | industry_fertilizers_demand_biomass_non_energetic | Biomass | EU | Energy demand | 0 | not_included_in_FEC
ES | TYNDP2026 | LEV | 2035 | TWh | 147 | Sub_sector | Industry | Fertilizers | Industry (fertilizers, non-energetic) | Non-energetic | industry_fertilizers_demand_coal_non_energetic | Solids | EU | Energy demand | 0 | not_included_in_FEC
ES | TYNDP2026 | LEV | 2035 | TWh | 148 | Sub_sector | Industry | Fertilizers | Industry (fertilizers, non-energetic) | Non-energetic | industry_fertilizers_demand_oil_non_energetic | Liquids | EU | Energy demand | 0 | not_included_in_FEC
ES | TYNDP2026 | LEV | 2035 | TWh | 149 | Sub_sector | Industry | Fertilizers | Industry (fertilizers, non-energetic) | Non-energetic | industry_fertilizers_demand_others_non_energetic | Others | EU | Energy demand | 0 | not_included_in_FEC
ES | TYNDP2026 | LEV | 2035 | TWh | 150 | Sub_sector | Industry | Fertilizers | Industry (fertilizers, non-energetic) | Non-energetic | industry_fertilizers_demand_ammonia_non_energetic | Ammonia | EU | Energy demand | 0 | not_included_in_FEC
ES | TYNDP2026 | LEV | 2035 | TWh | 152 | Sub_sector | Industry | Food | Industry (food) | Energetic | industry_food_demand_electricity_energetic | Electricity | EU | Energy demand | 14.5552 | FEC
ES | TYNDP2026 | LEV | 2035 | TWh | 153 | Sub_sector | Industry | Food | Industry (food) | Energetic | industry_food_demand_hydrogen_energetic | Hydrogen | EU | Energy demand | 0 | FEC
ES | TYNDP2026 | LEV | 2035 | TWh | 154 | Sub_sector | Industry | Food | Industry (food) | Energetic | industry_food_demand_methane_energetic | Methane | EU | Energy demand | 6.8904 | FEC
ES | TYNDP2026 | LEV | 2035 | TWh | 155 | Sub_sector | Industry | Food | Industry (food) | Energetic | industry_food_demand_heat_energetic | Heat | EU | Energy demand | 0 | FEC
ES | TYNDP2026 | LEV | 2035 | TWh | 156 | Sub_sector | Industry | Food | Industry (food) | Energetic | industry_food_demand_biomass_energetic | Biomass | EU | Energy demand | 3.6176 | FEC
ES | TYNDP2026 | LEV | 2035 | TWh | 157 | Sub_sector | Industry | Food | Industry (food) | Energetic | industry_food_demand_coal_energetic | Solids | EU | Energy demand | 0 | FEC
ES | TYNDP2026 | LEV | 2035 | TWh | 158 | Sub_sector | Industry | Food | Industry (food) | Energetic | industry_food_demand_oil_energetic | Liquids | EU | Energy demand | 0 | FEC
ES | TYNDP2026 | LEV | 2035 | TWh | 159 | Sub_sector | Industry | Food | Industry (food) | Energetic | industry_food_demand_others_energetic | Others | EU | Energy demand | 0 | FEC
ES | TYNDP2026 | LEV | 2035 | TWh | 160 | Sub_sector | Industry | Food | Industry (food) | Energetic | industry_food_demand_ammonia_energetic | Ammonia | EU | Energy demand | 0 | FEC
ES | TYNDP2026 | LEV | 2035 | TWh | 162 | Sub_sector | Industry | Metals | Industry (metal) | Energetic | industry_metal_demand_electricity_energetic | Electricity | EU | Energy demand | 4.8222 | FEC
ES | TYNDP2026 | LEV | 2035 | TWh | 163 | Sub_sector | Industry | Metals | Industry (metal) | Energetic | industry_metal_demand_hydrogen_energetic | Hydrogen | EU | Energy demand | 0 | FEC
ES | TYNDP2026 | LEV | 2035 | TWh | 164 | Sub_sector | Industry | Metals | Industry (metal) | Energetic | industry_metal_demand_methane_energetic | Methane | EU | Energy demand | 5.2135 | FEC
ES | TYNDP2026 | LEV | 2035 | TWh | 165 | Sub_sector | Industry | Metals | Industry (metal) | Energetic | industry_metal_demand_heat_energetic | Heat | EU | Energy demand | 0 | FEC
ES | TYNDP2026 | LEV | 2035 | TWh | 166 | Sub_sector | Industry | Metals | Industry (metal) | Energetic | industry_metal_demand_biomass_energetic | Biomass | EU | Energy demand | 0 | FEC
ES | TYNDP2026 | LEV | 2035 | TWh | 167 | Sub_sector | Industry | Metals | Industry (metal) | Energetic | industry_metal_demand_coal_energetic | Solids | EU | Energy demand | 0 | FEC
ES | TYNDP2026 | LEV | 2035 | TWh | 168 | Sub_sector | Industry | Metals | Industry (metal) | Energetic | industry_metal_demand_oil_energetic | Liquids | EU | Energy demand | 0.84916 | FEC
ES | TYNDP2026 | LEV | 2035 | TWh | 169 | Sub_sector | Industry | Metals | Industry (metal) | Energetic | industry_metal_demand_others_energetic | Others | EU | Energy demand | 0 | FEC
ES | TYNDP2026 | LEV | 2035 | TWh | 170 | Sub_sector | Industry | Metals | Industry (metal) | Energetic | industry_metal_demand_ammonia_energetic | Ammonia | EU | Energy demand | 0 | FEC
ES | TYNDP2026 | LEV | 2035 | TWh | 172 | Sub_sector | Industry | Others | Industry (other, energetic) | Energetic | industry_other_demand_electricity_energetic | Electricity | EU | Energy demand | 34.0112 | FEC
ES | TYNDP2026 | LEV | 2035 | TWh | 173 | Sub_sector | Industry | Others | Industry (other, energetic) | Energetic | industry_other_demand_hydrogen_energetic | Hydrogen | EU | Energy demand | 4.404 | FEC
ES | TYNDP2026 | LEV | 2035 | TWh | 174 | Sub_sector | Industry | Others | Industry (other, energetic) | Energetic | industry_other_demand_methane_energetic | Methane | EU | Energy demand | 39.328 | FEC
ES | TYNDP2026 | LEV | 2035 | TWh | 175 | Sub_sector | Industry | Others | Industry (other, energetic) | Energetic | industry_other_demand_heat_energetic | Heat | EU | Energy demand | 0 | FEC
ES | TYNDP2026 | LEV | 2035 | TWh | 176 | Sub_sector | Industry | Others | Industry (other, energetic) | Energetic | industry_other_demand_biomass_energetic | Biomass | EU | Energy demand | 6.5799 | FEC
ES | TYNDP2026 | LEV | 2035 | TWh | 177 | Sub_sector | Industry | Others | Industry (other, energetic) | Energetic | industry_other_demand_coal_energetic | Solids | EU | Energy demand | 0 | FEC
ES | TYNDP2026 | LEV | 2035 | TWh | 178 | Sub_sector | Industry | Others | Industry (other, energetic) | Energetic | industry_other_demand_oil_energetic | Liquids | EU | Energy demand | 4.5949 | FEC
ES | TYNDP2026 | LEV | 2035 | TWh | 179 | Sub_sector | Industry | Others | Industry (other, energetic) | Energetic | industry_other_demand_others_energetic | Others | EU | Energy demand | 0 | FEC
ES | TYNDP2026 | LEV | 2035 | TWh | 180 | Sub_sector | Industry | Others | Industry (other, energetic) | Energetic | industry_other_demand_ammonia_energetic | Ammonia | EU | Energy demand | 0 | FEC
ES | TYNDP2026 | LEV | 2035 | TWh | 182 | Sub_sector | Industry | Others | Industry (other, non-energetic) | Non-energetic | industry_other_demand_electricity_non_energetic | Electricity | EU | Energy demand | 0 | not_included_in_FEC
ES | TYNDP2026 | LEV | 2035 | TWh | 183 | Sub_sector | Industry | Others | Industry (other, non-energetic) | Non-energetic | industry_other_demand_hydrogen_non_energetic | Hydrogen | EU | Energy demand | 0 | not_included_in_FEC
ES | TYNDP2026 | LEV | 2035 | TWh | 184 | Sub_sector | Industry | Others | Industry (other, non-energetic) | Non-energetic | industry_other_demand_methane_non_energetic | Methane | EU | Energy demand | 0 | not_included_in_FEC
ES | TYNDP2026 | LEV | 2035 | TWh | 185 | Sub_sector | Industry | Others | Industry (other, non-energetic) | Non-energetic | industry_other_demand_heat_non_energetic | Heat | EU | Energy demand | 0 | not_included_in_FEC
ES | TYNDP2026 | LEV | 2035 | TWh | 186 | Sub_sector | Industry | Others | Industry (other, non-energetic) | Non-energetic | industry_other_demand_biomass_non_energetic | Biomass | EU | Energy demand | 0 | not_included_in_FEC
ES | TYNDP2026 | LEV | 2035 | TWh | 187 | Sub_sector | Industry | Others | Industry (other, non-energetic) | Non-energetic | industry_other_demand_coal_non_energetic | Solids | EU | Energy demand | 0 | not_included_in_FEC
ES | TYNDP2026 | LEV | 2035 | TWh | 188 | Sub_sector | Industry | Others | Industry (other, non-energetic) | Non-energetic | industry_other_demand_oil_non_energetic | Liquids | EU | Energy demand | 16.5097 | not_included_in_FEC
ES | TYNDP2026 | LEV | 2035 | TWh | 189 | Sub_sector | Industry | Others | Industry (other, non-energetic) | Non-energetic | industry_other_demand_others_non_energetic | Others | EU | Energy demand | 0 | not_included_in_FEC
ES | TYNDP2026 | LEV | 2035 | TWh | 190 | Sub_sector | Industry | Others | Industry (other, non-energetic) | Non-energetic | industry_other_demand_ammonia_non_energetic | Ammonia | EU | Energy demand | 0 | not_included_in_FEC
ES | TYNDP2026 | LEV | 2035 | TWh | 192 | Sub_sector | Industry | Paper | Industry (paper) | Energetic | industry_paper_demand_electricity_energetic | Electricity | EU | Energy demand | 8.3797 | FEC
ES | TYNDP2026 | LEV | 2035 | TWh | 193 | Sub_sector | Industry | Paper | Industry (paper) | Energetic | industry_paper_demand_hydrogen_energetic | Hydrogen | EU | Energy demand | 0 | FEC
ES | TYNDP2026 | LEV | 2035 | TWh | 194 | Sub_sector | Industry | Paper | Industry (paper) | Energetic | industry_paper_demand_methane_energetic | Methane | EU | Energy demand | 4.5645 | FEC
ES | TYNDP2026 | LEV | 2035 | TWh | 195 | Sub_sector | Industry | Paper | Industry (paper) | Energetic | industry_paper_demand_heat_energetic | Heat | EU | Energy demand | 0 | FEC
ES | TYNDP2026 | LEV | 2035 | TWh | 196 | Sub_sector | Industry | Paper | Industry (paper) | Energetic | industry_paper_demand_biomass_energetic | Biomass | EU | Energy demand | 4.4551 | FEC
ES | TYNDP2026 | LEV | 2035 | TWh | 197 | Sub_sector | Industry | Paper | Industry (paper) | Energetic | industry_paper_demand_coal_energetic | Solids | EU | Energy demand | 0 | FEC
ES | TYNDP2026 | LEV | 2035 | TWh | 198 | Sub_sector | Industry | Paper | Industry (paper) | Energetic | industry_paper_demand_oil_energetic | Liquids | EU | Energy demand | 0 | FEC
ES | TYNDP2026 | LEV | 2035 | TWh | 199 | Sub_sector | Industry | Paper | Industry (paper) | Energetic | industry_paper_demand_others_energetic | Others | EU | Energy demand | 0 | FEC
ES | TYNDP2026 | LEV | 2035 | TWh | 200 | Sub_sector | Industry | Paper | Industry (paper) | Energetic | industry_paper_demand_ammonia_energetic | Ammonia | EU | Energy demand | 0 | FEC
ES | TYNDP2026 | LEV | 2035 | TWh | 202 | Sub_sector | Industry | Refineries | Industry (refineries, energetic) | Energetic | industry_refinery_demand_electricity_energetic | Electricity | EU | Energy demand | 4.4451 | not_included_in_FEC
ES | TYNDP2026 | LEV | 2035 | TWh | 203 | Sub_sector | Industry | Refineries | Industry (refineries, energetic) | Energetic | industry_refinery_demand_hydrogen_energetic | Hydrogen | EU | Energy demand | 15.8247 | not_included_in_FEC
ES | TYNDP2026 | LEV | 2035 | TWh | 204 | Sub_sector | Industry | Refineries | Industry (refineries, energetic) | Energetic | industry_refinery_demand_methane_energetic | Methane | EU | Energy demand | 17.8159 | not_included_in_FEC
ES | TYNDP2026 | LEV | 2035 | TWh | 205 | Sub_sector | Industry | Refineries | Industry (refineries, energetic) | Energetic | industry_refinery_demand_heat_energetic | Heat | EU | Energy demand | 0 | not_included_in_FEC
ES | TYNDP2026 | LEV | 2035 | TWh | 206 | Sub_sector | Industry | Refineries | Industry (refineries, energetic) | Energetic | industry_refinery_demand_biomass_energetic | Biomass | EU | Energy demand | 0 | not_included_in_FEC
ES | TYNDP2026 | LEV | 2035 | TWh | 207 | Sub_sector | Industry | Refineries | Industry (refineries, energetic) | Energetic | industry_refinery_demand_coal_energetic | Solids | EU | Energy demand | 0 | not_included_in_FEC
ES | TYNDP2026 | LEV | 2035 | TWh | 208 | Sub_sector | Industry | Refineries | Industry (refineries, energetic) | Energetic | industry_refinery_demand_oil_energetic | Liquids | EU | Energy demand | 60.7579 | not_included_in_FEC
ES | TYNDP2026 | LEV | 2035 | TWh | 209 | Sub_sector | Industry | Refineries | Industry (refineries, energetic) | Energetic | industry_refinery_demand_others_energetic | Others | EU | Energy demand | 0 | not_included_in_FEC
ES | TYNDP2026 | LEV | 2035 | TWh | 210 | Sub_sector | Industry | Refineries | Industry (refineries, energetic) | Energetic | industry_refinery_demand_ammonia_energetic | Ammonia | EU | Energy demand | 0 | not_included_in_FEC
ES | TYNDP2026 | LEV | 2035 | TWh | 212 | Sub_sector | Industry | Refineries | Industry (refineries, non-energetic) | Non-energetic | industry_refinery_demand_electricity_non_energetic | Electricity | EU | Energy demand | 0 | not_included_in_FEC
ES | TYNDP2026 | LEV | 2035 | TWh | 213 | Sub_sector | Industry | Refineries | Industry (refineries, non-energetic) | Non-energetic | industry_refinery_demand_hydrogen_non_energetic | Hydrogen | EU | Energy demand | 0 | not_included_in_FEC
ES | TYNDP2026 | LEV | 2035 | TWh | 214 | Sub_sector | Industry | Refineries | Industry (refineries, non-energetic) | Non-energetic | industry_refinery_demand_methane_non_energetic | Methane | EU | Energy demand | 0 | not_included_in_FEC
ES | TYNDP2026 | LEV | 2035 | TWh | 215 | Sub_sector | Industry | Refineries | Industry (refineries, non-energetic) | Non-energetic | industry_refinery_demand_heat_non_energetic | Heat | EU | Energy demand | 0 | not_included_in_FEC
ES | TYNDP2026 | LEV | 2035 | TWh | 216 | Sub_sector | Industry | Refineries | Industry (refineries, non-energetic) | Non-energetic | industry_refinery_demand_biomass_non_energetic | Biomass | EU | Energy demand | 0 | not_included_in_FEC
ES | TYNDP2026 | LEV | 2035 | TWh | 217 | Sub_sector | Industry | Refineries | Industry (refineries, non-energetic) | Non-energetic | industry_refinery_demand_coal_non_energetic | Solids | EU | Energy demand | 0 | not_included_in_FEC
ES | TYNDP2026 | LEV | 2035 | TWh | 218 | Sub_sector | Industry | Refineries | Industry (refineries, non-energetic) | Non-energetic | industry_refinery_demand_oil_non_energetic | Liquids | EU | Energy demand | 0 | not_included_in_FEC
ES | TYNDP2026 | LEV | 2035 | TWh | 219 | Sub_sector | Industry | Refineries | Industry (refineries, non-energetic) | Non-energetic | industry_refinery_demand_others_non_energetic | Others | EU | Energy demand | 0 | not_included_in_FEC
ES | TYNDP2026 | LEV | 2035 | TWh | 220 | Sub_sector | Industry | Refineries | Industry (refineries, non-energetic) | Non-energetic | industry_refinery_demand_ammonia_non_energetic | Ammonia | EU | Energy demand | 0 | not_included_in_FEC
ES | TYNDP2026 | LEV | 2035 | TWh | 222 | Sub_sector | Industry | Steel | Industry (steel) | Energetic | industry_steel_demand_electricity_energetic | Electricity | EU | Energy demand | 12.2301 | FEC
ES | TYNDP2026 | LEV | 2035 | TWh | 223 | Sub_sector | Industry | Steel | Industry (steel) | Energetic | industry_steel_demand_hydrogen_energetic | Hydrogen | EU | Energy demand | 3.6829 | FEC
ES | TYNDP2026 | LEV | 2035 | TWh | 224 | Sub_sector | Industry | Steel | Industry (steel) | Energetic | industry_steel_demand_methane_energetic | Methane | EU | Energy demand | 6.4381 | FEC
ES | TYNDP2026 | LEV | 2035 | TWh | 225 | Sub_sector | Industry | Steel | Industry (steel) | Energetic | industry_steel_demand_heat_energetic | Heat | EU | Energy demand | 0 | FEC
ES | TYNDP2026 | LEV | 2035 | TWh | 226 | Sub_sector | Industry | Steel | Industry (steel) | Energetic | industry_steel_demand_biomass_energetic | Biomass | EU | Energy demand | 0 | FEC
ES | TYNDP2026 | LEV | 2035 | TWh | 227 | Sub_sector | Industry | Steel | Industry (steel) | Energetic | industry_steel_demand_coal_energetic | Solids | EU | Energy demand | 5.8112 | FEC
ES | TYNDP2026 | LEV | 2035 | TWh | 228 | Sub_sector | Industry | Steel | Industry (steel) | Energetic | industry_steel_demand_oil_energetic | Liquids | EU | Energy demand | 0.97129 | FEC
ES | TYNDP2026 | LEV | 2035 | TWh | 229 | Sub_sector | Industry | Steel | Industry (steel) | Energetic | industry_steel_demand_others_energetic | Others | EU | Energy demand | 0 | FEC
ES | TYNDP2026 | LEV | 2035 | TWh | 230 | Sub_sector | Industry | Steel | Industry (steel) | Energetic | industry_steel_demand_ammonia_energetic | Ammonia | EU | Energy demand | 0 | FEC
ES | TYNDP2026 | LEV | 2035 | TWh | 232 | Sub_sector | Transport | Cars | Transport (cars) | Energetic | transport_cars_final_demand_electricity | Electricity | EU | Energy demand | 12.2895 | FEC
ES | TYNDP2026 | LEV | 2035 | TWh | 233 | Sub_sector | Transport | Cars | Transport (cars) | Energetic | transport_cars_final_demand_hydrogen | Hydrogen | EU | Energy demand | 5.2003 | FEC
ES | TYNDP2026 | LEV | 2035 | TWh | 234 | Sub_sector | Transport | Cars | Transport (cars) | Energetic | transport_cars_final_demand_methane | Methane | EU | Energy demand | 0.66449 | FEC
ES | TYNDP2026 | LEV | 2035 | TWh | 235 | Sub_sector | Transport | Cars | Transport (cars) | Energetic | transport_cars_final_demand_heat | Heat | EU | Energy demand | 0 | FEC
ES | TYNDP2026 | LEV | 2035 | TWh | 236 | Sub_sector | Transport | Cars | Transport (cars) | Energetic | transport_cars_final_demand_biomass | Biomass | EU | Energy demand | 0 | FEC
ES | TYNDP2026 | LEV | 2035 | TWh | 237 | Sub_sector | Transport | Cars | Transport (cars) | Energetic | transport_cars_final_demand_coal | Solids | EU | Energy demand | 0 | FEC
ES | TYNDP2026 | LEV | 2035 | TWh | 238 | Sub_sector | Transport | Cars | Transport (cars) | Energetic | transport_cars_final_demand_oil | Liquids | EU | Energy demand | 159.1322 | FEC
ES | TYNDP2026 | LEV | 2035 | TWh | 239 | Sub_sector | Transport | Cars | Transport (cars) | Energetic | transport_cars_final_demand_other | Others | EU | Energy demand | 0 | FEC
ES | TYNDP2026 | LEV | 2035 | TWh | 240 | Sub_sector | Transport | Cars | Transport (cars) | Energetic | transport_cars_final_demand_ammonia | Ammonia | EU | Energy demand | 0 | FEC
ES | TYNDP2026 | LEV | 2035 | TWh | 242 | Sub_sector | Transport | Busses | Transport (busses) | Energetic | transport_busses_final_demand_electricity | Electricity | EU | Energy demand | 1.0761 | FEC
ES | TYNDP2026 | LEV | 2035 | TWh | 243 | Sub_sector | Transport | Busses | Transport (busses) | Energetic | transport_busses_final_demand_hydrogen | Hydrogen | EU | Energy demand | 0.41817 | FEC
ES | TYNDP2026 | LEV | 2035 | TWh | 244 | Sub_sector | Transport | Busses | Transport (busses) | Energetic | transport_busses_final_demand_methane | Methane | EU | Energy demand | 3.2544 | FEC
ES | TYNDP2026 | LEV | 2035 | TWh | 245 | Sub_sector | Transport | Busses | Transport (busses) | Energetic | transport_busses_final_demand_heat | Heat | EU | Energy demand | 0 | FEC
ES | TYNDP2026 | LEV | 2035 | TWh | 246 | Sub_sector | Transport | Busses | Transport (busses) | Energetic | transport_busses_final_demand_biomass | Biomass | EU | Energy demand | 0 | FEC
ES | TYNDP2026 | LEV | 2035 | TWh | 247 | Sub_sector | Transport | Busses | Transport (busses) | Energetic | transport_busses_final_demand_coal | Solids | EU | Energy demand | 0 | FEC
ES | TYNDP2026 | LEV | 2035 | TWh | 248 | Sub_sector | Transport | Busses | Transport (busses) | Energetic | transport_busses_final_demand_oil | Liquids | EU | Energy demand | 9.0871 | FEC
ES | TYNDP2026 | LEV | 2035 | TWh | 249 | Sub_sector | Transport | Busses | Transport (busses) | Energetic | transport_busses_final_demand_other | Others | EU | Energy demand | 0 | FEC
ES | TYNDP2026 | LEV | 2035 | TWh | 250 | Sub_sector | Transport | Busses | Transport (busses) | Energetic | transport_busses_final_demand_ammonia | Ammonia | EU | Energy demand | 0 | FEC
ES | TYNDP2026 | LEV | 2035 | TWh | 252 | Sub_sector | Transport | Trucks | Transport (trucks) | Energetic | transport_trucks_final_demand_electricity | Electricity | EU | Energy demand | 6.2361 | FEC
ES | TYNDP2026 | LEV | 2035 | TWh | 253 | Sub_sector | Transport | Trucks | Transport (trucks) | Energetic | transport_trucks_final_demand_hydrogen | Hydrogen | EU | Energy demand | 2.2323 | FEC
ES | TYNDP2026 | LEV | 2035 | TWh | 254 | Sub_sector | Transport | Trucks | Transport (trucks) | Energetic | transport_trucks_final_demand_methane | Methane | EU | Energy demand | 0.0028622 | FEC
ES | TYNDP2026 | LEV | 2035 | TWh | 255 | Sub_sector | Transport | Trucks | Transport (trucks) | Energetic | transport_trucks_final_demand_heat | Heat | EU | Energy demand | 0 | FEC
ES | TYNDP2026 | LEV | 2035 | TWh | 256 | Sub_sector | Transport | Trucks | Transport (trucks) | Energetic | transport_trucks_final_demand_biomass | Biomass | EU | Energy demand | 0 | FEC
ES | TYNDP2026 | LEV | 2035 | TWh | 257 | Sub_sector | Transport | Trucks | Transport (trucks) | Energetic | transport_trucks_final_demand_coal | Solids | EU | Energy demand | 0 | FEC
ES | TYNDP2026 | LEV | 2035 | TWh | 258 | Sub_sector | Transport | Trucks | Transport (trucks) | Energetic | transport_trucks_final_demand_oil | Liquids | EU | Energy demand | 37.2843 | FEC
ES | TYNDP2026 | LEV | 2035 | TWh | 259 | Sub_sector | Transport | Trucks | Transport (trucks) | Energetic | transport_trucks_final_demand_other | Others | EU | Energy demand | 0 | FEC
ES | TYNDP2026 | LEV | 2035 | TWh | 260 | Sub_sector | Transport | Trucks | Transport (trucks) | Energetic | transport_trucks_final_demand_ammonia | Ammonia | EU | Energy demand | 0 | FEC
ES | TYNDP2026 | LEV | 2035 | TWh | 262 | Sub_sector | Transport | Vans | Transport (vans) | Energetic | transport_vans_final_demand_electricity | Electricity | EU | Energy demand | 1.3935 | FEC
ES | TYNDP2026 | LEV | 2035 | TWh | 263 | Sub_sector | Transport | Vans | Transport (vans) | Energetic | transport_vans_final_demand_hydrogen | Hydrogen | EU | Energy demand | 0.59993 | FEC
ES | TYNDP2026 | LEV | 2035 | TWh | 264 | Sub_sector | Transport | Vans | Transport (vans) | Energetic | transport_vans_final_demand_methane | Methane | EU | Energy demand | 0.0033801 | FEC
ES | TYNDP2026 | LEV | 2035 | TWh | 265 | Sub_sector | Transport | Vans | Transport (vans) | Energetic | transport_vans_final_demand_heat | Heat | EU | Energy demand | 0 | FEC
ES | TYNDP2026 | LEV | 2035 | TWh | 266 | Sub_sector | Transport | Vans | Transport (vans) | Energetic | transport_vans_final_demand_biomass | Biomass | EU | Energy demand | 0 | FEC
ES | TYNDP2026 | LEV | 2035 | TWh | 267 | Sub_sector | Transport | Vans | Transport (vans) | Energetic | transport_vans_final_demand_coal | Solids | EU | Energy demand | 0 | FEC
ES | TYNDP2026 | LEV | 2035 | TWh | 268 | Sub_sector | Transport | Vans | Transport (vans) | Energetic | transport_vans_final_demand_oil | Liquids | EU | Energy demand | 11.0549 | FEC
ES | TYNDP2026 | LEV | 2035 | TWh | 269 | Sub_sector | Transport | Vans | Transport (vans) | Energetic | transport_vans_final_demand_other | Others | EU | Energy demand | 0 | FEC
ES | TYNDP2026 | LEV | 2035 | TWh | 270 | Sub_sector | Transport | Vans | Transport (vans) | Energetic | transport_vans_final_demand_ammonia | Ammonia | EU | Energy demand | 0 | FEC
ES | TYNDP2026 | LEV | 2035 | TWh | 272 | Sub_sector | Transport | Freight trains | Transport (trains) | Energetic | transport_trains_final_demand_electricity | Electricity | EU | Energy demand | 6.0382 | FEC
ES | TYNDP2026 | LEV | 2035 | TWh | 273 | Sub_sector | Transport | Freight trains | Transport (trains) | Energetic | transport_trains_final_demand_hydrogen | Hydrogen | EU | Energy demand | 0.40422 | FEC
ES | TYNDP2026 | LEV | 2035 | TWh | 274 | Sub_sector | Transport | Freight trains | Transport (trains) | Energetic | transport_trains_final_demand_methane | Methane | EU | Energy demand | 0 | FEC
ES | TYNDP2026 | LEV | 2035 | TWh | 275 | Sub_sector | Transport | Freight trains | Transport (trains) | Energetic | transport_trains_final_demand_heat | Heat | EU | Energy demand | 0 | FEC
ES | TYNDP2026 | LEV | 2035 | TWh | 276 | Sub_sector | Transport | Freight trains | Transport (trains) | Energetic | transport_trains_final_demand_biomass | Biomass | EU | Energy demand | 0 | FEC
ES | TYNDP2026 | LEV | 2035 | TWh | 277 | Sub_sector | Transport | Freight trains | Transport (trains) | Energetic | transport_trains_final_demand_coal | Solids | EU | Energy demand | 0 | FEC
ES | TYNDP2026 | LEV | 2035 | TWh | 278 | Sub_sector | Transport | Freight trains | Transport (trains) | Energetic | transport_trains_final_demand_oil | Liquids | EU | Energy demand | 0.90915 | FEC
ES | TYNDP2026 | LEV | 2035 | TWh | 279 | Sub_sector | Transport | Freight trains | Transport (trains) | Energetic | transport_trains_final_demand_other | Others | EU | Energy demand | 0 | FEC
ES | TYNDP2026 | LEV | 2035 | TWh | 280 | Sub_sector | Transport | Freight trains | Transport (trains) | Energetic | transport_trains_final_demand_ammonia | Ammonia | EU | Energy demand | 0 | FEC
ES | TYNDP2026 | LEV | 2035 | TWh | 282 | Sub_sector | Transport | Ships | Transport (ships) | Energetic | transport_ships_final_demand_electricity | Electricity | EU | Energy demand | 0 | FEC
ES | TYNDP2026 | LEV | 2035 | TWh | 283 | Sub_sector | Transport | Ships | Transport (ships) | Energetic | transport_ships_final_demand_hydrogen | Hydrogen | EU | Energy demand | 0 | FEC
ES | TYNDP2026 | LEV | 2035 | TWh | 284 | Sub_sector | Transport | Ships | Transport (ships) | Energetic | transport_ships_final_demand_methane | Methane | EU | Energy demand | 0.013457 | FEC
ES | TYNDP2026 | LEV | 2035 | TWh | 285 | Sub_sector | Transport | Ships | Transport (ships) | Energetic | transport_ships_final_demand_heat | Heat | EU | Energy demand | 0 | FEC
ES | TYNDP2026 | LEV | 2035 | TWh | 286 | Sub_sector | Transport | Ships | Transport (ships) | Energetic | transport_ships_final_demand_biomass | Biomass | EU | Energy demand | 0 | FEC
ES | TYNDP2026 | LEV | 2035 | TWh | 287 | Sub_sector | Transport | Ships | Transport (ships) | Energetic | transport_ships_final_demand_coal | Solids | EU | Energy demand | 0 | FEC
ES | TYNDP2026 | LEV | 2035 | TWh | 288 | Sub_sector | Transport | Ships | Transport (ships) | Energetic | transport_ships_final_demand_oil | Liquids | EU | Energy demand | 13.2271 | FEC
ES | TYNDP2026 | LEV | 2035 | TWh | 289 | Sub_sector | Transport | Ships | Transport (ships) | Energetic | transport_ships_final_demand_other | Others | EU | Energy demand | 0 | FEC
ES | TYNDP2026 | LEV | 2035 | TWh | 290 | Sub_sector | Transport | Ships | Transport (ships) | Energetic | transport_ships_final_demand_ammonia | Ammonia | EU | Energy demand | 0.19425 | FEC
ES | TYNDP2026 | LEV | 2035 | TWh | 292 | Sub_sector | Transport | Planes | Transport (planes) | Energetic | transport_planes_final_demand_electricity | Electricity | EU | Energy demand | 0 | FEC
ES | TYNDP2026 | LEV | 2035 | TWh | 293 | Sub_sector | Transport | Planes | Transport (planes) | Energetic | transport_planes_final_demand_hydrogen | Hydrogen | EU | Energy demand | 0 | FEC
ES | TYNDP2026 | LEV | 2035 | TWh | 294 | Sub_sector | Transport | Planes | Transport (planes) | Energetic | transport_planes_final_demand_methane | Methane | EU | Energy demand | 0 | FEC
ES | TYNDP2026 | LEV | 2035 | TWh | 295 | Sub_sector | Transport | Planes | Transport (planes) | Energetic | transport_planes_final_demand_heat | Heat | EU | Energy demand | 0 | FEC
ES | TYNDP2026 | LEV | 2035 | TWh | 296 | Sub_sector | Transport | Planes | Transport (planes) | Energetic | transport_planes_final_demand_biomass | Biomass | EU | Energy demand | 0 | FEC
ES | TYNDP2026 | LEV | 2035 | TWh | 297 | Sub_sector | Transport | Planes | Transport (planes) | Energetic | transport_planes_final_demand_coal | Solids | EU | Energy demand | 0 | FEC
ES | TYNDP2026 | LEV | 2035 | TWh | 298 | Sub_sector | Transport | Planes | Transport (planes) | Energetic | transport_planes_final_demand_oil | Liquids | EU | Energy demand | 25.0568 | FEC
ES | TYNDP2026 | LEV | 2035 | TWh | 299 | Sub_sector | Transport | Planes | Transport (planes) | Energetic | transport_planes_final_demand_other | Others | EU | Energy demand | 0 | FEC
ES | TYNDP2026 | LEV | 2035 | TWh | 300 | Sub_sector | Transport | Planes | Transport (planes) | Energetic | transport_planes_final_demand_ammonia | Ammonia | EU | Energy demand | 0 | FEC
ES | TYNDP2026 | LEV | 2035 | TWh | 302 | Sub_sector | Transport | Others | Transport (others) | Energetic | transport_other_final_demand_electricity | Electricity | EU | Energy demand | 0.046274 | FEC
ES | TYNDP2026 | LEV | 2035 | TWh | 303 | Sub_sector | Transport | Others | Transport (others) | Energetic | transport_other_final_demand_hydrogen | Hydrogen | EU | Energy demand | 0 | FEC
ES | TYNDP2026 | LEV | 2035 | TWh | 304 | Sub_sector | Transport | Others | Transport (others) | Energetic | transport_other_final_demand_methane | Methane | EU | Energy demand | 0 | FEC
ES | TYNDP2026 | LEV | 2035 | TWh | 305 | Sub_sector | Transport | Others | Transport (others) | Energetic | transport_other_final_demand_heat | Heat | EU | Energy demand | 0 | FEC
ES | TYNDP2026 | LEV | 2035 | TWh | 306 | Sub_sector | Transport | Others | Transport (others) | Energetic | transport_other_final_demand_biomass | Biomass | EU | Energy demand | 0 | FEC
ES | TYNDP2026 | LEV | 2035 | TWh | 307 | Sub_sector | Transport | Others | Transport (others) | Energetic | transport_other_final_demand_coal | Solids | EU | Energy demand | 0 | FEC
ES | TYNDP2026 | LEV | 2035 | TWh | 308 | Sub_sector | Transport | Others | Transport (others) | Energetic | transport_other_final_demand_oil | Liquids | EU | Energy demand | 7.561 | FEC
ES | TYNDP2026 | LEV | 2035 | TWh | 309 | Sub_sector | Transport | Others | Transport (others) | Energetic | transport_other_final_demand_other | Others | EU | Energy demand | 0 | FEC
ES | TYNDP2026 | LEV | 2035 | TWh | 310 | Sub_sector | Transport | Others | Transport (others) | Energetic | transport_other_final_demand_ammonia | Ammonia | EU | Energy demand | 0 | FEC
ES | TYNDP2026 | LEV | 2035 | TWh | 312 | Sub_sector | International transport | International aviation | Transport (int. aviation) | Energetic | transport_int_aviation_final_demand_electricity | Electricity | EU | Energy demand | 0 | FEC
ES | TYNDP2026 | LEV | 2035 | TWh | 313 | Sub_sector | International transport | International aviation | Transport (int. aviation) | Energetic | transport_int_aviation_final_demand_hydrogen | Hydrogen | EU | Energy demand | 0 | FEC
ES | TYNDP2026 | LEV | 2035 | TWh | 314 | Sub_sector | International transport | International aviation | Transport (int. aviation) | Energetic | transport_int_aviation_final_demand_methane | Methane | EU | Energy demand | 0 | FEC
ES | TYNDP2026 | LEV | 2035 | TWh | 315 | Sub_sector | International transport | International aviation | Transport (int. aviation) | Energetic | transport_int_aviation_final_demand_heat | Heat | EU | Energy demand | 0 | FEC
ES | TYNDP2026 | LEV | 2035 | TWh | 316 | Sub_sector | International transport | International aviation | Transport (int. aviation) | Energetic | transport_int_aviation_final_demand_biofuels | Biomass | EU | Energy demand | 0 | FEC
ES | TYNDP2026 | LEV | 2035 | TWh | 317 | Sub_sector | International transport | International aviation | Transport (int. aviation) | Energetic | transport_int_aviation_final_demand_coal | Solids | EU | Energy demand | 0 | FEC
ES | TYNDP2026 | LEV | 2035 | TWh | 318 | Sub_sector | International transport | International aviation | Transport (int. aviation) | Energetic | transport_int_aviation_final_demand_oil | Liquids | EU | Energy demand | 66.1308 | FEC
ES | TYNDP2026 | LEV | 2035 | TWh | 319 | Sub_sector | International transport | International aviation | Transport (int. aviation) | Energetic | transport_int_aviation_final_demand_other | Others | EU | Energy demand | 0 | FEC
ES | TYNDP2026 | LEV | 2035 | TWh | 320 | Sub_sector | International transport | International aviation | Transport (int. aviation) | Energetic | transport_int_aviation_final_demand_ammonia | Ammonia | EU | Energy demand | 0 | FEC
ES | TYNDP2026 | LEV | 2035 | TWh | 322 | Sub_sector | International transport | International shipping | Transport (int. shipping) | Energetic | transport_int_shipping_final_demand_electricity | Electricity | EU | Energy demand | 0 | not_included_in_FEC
ES | TYNDP2026 | LEV | 2035 | TWh | 323 | Sub_sector | International transport | International shipping | Transport (int. shipping) | Energetic | transport_int_shipping_final_demand_hydrogen | Hydrogen | EU | Energy demand | 0 | not_included_in_FEC
ES | TYNDP2026 | LEV | 2035 | TWh | 324 | Sub_sector | International transport | International shipping | Transport (int. shipping) | Energetic | transport_int_shipping_final_demand_methane | Methane | EU | Energy demand | 5.72 | not_included_in_FEC
ES | TYNDP2026 | LEV | 2035 | TWh | 325 | Sub_sector | International transport | International shipping | Transport (int. shipping) | Energetic | transport_int_shipping_final_demand_heat | Heat | EU | Energy demand | 0 | not_included_in_FEC
ES | TYNDP2026 | LEV | 2035 | TWh | 326 | Sub_sector | International transport | International shipping | Transport (int. shipping) | Energetic | transport_int_shipping_final_demand_biofuels | Biomass | EU | Energy demand | 0 | not_included_in_FEC
ES | TYNDP2026 | LEV | 2035 | TWh | 327 | Sub_sector | International transport | International shipping | Transport (int. shipping) | Energetic | transport_int_shipping_final_demand_coal | Solids | EU | Energy demand | 0 | not_included_in_FEC
ES | TYNDP2026 | LEV | 2035 | TWh | 328 | Sub_sector | International transport | International shipping | Transport (int. shipping) | Energetic | transport_int_shipping_final_demand_oil | Liquids | EU | Energy demand | 65.5295 | not_included_in_FEC
ES | TYNDP2026 | LEV | 2035 | TWh | 329 | Sub_sector | International transport | International shipping | Transport (int. shipping) | Energetic | transport_int_shipping_final_demand_other | Others | EU | Energy demand | 0 | not_included_in_FEC
ES | TYNDP2026 | LEV | 2035 | TWh | 330 | Sub_sector | International transport | International shipping | Transport (int. shipping) | Energetic | transport_int_shipping_final_demand_ammonia | Ammonia | EU | Energy demand | 1.1561 | not_included_in_FEC
ES | TYNDP2026 | LEV | 2035 | TWh | 332 | Sub_sector | Households | Space heating | Households (heating) | Energetic | households_heating_final_demand_electricity | Electricity | EU | Energy demand | 9.5033 | FEC
ES | TYNDP2026 | LEV | 2035 | TWh | 333 | Sub_sector | Households | Space heating | Households (heating) | Energetic | households_heating_final_demand_hydrogen | Hydrogen | EU | Energy demand | 0 | FEC
ES | TYNDP2026 | LEV | 2035 | TWh | 334 | Sub_sector | Households | Space heating | Households (heating) | Energetic | households_heating_final_demand_methane | Methane | EU | Energy demand | 17.9274 | FEC
ES | TYNDP2026 | LEV | 2035 | TWh | 335 | Sub_sector | Households | Space heating | Households (heating) | Energetic | households_heating_final_demand_heat | Heat | EU | Energy demand | 0 | FEC
ES | TYNDP2026 | LEV | 2035 | TWh | 336 | Sub_sector | Households | Space heating | Households (heating) | Energetic | households_heating_final_demand_biomass | Biomass | EU | Energy demand | 15.4157 | FEC
ES | TYNDP2026 | LEV | 2035 | TWh | 337 | Sub_sector | Households | Space heating | Households (heating) | Energetic | households_heating_final_demand_coal | Solids | EU | Energy demand | 0 | FEC
ES | TYNDP2026 | LEV | 2035 | TWh | 338 | Sub_sector | Households | Space heating | Households (heating) | Energetic | households_heating_final_demand_oil | Liquids | EU | Energy demand | 18.2859 | FEC
ES | TYNDP2026 | LEV | 2035 | TWh | 339 | Sub_sector | Households | Space heating | Households (heating) | Energetic | households_heating_final_demand_other | Others | EU | Energy demand | 0 | FEC
ES | TYNDP2026 | LEV | 2035 | TWh | 340 | Sub_sector | Households | Space heating | Households (heating) | Energetic | households_heating_final_demand_ammonia | Ammonia | EU | Energy demand | 0 | FEC
ES | TYNDP2026 | LEV | 2035 | TWh | 343 | Sub_sector | Households | Cooling | Households (cooling) | Energetic | households_cooling_final_demand_electricity | Electricity | EU | Energy demand | 4.2095 | FEC
ES | TYNDP2026 | LEV | 2035 | TWh | 344 | Sub_sector | Households | Cooling | Households (cooling) | Energetic | households_cooling_final_demand_hydrogen | Hydrogen | EU | Energy demand | 0 | FEC
ES | TYNDP2026 | LEV | 2035 | TWh | 345 | Sub_sector | Households | Cooling | Households (cooling) | Energetic | households_cooling_final_demand_methane | Methane | EU | Energy demand | 0 | FEC
ES | TYNDP2026 | LEV | 2035 | TWh | 346 | Sub_sector | Households | Cooling | Households (cooling) | Energetic | households_cooling_final_demand_heat | Heat | EU | Energy demand | 0 | FEC
ES | TYNDP2026 | LEV | 2035 | TWh | 347 | Sub_sector | Households | Cooling | Households (cooling) | Energetic | households_cooling_final_demand_biomass | Biomass | EU | Energy demand | 0 | FEC
ES | TYNDP2026 | LEV | 2035 | TWh | 348 | Sub_sector | Households | Cooling | Households (cooling) | Energetic | households_cooling_final_demand_coal | Solids | EU | Energy demand | 0 | FEC
ES | TYNDP2026 | LEV | 2035 | TWh | 349 | Sub_sector | Households | Cooling | Households (cooling) | Energetic | households_cooling_final_demand_oil | Liquids | EU | Energy demand | 0 | FEC
ES | TYNDP2026 | LEV | 2035 | TWh | 350 | Sub_sector | Households | Cooling | Households (cooling) | Energetic | households_cooling_final_demand_other | Others | EU | Energy demand | 0 | FEC
ES | TYNDP2026 | LEV | 2035 | TWh | 351 | Sub_sector | Households | Cooling | Households (cooling) | Energetic | households_cooling_final_demand_ammonia | Ammonia | EU | Energy demand | 0 | FEC
ES | TYNDP2026 | LEV | 2035 | TWh | 354 | Sub_sector | Households | Hot water | Households (hot water) | Energetic | households_hot_water_final_demand_electricity | Electricity | EU | Energy demand | 4.0687 | FEC
ES | TYNDP2026 | LEV | 2035 | TWh | 355 | Sub_sector | Households | Hot water | Households (hot water) | Energetic | households_hot_water_final_demand_hydrogen | Hydrogen | EU | Energy demand | 0 | FEC
ES | TYNDP2026 | LEV | 2035 | TWh | 356 | Sub_sector | Households | Hot water | Households (hot water) | Energetic | households_hot_water_final_demand_methane | Methane | EU | Energy demand | 12.1383 | FEC
ES | TYNDP2026 | LEV | 2035 | TWh | 357 | Sub_sector | Households | Hot water | Households (hot water) | Energetic | households_hot_water_final_demand_heat | Heat | EU | Energy demand | 0 | FEC
ES | TYNDP2026 | LEV | 2035 | TWh | 358 | Sub_sector | Households | Hot water | Households (hot water) | Energetic | households_hot_water_final_demand_biomass | Biomass | EU | Energy demand | 6.1579 | FEC
ES | TYNDP2026 | LEV | 2035 | TWh | 359 | Sub_sector | Households | Hot water | Households (hot water) | Energetic | households_hot_water_final_demand_coal | Solids | EU | Energy demand | 0 | FEC
ES | TYNDP2026 | LEV | 2035 | TWh | 360 | Sub_sector | Households | Hot water | Households (hot water) | Energetic | households_hot_water_final_demand_oil | Liquids | EU | Energy demand | 5.283 | FEC
ES | TYNDP2026 | LEV | 2035 | TWh | 361 | Sub_sector | Households | Hot water | Households (hot water) | Energetic | households_hot_water_final_demand_other | Others | EU | Energy demand | 2.8279 | FEC
ES | TYNDP2026 | LEV | 2035 | TWh | 362 | Sub_sector | Households | Hot water | Households (hot water) | Energetic | households_hot_water_final_demand_ammonia | Ammonia | EU | Energy demand | 0 | FEC
ES | TYNDP2026 | LEV | 2035 | TWh | 365 | Sub_sector | Households | Appliances | Households (appliances) | Energetic | households_appliances_final_demand_electricity | Electricity | EU | Energy demand | 52.3777 | FEC
ES | TYNDP2026 | LEV | 2035 | TWh | 366 | Sub_sector | Households | Appliances | Households (appliances) | Energetic | households_appliances_final_demand_hydrogen | Hydrogen | EU | Energy demand | 0 | FEC
ES | TYNDP2026 | LEV | 2035 | TWh | 367 | Sub_sector | Households | Appliances | Households (appliances) | Energetic | households_appliances_final_demand_methane | Methane | EU | Energy demand | 6.2345 | FEC
ES | TYNDP2026 | LEV | 2035 | TWh | 368 | Sub_sector | Households | Appliances | Households (appliances) | Energetic | households_appliances_final_demand_heat | Heat | EU | Energy demand | 0 | FEC
ES | TYNDP2026 | LEV | 2035 | TWh | 369 | Sub_sector | Households | Appliances | Households (appliances) | Energetic | households_appliances_final_demand_biomass | Biomass | EU | Energy demand | 0 | FEC
ES | TYNDP2026 | LEV | 2035 | TWh | 370 | Sub_sector | Households | Appliances | Households (appliances) | Energetic | households_appliances_final_demand_coal | Solids | EU | Energy demand | 0 | FEC
ES | TYNDP2026 | LEV | 2035 | TWh | 371 | Sub_sector | Households | Appliances | Households (appliances) | Energetic | households_appliances_final_demand_oil | Liquids | EU | Energy demand | 0 | FEC
ES | TYNDP2026 | LEV | 2035 | TWh | 372 | Sub_sector | Households | Appliances | Households (appliances) | Energetic | households_appliances_final_demand_other | Others | EU | Energy demand | 0 | FEC
ES | TYNDP2026 | LEV | 2035 | TWh | 373 | Sub_sector | Households | Appliances | Households (appliances) | Energetic | households_appliances_final_demand_ammonia | Ammonia | EU | Energy demand | 0 | FEC
ES | TYNDP2026 | LEV | 2035 | TWh | 375 | Sub_sector | Buildings | Space heating | Buildings (heat) | Energetic | buildings_heat_final_demand_electricity | Electricity | EU | Energy demand | 9.4603 | FEC
ES | TYNDP2026 | LEV | 2035 | TWh | 376 | Sub_sector | Buildings | Space heating | Buildings (heat) | Energetic | buildings_heat_final_demand_hydrogen | Hydrogen | EU | Energy demand | 0 | FEC
ES | TYNDP2026 | LEV | 2035 | TWh | 377 | Sub_sector | Buildings | Space heating | Buildings (heat) | Energetic | buildings_heat_final_demand_methane | Methane | EU | Energy demand | 14.4685 | FEC
ES | TYNDP2026 | LEV | 2035 | TWh | 378 | Sub_sector | Buildings | Space heating | Buildings (heat) | Energetic | buildings_heat_final_demand_heat | Heat | EU | Energy demand | 0 | FEC
ES | TYNDP2026 | LEV | 2035 | TWh | 379 | Sub_sector | Buildings | Space heating | Buildings (heat) | Energetic | buildings_heat_final_demand_biomass | Biomass | EU | Energy demand | 1.2874 | FEC
ES | TYNDP2026 | LEV | 2035 | TWh | 380 | Sub_sector | Buildings | Space heating | Buildings (heat) | Energetic | buildings_heat_final_demand_coal | Solids | EU | Energy demand | 0 | FEC
ES | TYNDP2026 | LEV | 2035 | TWh | 381 | Sub_sector | Buildings | Space heating | Buildings (heat) | Energetic | buildings_heat_final_demand_oil | Liquids | EU | Energy demand | 11.8338 | FEC
ES | TYNDP2026 | LEV | 2035 | TWh | 382 | Sub_sector | Buildings | Space heating | Buildings (heat) | Energetic | buildings_heat_final_demand_other | Others | EU | Energy demand | 0.07491 | FEC
ES | TYNDP2026 | LEV | 2035 | TWh | 383 | Sub_sector | Buildings | Space heating | Buildings (heat) | Energetic | buildings_heat_final_demand_ammonia | Ammonia | EU | Energy demand | 0 | FEC
ES | TYNDP2026 | LEV | 2035 | TWh | 386 | Sub_sector | Buildings | Cooling | Buildings (cooling) | Energetic | buildings_cooling_final_demand_electricity | Electricity | EU | Energy demand | 12.4119 | FEC
ES | TYNDP2026 | LEV | 2035 | TWh | 387 | Sub_sector | Buildings | Cooling | Buildings (cooling) | Energetic | buildings_cooling_final_demand_hydrogen | Hydrogen | EU | Energy demand | 0 | FEC
ES | TYNDP2026 | LEV | 2035 | TWh | 388 | Sub_sector | Buildings | Cooling | Buildings (cooling) | Energetic | buildings_cooling_final_demand_methane | Methane | EU | Energy demand | 0 | FEC
ES | TYNDP2026 | LEV | 2035 | TWh | 389 | Sub_sector | Buildings | Cooling | Buildings (cooling) | Energetic | buildings_cooling_final_demand_heat | Heat | EU | Energy demand | 0 | FEC
ES | TYNDP2026 | LEV | 2035 | TWh | 390 | Sub_sector | Buildings | Cooling | Buildings (cooling) | Energetic | buildings_cooling_final_demand_biomass | Biomass | EU | Energy demand | 0 | FEC
ES | TYNDP2026 | LEV | 2035 | TWh | 391 | Sub_sector | Buildings | Cooling | Buildings (cooling) | Energetic | buildings_cooling_final_demand_coal | Solids | EU | Energy demand | 0 | FEC
ES | TYNDP2026 | LEV | 2035 | TWh | 392 | Sub_sector | Buildings | Cooling | Buildings (cooling) | Energetic | buildings_cooling_final_demand_oil | Liquids | EU | Energy demand | 0 | FEC
ES | TYNDP2026 | LEV | 2035 | TWh | 393 | Sub_sector | Buildings | Cooling | Buildings (cooling) | Energetic | buildings_cooling_final_demand_other | Others | EU | Energy demand | 0 | FEC
ES | TYNDP2026 | LEV | 2035 | TWh | 394 | Sub_sector | Buildings | Cooling | Buildings (cooling) | Energetic | buildings_cooling_final_demand_ammonia | Ammonia | EU | Energy demand | 0 | FEC
ES | TYNDP2026 | LEV | 2035 | TWh | 397 | Sub_sector | Buildings | Appliances | Buildings (appliances) | Energetic | buildings_appliances_final_demand_electricity | Electricity | EU | Energy demand | 30.7896 | FEC
ES | TYNDP2026 | LEV | 2035 | TWh | 398 | Sub_sector | Buildings | Appliances | Buildings (appliances) | Energetic | buildings_appliances_final_demand_hydrogen | Hydrogen | EU | Energy demand | 0 | FEC
ES | TYNDP2026 | LEV | 2035 | TWh | 399 | Sub_sector | Buildings | Appliances | Buildings (appliances) | Energetic | buildings_appliances_final_demand_methane | Methane | EU | Energy demand | 7.9428 | FEC
ES | TYNDP2026 | LEV | 2035 | TWh | 400 | Sub_sector | Buildings | Appliances | Buildings (appliances) | Energetic | buildings_appliances_final_demand_heat | Heat | EU | Energy demand | 0 | FEC
ES | TYNDP2026 | LEV | 2035 | TWh | 401 | Sub_sector | Buildings | Appliances | Buildings (appliances) | Energetic | buildings_appliances_final_demand_biomass | Biomass | EU | Energy demand | 0 | FEC
ES | TYNDP2026 | LEV | 2035 | TWh | 402 | Sub_sector | Buildings | Appliances | Buildings (appliances) | Energetic | buildings_appliances_final_demand_coal | Solids | EU | Energy demand | 0 | FEC
ES | TYNDP2026 | LEV | 2035 | TWh | 403 | Sub_sector | Buildings | Appliances | Buildings (appliances) | Energetic | buildings_appliances_final_demand_oil | Liquids | EU | Energy demand | 0 | FEC
ES | TYNDP2026 | LEV | 2035 | TWh | 404 | Sub_sector | Buildings | Appliances | Buildings (appliances) | Energetic | buildings_appliances_final_demand_other | Others | EU | Energy demand | 0 | FEC
ES | TYNDP2026 | LEV | 2035 | TWh | 405 | Sub_sector | Buildings | Appliances | Buildings (appliances) | Energetic | buildings_appliances_final_demand_ammonia | Ammonia | EU | Energy demand | 0 | FEC
ES | TYNDP2026 | LEV | 2035 | TWh | 407 | Sub_sector | Buildings | Datacenters | Datacenters & ICT | Energetic | datacentres_final_demand_electricity_energetic | Electricity | EU | Energy demand | 31.9636 | FEC
ES | TYNDP2026 | LEV | 2035 | TWh | 408 | Sub_sector | Buildings | Datacenters | Datacenters & ICT | Energetic | datacentres_final_demand_hydrogen_energetic | Hydrogen | EU | Energy demand | 0 | FEC
ES | TYNDP2026 | LEV | 2035 | TWh | 409 | Sub_sector | Buildings | Datacenters | Datacenters & ICT | Energetic | datacentres_final_demand_methane_energetic | Methane | EU | Energy demand | 0 | FEC
ES | TYNDP2026 | LEV | 2035 | TWh | 410 | Sub_sector | Buildings | Datacenters | Datacenters & ICT | Energetic | datacentres_final_demand_heat_energetic | Heat | EU | Energy demand | 0 | FEC
ES | TYNDP2026 | LEV | 2035 | TWh | 411 | Sub_sector | Buildings | Datacenters | Datacenters & ICT | Energetic | datacentres_final_demand_biomass_energetic | Biomass | EU | Energy demand | 0 | FEC
ES | TYNDP2026 | LEV | 2035 | TWh | 412 | Sub_sector | Buildings | Datacenters | Datacenters & ICT | Energetic | datacentres_final_demand_coal_energetic | Solids | EU | Energy demand | 0 | FEC
ES | TYNDP2026 | LEV | 2035 | TWh | 413 | Sub_sector | Buildings | Datacenters | Datacenters & ICT | Energetic | datacentres_final_demand_oil_energetic | Liquids | EU | Energy demand | 0 | FEC
ES | TYNDP2026 | LEV | 2035 | TWh | 414 | Sub_sector | Buildings | Datacenters | Datacenters & ICT | Energetic | datacentres_final_demand_other_energetic | Others | EU | Energy demand | 0 | FEC
ES | TYNDP2026 | LEV | 2035 | TWh | 415 | Sub_sector | Buildings | Datacenters | Datacenters & ICT | Energetic | datacentres_final_demand_ammonia_energetic | Ammonia | EU | Energy demand | 0 | FEC
ES | TYNDP2026 | LEV | 2035 | TWh | 417 | Sub_sector | Transport | Others_Sector | Others_Sector | Energetic | other_final_demand_electricity_energetic | Electricity | EU | Energy demand | 1.576 | FEC
ES | TYNDP2026 | LEV | 2035 | TWh | 418 | Sub_sector | Transport | Others_Sector | Others_Sector | Energetic | other_final_demand_hydrogen_energetic | Hydrogen | EU | Energy demand | 0 | FEC
ES | TYNDP2026 | LEV | 2035 | TWh | 419 | Sub_sector | Transport | Pipeline Transport | Others_Sector | Energetic | other_final_demand_methane_energetic | Methane | EU | Energy demand | 1.0008 | FEC
ES | TYNDP2026 | LEV | 2035 | TWh | 420 | Sub_sector | Transport | Others_Sector | Others_Sector | Energetic | other_final_demand_heat_energetic | Heat | EU | Energy demand | 0 | FEC
ES | TYNDP2026 | LEV | 2035 | TWh | 421 | Sub_sector | Transport | Others_Sector | Others_Sector | Energetic | other_final_demand_biomass_energetic | Biomass | EU | Energy demand | 0 | FEC
ES | TYNDP2026 | LEV | 2035 | TWh | 422 | Sub_sector | Transport | Others_Sector | Others_Sector | Energetic | other_final_demand_coal_energetic | Solids | EU | Energy demand | 0.86246 | FEC
ES | TYNDP2026 | LEV | 2035 | TWh | 423 | Sub_sector | Transport | Others_Sector | Others_Sector | Energetic | other_final_demand_oil_energetic | Liquids | EU | Energy demand | 1.3585 | FEC
ES | TYNDP2026 | LEV | 2035 | TWh | 424 | Sub_sector | Others_Sector | Others_Sector | Others_Sector | Non-energetic | other_final_demand_oil_non_energetic | Liquids | EU | Energy demand | 2.4678 | not_included_in_FEC
ES | TYNDP2026 | LEV | 2035 | TWh | 425 | Sub_sector | Transport | Others_Sector | Others_Sector | Energetic | other_final_demand_other_energetic | Others | EU | Energy demand | 0 | FEC
ES | TYNDP2026 | LEV | 2035 | TWh | 426 | Sub_sector | Transport | Others_Sector | Others_Sector | Energetic | other_final_demand_ammonia_energetic | Ammonia | EU | Energy demand | 0 | FEC
ES | TYNDP2026 | LEV | 2035 | TWh | 427 | Sub_sector | Industry | Surplus_Heat_in_Industry | Surplus_Heat_in_Industry | Energetic | final_demand_of_industry_unused_local_production_steam_hot_water | Heat | EU | Energy demand | 0 | FEC
ES | TYNDP2026 | LEV | 2035 | TWh | 429 | Sub_sector | Agriculture | Total | Agriculture | Energetic | agriculture_final_demand_electricity_energetic | Electricity | EU | Energy demand | 6.8233 | FEC
ES | TYNDP2026 | LEV | 2035 | TWh | 430 | Sub_sector | Agriculture | Total | Agriculture | Energetic | agriculture_final_demand_hydrogen_energetic | Hydrogen | EU | Energy demand | 0 | FEC
ES | TYNDP2026 | LEV | 2035 | TWh | 431 | Sub_sector | Agriculture | Total | Agriculture | Energetic | agriculture_final_demand_methane_energetic | Methane | EU | Energy demand | 2.1372 | FEC
ES | TYNDP2026 | LEV | 2035 | TWh | 432 | Sub_sector | Agriculture | Total | Agriculture | Energetic | agriculture_final_demand_heat_energetic | Heat | EU | Energy demand | 0 | FEC
ES | TYNDP2026 | LEV | 2035 | TWh | 433 | Sub_sector | Agriculture | Total | Agriculture | Energetic | agriculture_final_demand_biomass_energetic | Biomass | EU | Energy demand | 0.73911 | FEC
ES | TYNDP2026 | LEV | 2035 | TWh | 434 | Sub_sector | Agriculture | Total | Agriculture | Energetic | agriculture_final_demand_coal_energetic | Solids | EU | Energy demand | 0 | FEC
ES | TYNDP2026 | LEV | 2035 | TWh | 435 | Sub_sector | Agriculture | Total | Agriculture | Energetic | agriculture_final_demand_oil_energetic | Liquids | EU | Energy demand | 20.4625 | FEC
ES | TYNDP2026 | LEV | 2035 | TWh | 436 | Sub_sector | Agriculture | Total | Agriculture | Energetic | agriculture_final_demand_other_energetic | Others | EU | Energy demand | 0 | FEC
ES | TYNDP2026 | LEV | 2035 | TWh | 437 | Sub_sector | Agriculture | Total | Agriculture | Energetic | agriculture_final_demand_ammonia_energetic | Ammonia | EU | Energy demand | 0 | FEC
ES | TYNDP2026 | LEV | 2035 | TWh | 447 | Sub_sector | Buildings | Surplus Energy | Buildings | Energetic | GAP | Electricity | EU | Energy demand | 0 | FEC
ES | TYNDP2026 | LEV | 2035 | TWh | 448 | Sub_sector | Buildings | Surplus Energy | Buildings | Energetic | GAP | Hydrogen | EU | Energy demand | 0 | FEC
ES | TYNDP2026 | LEV | 2035 | TWh | 449 | Sub_sector | Buildings | Surplus Energy | Buildings | Energetic | GAP | Methane | EU | Energy demand | 0 | FEC
ES | TYNDP2026 | LEV | 2035 | TWh | 450 | Sub_sector | Buildings | Surplus Energy | Buildings | Energetic | GAP | Heat | EU | Energy demand | 0 | FEC
ES | TYNDP2026 | LEV | 2035 | TWh | 451 | Sub_sector | Buildings | Surplus Energy | Buildings | Energetic | GAP | Biomass | EU | Energy demand | 0.0058954 | FEC
ES | TYNDP2026 | LEV | 2035 | TWh | 452 | Sub_sector | Buildings | Surplus Energy | Buildings | Energetic | GAP | Solids | EU | Energy demand | 0 | FEC
ES | TYNDP2026 | LEV | 2035 | TWh | 453 | Sub_sector | Buildings | Surplus Energy | Buildings | Energetic | GAP | Liquids | EU | Energy demand | 2.601 | FEC
ES | TYNDP2026 | LEV | 2035 | TWh | 454 | Sub_sector | Buildings | Surplus Energy | Buildings | Energetic | GAP | Others | EU | Energy demand | 0 | FEC
ES | TYNDP2026 | LEV | 2035 | TWh | 455 | Sub_sector | Buildings | Surplus Energy | Buildings | Energetic | GAP | Ammonia | EU | Energy demand | 0 | FEC
ES | TYNDP2026 | LEV | 2035 | TWh | 456 | Sub_sector | Households | Surplus Energy | Households | Energetic | GAP | Electricity | EU | Energy demand | 0 | FEC
ES | TYNDP2026 | LEV | 2035 | TWh | 457 | Sub_sector | Households | Surplus Energy | Households | Energetic | GAP | Hydrogen | EU | Energy demand | 0 | FEC
ES | TYNDP2026 | LEV | 2035 | TWh | 458 | Sub_sector | Households | Surplus Energy | Households | Energetic | GAP | Methane | EU | Energy demand | 0 | FEC
ES | TYNDP2026 | LEV | 2035 | TWh | 459 | Sub_sector | Households | Surplus Energy | Households | Energetic | GAP | Heat | EU | Energy demand | 0 | FEC
ES | TYNDP2026 | LEV | 2035 | TWh | 460 | Sub_sector | Households | Surplus Energy | Households | Energetic | GAP | Biomass | EU | Energy demand | 0 | FEC
ES | TYNDP2026 | LEV | 2035 | TWh | 461 | Sub_sector | Households | Surplus Energy | Households | Energetic | GAP | Solids | EU | Energy demand | 0 | FEC
ES | TYNDP2026 | LEV | 2035 | TWh | 462 | Sub_sector | Households | Surplus Energy | Households | Energetic | GAP | Liquids | EU | Energy demand | 0 | FEC
ES | TYNDP2026 | LEV | 2035 | TWh | 463 | Sub_sector | Households | Surplus Energy | Households | Energetic | GAP | Others | EU | Energy demand | 0 | FEC
ES | TYNDP2026 | LEV | 2035 | TWh | 464 | Sub_sector | Households | Surplus Energy | Households | Energetic | GAP | Ammonia | EU | Energy demand | 0 | FEC
ES | TYNDP2026 | LEV | 2040 | TWh | 102 | Sub_sector | Industry | Aluminium | Industry (aluminium) | Energetic | industry_aluminium_demand_electricity_energetic | Electricity | EU | Energy demand | 3.2617 | FEC
ES | TYNDP2026 | LEV | 2040 | TWh | 103 | Sub_sector | Industry | Aluminium | Industry (aluminium) | Energetic | industry_aluminium_demand_hydrogen_energetic | Hydrogen | EU | Energy demand | 0 | FEC
ES | TYNDP2026 | LEV | 2040 | TWh | 104 | Sub_sector | Industry | Aluminium | Industry (aluminium) | Energetic | industry_aluminium_demand_methane_energetic | Methane | EU | Energy demand | 0.22988 | FEC
ES | TYNDP2026 | LEV | 2040 | TWh | 105 | Sub_sector | Industry | Aluminium | Industry (aluminium) | Energetic | industry_aluminium_demand_heat_energetic | Heat | EU | Energy demand | 0 | FEC
ES | TYNDP2026 | LEV | 2040 | TWh | 106 | Sub_sector | Industry | Aluminium | Industry (aluminium) | Energetic | industry_aluminium_demand_biomass_energetic | Biomass | EU | Energy demand | 0 | FEC
ES | TYNDP2026 | LEV | 2040 | TWh | 107 | Sub_sector | Industry | Aluminium | Industry (aluminium) | Energetic | industry_aluminium_demand_coal_energetic | Solids | EU | Energy demand | 0 | FEC
ES | TYNDP2026 | LEV | 2040 | TWh | 108 | Sub_sector | Industry | Aluminium | Industry (aluminium) | Energetic | industry_aluminium_demand_oil_energetic | Liquids | EU | Energy demand | 0 | FEC
ES | TYNDP2026 | LEV | 2040 | TWh | 109 | Sub_sector | Industry | Aluminium | Industry (aluminium) | Energetic | industry_aluminium_demand_others_energetic | Others | EU | Energy demand | 0 | FEC
ES | TYNDP2026 | LEV | 2040 | TWh | 110 | Sub_sector | Industry | Aluminium | Industry (aluminium) | Energetic | industry_ammonia_demand_others_energetic | Ammonia | EU | Energy demand | 0 | FEC
ES | TYNDP2026 | LEV | 2040 | TWh | 112 | Sub_sector | Industry | Chemicals | Industry (chemicals, energetic) | Energetic | industry_chemical_demand_electricity_energetic | Electricity | EU | Energy demand | 14.6259 | FEC
ES | TYNDP2026 | LEV | 2040 | TWh | 113 | Sub_sector | Industry | Chemicals | Industry (chemicals, energetic) | Energetic | industry_chemical_demand_hydrogen_energetic | Hydrogen | EU | Energy demand | 6.6997 | FEC
ES | TYNDP2026 | LEV | 2040 | TWh | 114 | Sub_sector | Industry | Chemicals | Industry (chemicals, energetic) | Energetic | industry_chemical_demand_methane_energetic | Methane | EU | Energy demand | 10.204 | FEC
ES | TYNDP2026 | LEV | 2040 | TWh | 115 | Sub_sector | Industry | Chemicals | Industry (chemicals, energetic) | Energetic | industry_chemical_demand_heat_energetic | Heat | EU | Energy demand | 0 | FEC
ES | TYNDP2026 | LEV | 2040 | TWh | 116 | Sub_sector | Industry | Chemicals | Industry (chemicals, energetic) | Energetic | industry_chemical_demand_biomass_energetic | Biomass | EU | Energy demand | 0.053665 | FEC
ES | TYNDP2026 | LEV | 2040 | TWh | 117 | Sub_sector | Industry | Chemicals | Industry (chemicals, energetic) | Energetic | industry_chemical_demand_coal_energetic | Solids | EU | Energy demand | 0 | FEC
ES | TYNDP2026 | LEV | 2040 | TWh | 118 | Sub_sector | Industry | Chemicals | Industry (chemicals, energetic) | Energetic | industry_chemical_demand_oil_energetic | Liquids | EU | Energy demand | 0 | FEC
ES | TYNDP2026 | LEV | 2040 | TWh | 119 | Sub_sector | Industry | Chemicals | Industry (chemicals, energetic) | Energetic | industry_chemical_demand_others_energetic | Others | EU | Energy demand | 0 | FEC
ES | TYNDP2026 | LEV | 2040 | TWh | 120 | Sub_sector | Industry | Chemicals | Industry (chemicals, energetic) | Energetic | industry_chemical_demand_ammonia_energetic | Ammonia | EU | Energy demand | 0 | FEC
ES | TYNDP2026 | LEV | 2040 | TWh | 122 | Sub_sector | Industry | Chemicals | Industry (chemicals, non-energetic) | Non-energetic | industry_chemical_demand_electricity_non_energetic | Electricity | EU | Energy demand | 0 | not_included_in_FEC
ES | TYNDP2026 | LEV | 2040 | TWh | 123 | Sub_sector | Industry | Chemicals | Industry (chemicals, non-energetic) | Non-energetic | industry_chemical_demand_hydrogen_non_energetic | Hydrogen | EU | Energy demand | 3.9333 | not_included_in_FEC
ES | TYNDP2026 | LEV | 2040 | TWh | 124 | Sub_sector | Industry | Chemicals | Industry (chemicals, non-energetic) | Non-energetic | industry_chemical_demand_methane_non_energetic | Methane | EU | Energy demand | 0 | not_included_in_FEC
ES | TYNDP2026 | LEV | 2040 | TWh | 125 | Sub_sector | Industry | Chemicals | Industry (chemicals, non-energetic) | Non-energetic | industry_chemical_demand_heat_non_energetic | Heat | EU | Energy demand | 0 | not_included_in_FEC
ES | TYNDP2026 | LEV | 2040 | TWh | 126 | Sub_sector | Industry | Chemicals | Industry (chemicals, non-energetic) | Non-energetic | industry_chemical_demand_biomass_non_energetic | Biomass | EU | Energy demand | 0.37866 | not_included_in_FEC
ES | TYNDP2026 | LEV | 2040 | TWh | 127 | Sub_sector | Industry | Chemicals | Industry (chemicals, non-energetic) | Non-energetic | industry_chemical_demand_coal_non_energetic | Solids | EU | Energy demand | 0 | not_included_in_FEC
ES | TYNDP2026 | LEV | 2040 | TWh | 128 | Sub_sector | Industry | Chemicals | Industry (chemicals, non-energetic) | Non-energetic | industry_chemical_demand_oil_non_energetic | Liquids | EU | Energy demand | 33.1477 | not_included_in_FEC
ES | TYNDP2026 | LEV | 2040 | TWh | 129 | Sub_sector | Industry | Chemicals | Industry (chemicals, non-energetic) | Non-energetic | industry_chemical_demand_others_non_energetic | Others | EU | Energy demand | 0 | not_included_in_FEC
ES | TYNDP2026 | LEV | 2040 | TWh | 130 | Sub_sector | Industry | Chemicals | Industry (chemicals, non-energetic) | Non-energetic | industry_chemical_demand_ammonia_non_energetic | Ammonia | EU | Energy demand | 0 | not_included_in_FEC
ES | TYNDP2026 | LEV | 2040 | TWh | 132 | Sub_sector | Industry | Fertilizers | Industry (fertilizers, energetic) | Energetic | industry_fertilizers_demand_electricity_energetic | Electricity | EU | Energy demand | 0.22923 | FEC
ES | TYNDP2026 | LEV | 2040 | TWh | 133 | Sub_sector | Industry | Fertilizers | Industry (fertilizers, energetic) | Energetic | industry_fertilizers_demand_hydrogen_energetic | Hydrogen | EU | Energy demand | 0.93605 | FEC
ES | TYNDP2026 | LEV | 2040 | TWh | 134 | Sub_sector | Industry | Fertilizers | Industry (fertilizers, energetic) | Energetic | industry_fertilizers_demand_methane_energetic | Methane | EU | Energy demand | 0 | FEC
ES | TYNDP2026 | LEV | 2040 | TWh | 135 | Sub_sector | Industry | Fertilizers | Industry (fertilizers, energetic) | Energetic | industry_fertilizers_demand_heat_energetic | Heat | EU | Energy demand | 0 | FEC
ES | TYNDP2026 | LEV | 2040 | TWh | 136 | Sub_sector | Industry | Fertilizers | Industry (fertilizers, energetic) | Energetic | industry_fertilizers_demand_biomass_energetic | Biomass | EU | Energy demand | 0 | FEC
ES | TYNDP2026 | LEV | 2040 | TWh | 137 | Sub_sector | Industry | Fertilizers | Industry (fertilizers, energetic) | Energetic | industry_fertilizers_demand_coal_energetic | Solids | EU | Energy demand | 0 | FEC
ES | TYNDP2026 | LEV | 2040 | TWh | 138 | Sub_sector | Industry | Fertilizers | Industry (fertilizers, energetic) | Energetic | industry_fertilizers_demand_oil_energetic | Liquids | EU | Energy demand | 0 | FEC
ES | TYNDP2026 | LEV | 2040 | TWh | 139 | Sub_sector | Industry | Fertilizers | Industry (fertilizers, energetic) | Energetic | industry_fertilizers_demand_others_energetic | Others | EU | Energy demand | 0 | FEC
ES | TYNDP2026 | LEV | 2040 | TWh | 140 | Sub_sector | Industry | Fertilizers | Industry (fertilizers, energetic) | Energetic | industry_fertilizers_demand_ammonia_energetic | Ammonia | EU | Energy demand | 0 | FEC
ES | TYNDP2026 | LEV | 2040 | TWh | 142 | Sub_sector | Industry | Fertilizers | Industry (fertilizers, non-energetic) | Non-energetic | industry_fertilizers_demand_electricity_non_energetic | Electricity | EU | Energy demand | 0 | not_included_in_FEC
ES | TYNDP2026 | LEV | 2040 | TWh | 143 | Sub_sector | Industry | Fertilizers | Industry (fertilizers, non-energetic) | Non-energetic | industry_fertilizers_demand_hydrogen_non_energetic | Hydrogen | EU | Energy demand | 5.28 | not_included_in_FEC
ES | TYNDP2026 | LEV | 2040 | TWh | 144 | Sub_sector | Industry | Fertilizers | Industry (fertilizers, non-energetic) | Non-energetic | industry_fertilizers_demand_methane_non_energetic | Methane | EU | Energy demand | 0 | not_included_in_FEC
ES | TYNDP2026 | LEV | 2040 | TWh | 145 | Sub_sector | Industry | Fertilizers | Industry (fertilizers, non-energetic) | Non-energetic | industry_fertilizers_demand_heat_non_energetic | Heat | EU | Energy demand | 0 | not_included_in_FEC
ES | TYNDP2026 | LEV | 2040 | TWh | 146 | Sub_sector | Industry | Fertilizers | Industry (fertilizers, non-energetic) | Non-energetic | industry_fertilizers_demand_biomass_non_energetic | Biomass | EU | Energy demand | 0 | not_included_in_FEC
ES | TYNDP2026 | LEV | 2040 | TWh | 147 | Sub_sector | Industry | Fertilizers | Industry (fertilizers, non-energetic) | Non-energetic | industry_fertilizers_demand_coal_non_energetic | Solids | EU | Energy demand | 0 | not_included_in_FEC
ES | TYNDP2026 | LEV | 2040 | TWh | 148 | Sub_sector | Industry | Fertilizers | Industry (fertilizers, non-energetic) | Non-energetic | industry_fertilizers_demand_oil_non_energetic | Liquids | EU | Energy demand | 0 | not_included_in_FEC
ES | TYNDP2026 | LEV | 2040 | TWh | 149 | Sub_sector | Industry | Fertilizers | Industry (fertilizers, non-energetic) | Non-energetic | industry_fertilizers_demand_others_non_energetic | Others | EU | Energy demand | 0 | not_included_in_FEC
ES | TYNDP2026 | LEV | 2040 | TWh | 150 | Sub_sector | Industry | Fertilizers | Industry (fertilizers, non-energetic) | Non-energetic | industry_fertilizers_demand_ammonia_non_energetic | Ammonia | EU | Energy demand | 0 | not_included_in_FEC
ES | TYNDP2026 | LEV | 2040 | TWh | 152 | Sub_sector | Industry | Food | Industry (food) | Energetic | industry_food_demand_electricity_energetic | Electricity | EU | Energy demand | 16.5851 | FEC
ES | TYNDP2026 | LEV | 2040 | TWh | 153 | Sub_sector | Industry | Food | Industry (food) | Energetic | industry_food_demand_hydrogen_energetic | Hydrogen | EU | Energy demand | 0 | FEC
ES | TYNDP2026 | LEV | 2040 | TWh | 154 | Sub_sector | Industry | Food | Industry (food) | Energetic | industry_food_demand_methane_energetic | Methane | EU | Energy demand | 6.851 | FEC
ES | TYNDP2026 | LEV | 2040 | TWh | 155 | Sub_sector | Industry | Food | Industry (food) | Energetic | industry_food_demand_heat_energetic | Heat | EU | Energy demand | 0 | FEC
ES | TYNDP2026 | LEV | 2040 | TWh | 156 | Sub_sector | Industry | Food | Industry (food) | Energetic | industry_food_demand_biomass_energetic | Biomass | EU | Energy demand | 0.34513 | FEC
ES | TYNDP2026 | LEV | 2040 | TWh | 157 | Sub_sector | Industry | Food | Industry (food) | Energetic | industry_food_demand_coal_energetic | Solids | EU | Energy demand | 0 | FEC
ES | TYNDP2026 | LEV | 2040 | TWh | 158 | Sub_sector | Industry | Food | Industry (food) | Energetic | industry_food_demand_oil_energetic | Liquids | EU | Energy demand | 0 | FEC
ES | TYNDP2026 | LEV | 2040 | TWh | 159 | Sub_sector | Industry | Food | Industry (food) | Energetic | industry_food_demand_others_energetic | Others | EU | Energy demand | 0 | FEC
ES | TYNDP2026 | LEV | 2040 | TWh | 160 | Sub_sector | Industry | Food | Industry (food) | Energetic | industry_food_demand_ammonia_energetic | Ammonia | EU | Energy demand | 0 | FEC
ES | TYNDP2026 | LEV | 2040 | TWh | 162 | Sub_sector | Industry | Metals | Industry (metal) | Energetic | industry_metal_demand_electricity_energetic | Electricity | EU | Energy demand | 5.0958 | FEC
ES | TYNDP2026 | LEV | 2040 | TWh | 163 | Sub_sector | Industry | Metals | Industry (metal) | Energetic | industry_metal_demand_hydrogen_energetic | Hydrogen | EU | Energy demand | 0 | FEC
ES | TYNDP2026 | LEV | 2040 | TWh | 164 | Sub_sector | Industry | Metals | Industry (metal) | Energetic | industry_metal_demand_methane_energetic | Methane | EU | Energy demand | 5.3209 | FEC
ES | TYNDP2026 | LEV | 2040 | TWh | 165 | Sub_sector | Industry | Metals | Industry (metal) | Energetic | industry_metal_demand_heat_energetic | Heat | EU | Energy demand | 0 | FEC
ES | TYNDP2026 | LEV | 2040 | TWh | 166 | Sub_sector | Industry | Metals | Industry (metal) | Energetic | industry_metal_demand_biomass_energetic | Biomass | EU | Energy demand | 0 | FEC
ES | TYNDP2026 | LEV | 2040 | TWh | 167 | Sub_sector | Industry | Metals | Industry (metal) | Energetic | industry_metal_demand_coal_energetic | Solids | EU | Energy demand | 0 | FEC
ES | TYNDP2026 | LEV | 2040 | TWh | 168 | Sub_sector | Industry | Metals | Industry (metal) | Energetic | industry_metal_demand_oil_energetic | Liquids | EU | Energy demand | 0.86665 | FEC
ES | TYNDP2026 | LEV | 2040 | TWh | 169 | Sub_sector | Industry | Metals | Industry (metal) | Energetic | industry_metal_demand_others_energetic | Others | EU | Energy demand | 0 | FEC
ES | TYNDP2026 | LEV | 2040 | TWh | 170 | Sub_sector | Industry | Metals | Industry (metal) | Energetic | industry_metal_demand_ammonia_energetic | Ammonia | EU | Energy demand | 0 | FEC
ES | TYNDP2026 | LEV | 2040 | TWh | 172 | Sub_sector | Industry | Others | Industry (other, energetic) | Energetic | industry_other_demand_electricity_energetic | Electricity | EU | Energy demand | 43.2658 | FEC
ES | TYNDP2026 | LEV | 2040 | TWh | 173 | Sub_sector | Industry | Others | Industry (other, energetic) | Energetic | industry_other_demand_hydrogen_energetic | Hydrogen | EU | Energy demand | 12.0244 | FEC
ES | TYNDP2026 | LEV | 2040 | TWh | 174 | Sub_sector | Industry | Others | Industry (other, energetic) | Energetic | industry_other_demand_methane_energetic | Methane | EU | Energy demand | 28.9459 | FEC
ES | TYNDP2026 | LEV | 2040 | TWh | 175 | Sub_sector | Industry | Others | Industry (other, energetic) | Energetic | industry_other_demand_heat_energetic | Heat | EU | Energy demand | 0 | FEC
ES | TYNDP2026 | LEV | 2040 | TWh | 176 | Sub_sector | Industry | Others | Industry (other, energetic) | Energetic | industry_other_demand_biomass_energetic | Biomass | EU | Energy demand | 0.59381 | FEC
ES | TYNDP2026 | LEV | 2040 | TWh | 177 | Sub_sector | Industry | Others | Industry (other, energetic) | Energetic | industry_other_demand_coal_energetic | Solids | EU | Energy demand | 0 | FEC
ES | TYNDP2026 | LEV | 2040 | TWh | 178 | Sub_sector | Industry | Others | Industry (other, energetic) | Energetic | industry_other_demand_oil_energetic | Liquids | EU | Energy demand | 0 | FEC
ES | TYNDP2026 | LEV | 2040 | TWh | 179 | Sub_sector | Industry | Others | Industry (other, energetic) | Energetic | industry_other_demand_others_energetic | Others | EU | Energy demand | 0 | FEC
ES | TYNDP2026 | LEV | 2040 | TWh | 180 | Sub_sector | Industry | Others | Industry (other, energetic) | Energetic | industry_other_demand_ammonia_energetic | Ammonia | EU | Energy demand | 0 | FEC
ES | TYNDP2026 | LEV | 2040 | TWh | 182 | Sub_sector | Industry | Others | Industry (other, non-energetic) | Non-energetic | industry_other_demand_electricity_non_energetic | Electricity | EU | Energy demand | 0 | not_included_in_FEC
ES | TYNDP2026 | LEV | 2040 | TWh | 183 | Sub_sector | Industry | Others | Industry (other, non-energetic) | Non-energetic | industry_other_demand_hydrogen_non_energetic | Hydrogen | EU | Energy demand | 0 | not_included_in_FEC
ES | TYNDP2026 | LEV | 2040 | TWh | 184 | Sub_sector | Industry | Others | Industry (other, non-energetic) | Non-energetic | industry_other_demand_methane_non_energetic | Methane | EU | Energy demand | 0 | not_included_in_FEC
ES | TYNDP2026 | LEV | 2040 | TWh | 185 | Sub_sector | Industry | Others | Industry (other, non-energetic) | Non-energetic | industry_other_demand_heat_non_energetic | Heat | EU | Energy demand | 0 | not_included_in_FEC
ES | TYNDP2026 | LEV | 2040 | TWh | 186 | Sub_sector | Industry | Others | Industry (other, non-energetic) | Non-energetic | industry_other_demand_biomass_non_energetic | Biomass | EU | Energy demand | 0 | not_included_in_FEC
ES | TYNDP2026 | LEV | 2040 | TWh | 187 | Sub_sector | Industry | Others | Industry (other, non-energetic) | Non-energetic | industry_other_demand_coal_non_energetic | Solids | EU | Energy demand | 0 | not_included_in_FEC
ES | TYNDP2026 | LEV | 2040 | TWh | 188 | Sub_sector | Industry | Others | Industry (other, non-energetic) | Non-energetic | industry_other_demand_oil_non_energetic | Liquids | EU | Energy demand | 16.5097 | not_included_in_FEC
ES | TYNDP2026 | LEV | 2040 | TWh | 189 | Sub_sector | Industry | Others | Industry (other, non-energetic) | Non-energetic | industry_other_demand_others_non_energetic | Others | EU | Energy demand | 0 | not_included_in_FEC
ES | TYNDP2026 | LEV | 2040 | TWh | 190 | Sub_sector | Industry | Others | Industry (other, non-energetic) | Non-energetic | industry_other_demand_ammonia_non_energetic | Ammonia | EU | Energy demand | 0 | not_included_in_FEC
ES | TYNDP2026 | LEV | 2040 | TWh | 192 | Sub_sector | Industry | Paper | Industry (paper) | Energetic | industry_paper_demand_electricity_energetic | Electricity | EU | Energy demand | 8.777 | FEC
ES | TYNDP2026 | LEV | 2040 | TWh | 193 | Sub_sector | Industry | Paper | Industry (paper) | Energetic | industry_paper_demand_hydrogen_energetic | Hydrogen | EU | Energy demand | 1.1899 | FEC
ES | TYNDP2026 | LEV | 2040 | TWh | 194 | Sub_sector | Industry | Paper | Industry (paper) | Energetic | industry_paper_demand_methane_energetic | Methane | EU | Energy demand | 4.2646 | FEC
ES | TYNDP2026 | LEV | 2040 | TWh | 195 | Sub_sector | Industry | Paper | Industry (paper) | Energetic | industry_paper_demand_heat_energetic | Heat | EU | Energy demand | 0 | FEC
ES | TYNDP2026 | LEV | 2040 | TWh | 196 | Sub_sector | Industry | Paper | Industry (paper) | Energetic | industry_paper_demand_biomass_energetic | Biomass | EU | Energy demand | 0.40984 | FEC
ES | TYNDP2026 | LEV | 2040 | TWh | 197 | Sub_sector | Industry | Paper | Industry (paper) | Energetic | industry_paper_demand_coal_energetic | Solids | EU | Energy demand | 0 | FEC
ES | TYNDP2026 | LEV | 2040 | TWh | 198 | Sub_sector | Industry | Paper | Industry (paper) | Energetic | industry_paper_demand_oil_energetic | Liquids | EU | Energy demand | 0 | FEC
ES | TYNDP2026 | LEV | 2040 | TWh | 199 | Sub_sector | Industry | Paper | Industry (paper) | Energetic | industry_paper_demand_others_energetic | Others | EU | Energy demand | 0 | FEC
ES | TYNDP2026 | LEV | 2040 | TWh | 200 | Sub_sector | Industry | Paper | Industry (paper) | Energetic | industry_paper_demand_ammonia_energetic | Ammonia | EU | Energy demand | 0 | FEC
ES | TYNDP2026 | LEV | 2040 | TWh | 202 | Sub_sector | Industry | Refineries | Industry (refineries, energetic) | Energetic | industry_refinery_demand_electricity_energetic | Electricity | EU | Energy demand | 4.4451 | not_included_in_FEC
ES | TYNDP2026 | LEV | 2040 | TWh | 203 | Sub_sector | Industry | Refineries | Industry (refineries, energetic) | Energetic | industry_refinery_demand_hydrogen_energetic | Hydrogen | EU | Energy demand | 15.8247 | not_included_in_FEC
ES | TYNDP2026 | LEV | 2040 | TWh | 204 | Sub_sector | Industry | Refineries | Industry (refineries, energetic) | Energetic | industry_refinery_demand_methane_energetic | Methane | EU | Energy demand | 17.8361 | not_included_in_FEC
ES | TYNDP2026 | LEV | 2040 | TWh | 205 | Sub_sector | Industry | Refineries | Industry (refineries, energetic) | Energetic | industry_refinery_demand_heat_energetic | Heat | EU | Energy demand | 0 | not_included_in_FEC
ES | TYNDP2026 | LEV | 2040 | TWh | 206 | Sub_sector | Industry | Refineries | Industry (refineries, energetic) | Energetic | industry_refinery_demand_biomass_energetic | Biomass | EU | Energy demand | 0 | not_included_in_FEC
ES | TYNDP2026 | LEV | 2040 | TWh | 207 | Sub_sector | Industry | Refineries | Industry (refineries, energetic) | Energetic | industry_refinery_demand_coal_energetic | Solids | EU | Energy demand | 1.74e-08 | not_included_in_FEC
ES | TYNDP2026 | LEV | 2040 | TWh | 208 | Sub_sector | Industry | Refineries | Industry (refineries, energetic) | Energetic | industry_refinery_demand_oil_energetic | Liquids | EU | Energy demand | 60.736 | not_included_in_FEC
ES | TYNDP2026 | LEV | 2040 | TWh | 209 | Sub_sector | Industry | Refineries | Industry (refineries, energetic) | Energetic | industry_refinery_demand_others_energetic | Others | EU | Energy demand | 0 | not_included_in_FEC
ES | TYNDP2026 | LEV | 2040 | TWh | 210 | Sub_sector | Industry | Refineries | Industry (refineries, energetic) | Energetic | industry_refinery_demand_ammonia_energetic | Ammonia | EU | Energy demand | 0 | not_included_in_FEC
ES | TYNDP2026 | LEV | 2040 | TWh | 212 | Sub_sector | Industry | Refineries | Industry (refineries, non-energetic) | Non-energetic | industry_refinery_demand_electricity_non_energetic | Electricity | EU | Energy demand | 0 | not_included_in_FEC
ES | TYNDP2026 | LEV | 2040 | TWh | 213 | Sub_sector | Industry | Refineries | Industry (refineries, non-energetic) | Non-energetic | industry_refinery_demand_hydrogen_non_energetic | Hydrogen | EU | Energy demand | 0 | not_included_in_FEC
ES | TYNDP2026 | LEV | 2040 | TWh | 214 | Sub_sector | Industry | Refineries | Industry (refineries, non-energetic) | Non-energetic | industry_refinery_demand_methane_non_energetic | Methane | EU | Energy demand | 0 | not_included_in_FEC
ES | TYNDP2026 | LEV | 2040 | TWh | 215 | Sub_sector | Industry | Refineries | Industry (refineries, non-energetic) | Non-energetic | industry_refinery_demand_heat_non_energetic | Heat | EU | Energy demand | 0 | not_included_in_FEC
ES | TYNDP2026 | LEV | 2040 | TWh | 216 | Sub_sector | Industry | Refineries | Industry (refineries, non-energetic) | Non-energetic | industry_refinery_demand_biomass_non_energetic | Biomass | EU | Energy demand | 0 | not_included_in_FEC
ES | TYNDP2026 | LEV | 2040 | TWh | 217 | Sub_sector | Industry | Refineries | Industry (refineries, non-energetic) | Non-energetic | industry_refinery_demand_coal_non_energetic | Solids | EU | Energy demand | 0 | not_included_in_FEC
ES | TYNDP2026 | LEV | 2040 | TWh | 218 | Sub_sector | Industry | Refineries | Industry (refineries, non-energetic) | Non-energetic | industry_refinery_demand_oil_non_energetic | Liquids | EU | Energy demand | 0 | not_included_in_FEC
ES | TYNDP2026 | LEV | 2040 | TWh | 219 | Sub_sector | Industry | Refineries | Industry (refineries, non-energetic) | Non-energetic | industry_refinery_demand_others_non_energetic | Others | EU | Energy demand | 0 | not_included_in_FEC
ES | TYNDP2026 | LEV | 2040 | TWh | 220 | Sub_sector | Industry | Refineries | Industry (refineries, non-energetic) | Non-energetic | industry_refinery_demand_ammonia_non_energetic | Ammonia | EU | Energy demand | 0 | not_included_in_FEC
ES | TYNDP2026 | LEV | 2040 | TWh | 222 | Sub_sector | Industry | Steel | Industry (steel) | Energetic | industry_steel_demand_electricity_energetic | Electricity | EU | Energy demand | 14.8385 | FEC
ES | TYNDP2026 | LEV | 2040 | TWh | 223 | Sub_sector | Industry | Steel | Industry (steel) | Energetic | industry_steel_demand_hydrogen_energetic | Hydrogen | EU | Energy demand | 12.4489 | FEC
ES | TYNDP2026 | LEV | 2040 | TWh | 224 | Sub_sector | Industry | Steel | Industry (steel) | Energetic | industry_steel_demand_methane_energetic | Methane | EU | Energy demand | 8.2289 | FEC
ES | TYNDP2026 | LEV | 2040 | TWh | 225 | Sub_sector | Industry | Steel | Industry (steel) | Energetic | industry_steel_demand_heat_energetic | Heat | EU | Energy demand | 0 | FEC
ES | TYNDP2026 | LEV | 2040 | TWh | 226 | Sub_sector | Industry | Steel | Industry (steel) | Energetic | industry_steel_demand_biomass_energetic | Biomass | EU | Energy demand | 0 | FEC
ES | TYNDP2026 | LEV | 2040 | TWh | 227 | Sub_sector | Industry | Steel | Industry (steel) | Energetic | industry_steel_demand_coal_energetic | Solids | EU | Energy demand | 1.3687 | FEC
ES | TYNDP2026 | LEV | 2040 | TWh | 228 | Sub_sector | Industry | Steel | Industry (steel) | Energetic | industry_steel_demand_oil_energetic | Liquids | EU | Energy demand | 0 | FEC
ES | TYNDP2026 | LEV | 2040 | TWh | 229 | Sub_sector | Industry | Steel | Industry (steel) | Energetic | industry_steel_demand_others_energetic | Others | EU | Energy demand | 0 | FEC
ES | TYNDP2026 | LEV | 2040 | TWh | 230 | Sub_sector | Industry | Steel | Industry (steel) | Energetic | industry_steel_demand_ammonia_energetic | Ammonia | EU | Energy demand | 0 | FEC
ES | TYNDP2026 | LEV | 2040 | TWh | 232 | Sub_sector | Transport | Cars | Transport (cars) | Energetic | transport_cars_final_demand_electricity | Electricity | EU | Energy demand | 16.4263 | FEC
ES | TYNDP2026 | LEV | 2040 | TWh | 233 | Sub_sector | Transport | Cars | Transport (cars) | Energetic | transport_cars_final_demand_hydrogen | Hydrogen | EU | Energy demand | 6.12 | FEC
ES | TYNDP2026 | LEV | 2040 | TWh | 234 | Sub_sector | Transport | Cars | Transport (cars) | Energetic | transport_cars_final_demand_methane | Methane | EU | Energy demand | 0.43279 | FEC
ES | TYNDP2026 | LEV | 2040 | TWh | 235 | Sub_sector | Transport | Cars | Transport (cars) | Energetic | transport_cars_final_demand_heat | Heat | EU | Energy demand | 0 | FEC
ES | TYNDP2026 | LEV | 2040 | TWh | 236 | Sub_sector | Transport | Cars | Transport (cars) | Energetic | transport_cars_final_demand_biomass | Biomass | EU | Energy demand | 0 | FEC
ES | TYNDP2026 | LEV | 2040 | TWh | 237 | Sub_sector | Transport | Cars | Transport (cars) | Energetic | transport_cars_final_demand_coal | Solids | EU | Energy demand | 0 | FEC
ES | TYNDP2026 | LEV | 2040 | TWh | 238 | Sub_sector | Transport | Cars | Transport (cars) | Energetic | transport_cars_final_demand_oil | Liquids | EU | Energy demand | 141.9613 | FEC
ES | TYNDP2026 | LEV | 2040 | TWh | 239 | Sub_sector | Transport | Cars | Transport (cars) | Energetic | transport_cars_final_demand_other | Others | EU | Energy demand | 0 | FEC
ES | TYNDP2026 | LEV | 2040 | TWh | 240 | Sub_sector | Transport | Cars | Transport (cars) | Energetic | transport_cars_final_demand_ammonia | Ammonia | EU | Energy demand | 0 | FEC
ES | TYNDP2026 | LEV | 2040 | TWh | 242 | Sub_sector | Transport | Busses | Transport (busses) | Energetic | transport_busses_final_demand_electricity | Electricity | EU | Energy demand | 1.3798 | FEC
ES | TYNDP2026 | LEV | 2040 | TWh | 243 | Sub_sector | Transport | Busses | Transport (busses) | Energetic | transport_busses_final_demand_hydrogen | Hydrogen | EU | Energy demand | 0.61358 | FEC
ES | TYNDP2026 | LEV | 2040 | TWh | 244 | Sub_sector | Transport | Busses | Transport (busses) | Energetic | transport_busses_final_demand_methane | Methane | EU | Energy demand | 3.2607 | FEC
ES | TYNDP2026 | LEV | 2040 | TWh | 245 | Sub_sector | Transport | Busses | Transport (busses) | Energetic | transport_busses_final_demand_heat | Heat | EU | Energy demand | 0 | FEC
ES | TYNDP2026 | LEV | 2040 | TWh | 246 | Sub_sector | Transport | Busses | Transport (busses) | Energetic | transport_busses_final_demand_biomass | Biomass | EU | Energy demand | 0 | FEC
ES | TYNDP2026 | LEV | 2040 | TWh | 247 | Sub_sector | Transport | Busses | Transport (busses) | Energetic | transport_busses_final_demand_coal | Solids | EU | Energy demand | 0 | FEC
ES | TYNDP2026 | LEV | 2040 | TWh | 248 | Sub_sector | Transport | Busses | Transport (busses) | Energetic | transport_busses_final_demand_oil | Liquids | EU | Energy demand | 7.8153 | FEC
ES | TYNDP2026 | LEV | 2040 | TWh | 249 | Sub_sector | Transport | Busses | Transport (busses) | Energetic | transport_busses_final_demand_other | Others | EU | Energy demand | 0 | FEC
ES | TYNDP2026 | LEV | 2040 | TWh | 250 | Sub_sector | Transport | Busses | Transport (busses) | Energetic | transport_busses_final_demand_ammonia | Ammonia | EU | Energy demand | 0 | FEC
ES | TYNDP2026 | LEV | 2040 | TWh | 252 | Sub_sector | Transport | Trucks | Transport (trucks) | Energetic | transport_trucks_final_demand_electricity | Electricity | EU | Energy demand | 8.0103 | FEC
ES | TYNDP2026 | LEV | 2040 | TWh | 253 | Sub_sector | Transport | Trucks | Transport (trucks) | Energetic | transport_trucks_final_demand_hydrogen | Hydrogen | EU | Energy demand | 2.1991 | FEC
ES | TYNDP2026 | LEV | 2040 | TWh | 254 | Sub_sector | Transport | Trucks | Transport (trucks) | Energetic | transport_trucks_final_demand_methane | Methane | EU | Energy demand | 0.0028062 | FEC
ES | TYNDP2026 | LEV | 2040 | TWh | 255 | Sub_sector | Transport | Trucks | Transport (trucks) | Energetic | transport_trucks_final_demand_heat | Heat | EU | Energy demand | 0 | FEC
ES | TYNDP2026 | LEV | 2040 | TWh | 256 | Sub_sector | Transport | Trucks | Transport (trucks) | Energetic | transport_trucks_final_demand_biomass | Biomass | EU | Energy demand | 0 | FEC
ES | TYNDP2026 | LEV | 2040 | TWh | 257 | Sub_sector | Transport | Trucks | Transport (trucks) | Energetic | transport_trucks_final_demand_coal | Solids | EU | Energy demand | 0 | FEC
ES | TYNDP2026 | LEV | 2040 | TWh | 258 | Sub_sector | Transport | Trucks | Transport (trucks) | Energetic | transport_trucks_final_demand_oil | Liquids | EU | Energy demand | 33.2554 | FEC
ES | TYNDP2026 | LEV | 2040 | TWh | 259 | Sub_sector | Transport | Trucks | Transport (trucks) | Energetic | transport_trucks_final_demand_other | Others | EU | Energy demand | 0 | FEC
ES | TYNDP2026 | LEV | 2040 | TWh | 260 | Sub_sector | Transport | Trucks | Transport (trucks) | Energetic | transport_trucks_final_demand_ammonia | Ammonia | EU | Energy demand | 0 | FEC
ES | TYNDP2026 | LEV | 2040 | TWh | 262 | Sub_sector | Transport | Vans | Transport (vans) | Energetic | transport_vans_final_demand_electricity | Electricity | EU | Energy demand | 1.661 | FEC
ES | TYNDP2026 | LEV | 2040 | TWh | 263 | Sub_sector | Transport | Vans | Transport (vans) | Energetic | transport_vans_final_demand_hydrogen | Hydrogen | EU | Energy demand | 0.53767 | FEC
ES | TYNDP2026 | LEV | 2040 | TWh | 264 | Sub_sector | Transport | Vans | Transport (vans) | Energetic | transport_vans_final_demand_methane | Methane | EU | Energy demand | 0.0028635 | FEC
ES | TYNDP2026 | LEV | 2040 | TWh | 265 | Sub_sector | Transport | Vans | Transport (vans) | Energetic | transport_vans_final_demand_heat | Heat | EU | Energy demand | 0 | FEC
ES | TYNDP2026 | LEV | 2040 | TWh | 266 | Sub_sector | Transport | Vans | Transport (vans) | Energetic | transport_vans_final_demand_biomass | Biomass | EU | Energy demand | 0 | FEC
ES | TYNDP2026 | LEV | 2040 | TWh | 267 | Sub_sector | Transport | Vans | Transport (vans) | Energetic | transport_vans_final_demand_coal | Solids | EU | Energy demand | 0 | FEC
ES | TYNDP2026 | LEV | 2040 | TWh | 268 | Sub_sector | Transport | Vans | Transport (vans) | Energetic | transport_vans_final_demand_oil | Liquids | EU | Energy demand | 8.3191 | FEC
ES | TYNDP2026 | LEV | 2040 | TWh | 269 | Sub_sector | Transport | Vans | Transport (vans) | Energetic | transport_vans_final_demand_other | Others | EU | Energy demand | 0 | FEC
ES | TYNDP2026 | LEV | 2040 | TWh | 270 | Sub_sector | Transport | Vans | Transport (vans) | Energetic | transport_vans_final_demand_ammonia | Ammonia | EU | Energy demand | 0 | FEC
ES | TYNDP2026 | LEV | 2040 | TWh | 272 | Sub_sector | Transport | Freight trains | Transport (trains) | Energetic | transport_trains_final_demand_electricity | Electricity | EU | Energy demand | 5.9976 | FEC
ES | TYNDP2026 | LEV | 2040 | TWh | 273 | Sub_sector | Transport | Freight trains | Transport (trains) | Energetic | transport_trains_final_demand_hydrogen | Hydrogen | EU | Energy demand | 0.6033 | FEC
ES | TYNDP2026 | LEV | 2040 | TWh | 274 | Sub_sector | Transport | Freight trains | Transport (trains) | Energetic | transport_trains_final_demand_methane | Methane | EU | Energy demand | 0 | FEC
ES | TYNDP2026 | LEV | 2040 | TWh | 275 | Sub_sector | Transport | Freight trains | Transport (trains) | Energetic | transport_trains_final_demand_heat | Heat | EU | Energy demand | 0 | FEC
ES | TYNDP2026 | LEV | 2040 | TWh | 276 | Sub_sector | Transport | Freight trains | Transport (trains) | Energetic | transport_trains_final_demand_biomass | Biomass | EU | Energy demand | 0 | FEC
ES | TYNDP2026 | LEV | 2040 | TWh | 277 | Sub_sector | Transport | Freight trains | Transport (trains) | Energetic | transport_trains_final_demand_coal | Solids | EU | Energy demand | 0 | FEC
ES | TYNDP2026 | LEV | 2040 | TWh | 278 | Sub_sector | Transport | Freight trains | Transport (trains) | Energetic | transport_trains_final_demand_oil | Liquids | EU | Energy demand | 0.62628 | FEC
ES | TYNDP2026 | LEV | 2040 | TWh | 279 | Sub_sector | Transport | Freight trains | Transport (trains) | Energetic | transport_trains_final_demand_other | Others | EU | Energy demand | 0 | FEC
ES | TYNDP2026 | LEV | 2040 | TWh | 280 | Sub_sector | Transport | Freight trains | Transport (trains) | Energetic | transport_trains_final_demand_ammonia | Ammonia | EU | Energy demand | 0 | FEC
ES | TYNDP2026 | LEV | 2040 | TWh | 282 | Sub_sector | Transport | Ships | Transport (ships) | Energetic | transport_ships_final_demand_electricity | Electricity | EU | Energy demand | 0 | FEC
ES | TYNDP2026 | LEV | 2040 | TWh | 283 | Sub_sector | Transport | Ships | Transport (ships) | Energetic | transport_ships_final_demand_hydrogen | Hydrogen | EU | Energy demand | 0 | FEC
ES | TYNDP2026 | LEV | 2040 | TWh | 284 | Sub_sector | Transport | Ships | Transport (ships) | Energetic | transport_ships_final_demand_methane | Methane | EU | Energy demand | 0.01288 | FEC
ES | TYNDP2026 | LEV | 2040 | TWh | 285 | Sub_sector | Transport | Ships | Transport (ships) | Energetic | transport_ships_final_demand_heat | Heat | EU | Energy demand | 0 | FEC
ES | TYNDP2026 | LEV | 2040 | TWh | 286 | Sub_sector | Transport | Ships | Transport (ships) | Energetic | transport_ships_final_demand_biomass | Biomass | EU | Energy demand | 0 | FEC
ES | TYNDP2026 | LEV | 2040 | TWh | 287 | Sub_sector | Transport | Ships | Transport (ships) | Energetic | transport_ships_final_demand_coal | Solids | EU | Energy demand | 0 | FEC
ES | TYNDP2026 | LEV | 2040 | TWh | 288 | Sub_sector | Transport | Ships | Transport (ships) | Energetic | transport_ships_final_demand_oil | Liquids | EU | Energy demand | 12.3152 | FEC
ES | TYNDP2026 | LEV | 2040 | TWh | 289 | Sub_sector | Transport | Ships | Transport (ships) | Energetic | transport_ships_final_demand_other | Others | EU | Energy demand | 0 | FEC
ES | TYNDP2026 | LEV | 2040 | TWh | 290 | Sub_sector | Transport | Ships | Transport (ships) | Energetic | transport_ships_final_demand_ammonia | Ammonia | EU | Energy demand | 0.47863 | FEC
ES | TYNDP2026 | LEV | 2040 | TWh | 292 | Sub_sector | Transport | Planes | Transport (planes) | Energetic | transport_planes_final_demand_electricity | Electricity | EU | Energy demand | 0 | FEC
ES | TYNDP2026 | LEV | 2040 | TWh | 293 | Sub_sector | Transport | Planes | Transport (planes) | Energetic | transport_planes_final_demand_hydrogen | Hydrogen | EU | Energy demand | 0 | FEC
ES | TYNDP2026 | LEV | 2040 | TWh | 294 | Sub_sector | Transport | Planes | Transport (planes) | Energetic | transport_planes_final_demand_methane | Methane | EU | Energy demand | 0 | FEC
ES | TYNDP2026 | LEV | 2040 | TWh | 295 | Sub_sector | Transport | Planes | Transport (planes) | Energetic | transport_planes_final_demand_heat | Heat | EU | Energy demand | 0 | FEC
ES | TYNDP2026 | LEV | 2040 | TWh | 296 | Sub_sector | Transport | Planes | Transport (planes) | Energetic | transport_planes_final_demand_biomass | Biomass | EU | Energy demand | 0 | FEC
ES | TYNDP2026 | LEV | 2040 | TWh | 297 | Sub_sector | Transport | Planes | Transport (planes) | Energetic | transport_planes_final_demand_coal | Solids | EU | Energy demand | 0 | FEC
ES | TYNDP2026 | LEV | 2040 | TWh | 298 | Sub_sector | Transport | Planes | Transport (planes) | Energetic | transport_planes_final_demand_oil | Liquids | EU | Energy demand | 24.2943 | FEC
ES | TYNDP2026 | LEV | 2040 | TWh | 299 | Sub_sector | Transport | Planes | Transport (planes) | Energetic | transport_planes_final_demand_other | Others | EU | Energy demand | 0 | FEC
ES | TYNDP2026 | LEV | 2040 | TWh | 300 | Sub_sector | Transport | Planes | Transport (planes) | Energetic | transport_planes_final_demand_ammonia | Ammonia | EU | Energy demand | 0 | FEC
ES | TYNDP2026 | LEV | 2040 | TWh | 302 | Sub_sector | Transport | Others | Transport (others) | Energetic | transport_other_final_demand_electricity | Electricity | EU | Energy demand | 0.043055 | FEC
ES | TYNDP2026 | LEV | 2040 | TWh | 303 | Sub_sector | Transport | Others | Transport (others) | Energetic | transport_other_final_demand_hydrogen | Hydrogen | EU | Energy demand | 0 | FEC
ES | TYNDP2026 | LEV | 2040 | TWh | 304 | Sub_sector | Transport | Others | Transport (others) | Energetic | transport_other_final_demand_methane | Methane | EU | Energy demand | 0 | FEC
ES | TYNDP2026 | LEV | 2040 | TWh | 305 | Sub_sector | Transport | Others | Transport (others) | Energetic | transport_other_final_demand_heat | Heat | EU | Energy demand | 0 | FEC
ES | TYNDP2026 | LEV | 2040 | TWh | 306 | Sub_sector | Transport | Others | Transport (others) | Energetic | transport_other_final_demand_biomass | Biomass | EU | Energy demand | 0 | FEC
ES | TYNDP2026 | LEV | 2040 | TWh | 307 | Sub_sector | Transport | Others | Transport (others) | Energetic | transport_other_final_demand_coal | Solids | EU | Energy demand | 0 | FEC
ES | TYNDP2026 | LEV | 2040 | TWh | 308 | Sub_sector | Transport | Others | Transport (others) | Energetic | transport_other_final_demand_oil | Liquids | EU | Energy demand | 7.5182 | FEC
ES | TYNDP2026 | LEV | 2040 | TWh | 309 | Sub_sector | Transport | Others | Transport (others) | Energetic | transport_other_final_demand_other | Others | EU | Energy demand | 0 | FEC
ES | TYNDP2026 | LEV | 2040 | TWh | 310 | Sub_sector | Transport | Others | Transport (others) | Energetic | transport_other_final_demand_ammonia | Ammonia | EU | Energy demand | 0 | FEC
ES | TYNDP2026 | LEV | 2040 | TWh | 312 | Sub_sector | International transport | International aviation | Transport (int. aviation) | Energetic | transport_int_aviation_final_demand_electricity | Electricity | EU | Energy demand | 0 | FEC
ES | TYNDP2026 | LEV | 2040 | TWh | 313 | Sub_sector | International transport | International aviation | Transport (int. aviation) | Energetic | transport_int_aviation_final_demand_hydrogen | Hydrogen | EU | Energy demand | 0 | FEC
ES | TYNDP2026 | LEV | 2040 | TWh | 314 | Sub_sector | International transport | International aviation | Transport (int. aviation) | Energetic | transport_int_aviation_final_demand_methane | Methane | EU | Energy demand | 0 | FEC
ES | TYNDP2026 | LEV | 2040 | TWh | 315 | Sub_sector | International transport | International aviation | Transport (int. aviation) | Energetic | transport_int_aviation_final_demand_heat | Heat | EU | Energy demand | 0 | FEC
ES | TYNDP2026 | LEV | 2040 | TWh | 316 | Sub_sector | International transport | International aviation | Transport (int. aviation) | Energetic | transport_int_aviation_final_demand_biofuels | Biomass | EU | Energy demand | 0 | FEC
ES | TYNDP2026 | LEV | 2040 | TWh | 317 | Sub_sector | International transport | International aviation | Transport (int. aviation) | Energetic | transport_int_aviation_final_demand_coal | Solids | EU | Energy demand | 0 | FEC
ES | TYNDP2026 | LEV | 2040 | TWh | 318 | Sub_sector | International transport | International aviation | Transport (int. aviation) | Energetic | transport_int_aviation_final_demand_oil | Liquids | EU | Energy demand | 80.7359 | FEC
ES | TYNDP2026 | LEV | 2040 | TWh | 319 | Sub_sector | International transport | International aviation | Transport (int. aviation) | Energetic | transport_int_aviation_final_demand_other | Others | EU | Energy demand | 0 | FEC
ES | TYNDP2026 | LEV | 2040 | TWh | 320 | Sub_sector | International transport | International aviation | Transport (int. aviation) | Energetic | transport_int_aviation_final_demand_ammonia | Ammonia | EU | Energy demand | 0 | FEC
ES | TYNDP2026 | LEV | 2040 | TWh | 322 | Sub_sector | International transport | International shipping | Transport (int. shipping) | Energetic | transport_int_shipping_final_demand_electricity | Electricity | EU | Energy demand | 0 | not_included_in_FEC
ES | TYNDP2026 | LEV | 2040 | TWh | 323 | Sub_sector | International transport | International shipping | Transport (int. shipping) | Energetic | transport_int_shipping_final_demand_hydrogen | Hydrogen | EU | Energy demand | 0 | not_included_in_FEC
ES | TYNDP2026 | LEV | 2040 | TWh | 324 | Sub_sector | International transport | International shipping | Transport (int. shipping) | Energetic | transport_int_shipping_final_demand_methane | Methane | EU | Energy demand | 12.3241 | not_included_in_FEC
ES | TYNDP2026 | LEV | 2040 | TWh | 325 | Sub_sector | International transport | International shipping | Transport (int. shipping) | Energetic | transport_int_shipping_final_demand_heat | Heat | EU | Energy demand | 0 | not_included_in_FEC
ES | TYNDP2026 | LEV | 2040 | TWh | 326 | Sub_sector | International transport | International shipping | Transport (int. shipping) | Energetic | transport_int_shipping_final_demand_biofuels | Biomass | EU | Energy demand | 0 | not_included_in_FEC
ES | TYNDP2026 | LEV | 2040 | TWh | 327 | Sub_sector | International transport | International shipping | Transport (int. shipping) | Energetic | transport_int_shipping_final_demand_coal | Solids | EU | Energy demand | 0 | not_included_in_FEC
ES | TYNDP2026 | LEV | 2040 | TWh | 328 | Sub_sector | International transport | International shipping | Transport (int. shipping) | Energetic | transport_int_shipping_final_demand_oil | Liquids | EU | Energy demand | 54.5671 | not_included_in_FEC
ES | TYNDP2026 | LEV | 2040 | TWh | 329 | Sub_sector | International transport | International shipping | Transport (int. shipping) | Energetic | transport_int_shipping_final_demand_other | Others | EU | Energy demand | 0 | not_included_in_FEC
ES | TYNDP2026 | LEV | 2040 | TWh | 330 | Sub_sector | International transport | International shipping | Transport (int. shipping) | Energetic | transport_int_shipping_final_demand_ammonia | Ammonia | EU | Energy demand | 2.3423 | not_included_in_FEC
ES | TYNDP2026 | LEV | 2040 | TWh | 332 | Sub_sector | Households | Space heating | Households (heating) | Energetic | households_heating_final_demand_electricity | Electricity | EU | Energy demand | 9.2634 | FEC
ES | TYNDP2026 | LEV | 2040 | TWh | 333 | Sub_sector | Households | Space heating | Households (heating) | Energetic | households_heating_final_demand_hydrogen | Hydrogen | EU | Energy demand | 0 | FEC
ES | TYNDP2026 | LEV | 2040 | TWh | 334 | Sub_sector | Households | Space heating | Households (heating) | Energetic | households_heating_final_demand_methane | Methane | EU | Energy demand | 5.8345 | FEC
ES | TYNDP2026 | LEV | 2040 | TWh | 335 | Sub_sector | Households | Space heating | Households (heating) | Energetic | households_heating_final_demand_heat | Heat | EU | Energy demand | 0 | FEC
ES | TYNDP2026 | LEV | 2040 | TWh | 336 | Sub_sector | Households | Space heating | Households (heating) | Energetic | households_heating_final_demand_biomass | Biomass | EU | Energy demand | 12.4288 | FEC
ES | TYNDP2026 | LEV | 2040 | TWh | 337 | Sub_sector | Households | Space heating | Households (heating) | Energetic | households_heating_final_demand_coal | Solids | EU | Energy demand | 0 | FEC
ES | TYNDP2026 | LEV | 2040 | TWh | 338 | Sub_sector | Households | Space heating | Households (heating) | Energetic | households_heating_final_demand_oil | Liquids | EU | Energy demand | 18.6345 | FEC
ES | TYNDP2026 | LEV | 2040 | TWh | 339 | Sub_sector | Households | Space heating | Households (heating) | Energetic | households_heating_final_demand_other | Others | EU | Energy demand | 9.0022 | FEC
ES | TYNDP2026 | LEV | 2040 | TWh | 340 | Sub_sector | Households | Space heating | Households (heating) | Energetic | households_heating_final_demand_ammonia | Ammonia | EU | Energy demand | 0 | FEC
ES | TYNDP2026 | LEV | 2040 | TWh | 343 | Sub_sector | Households | Cooling | Households (cooling) | Energetic | households_cooling_final_demand_electricity | Electricity | EU | Energy demand | 5.5478 | FEC
ES | TYNDP2026 | LEV | 2040 | TWh | 344 | Sub_sector | Households | Cooling | Households (cooling) | Energetic | households_cooling_final_demand_hydrogen | Hydrogen | EU | Energy demand | 0 | FEC
ES | TYNDP2026 | LEV | 2040 | TWh | 345 | Sub_sector | Households | Cooling | Households (cooling) | Energetic | households_cooling_final_demand_methane | Methane | EU | Energy demand | 0 | FEC
ES | TYNDP2026 | LEV | 2040 | TWh | 346 | Sub_sector | Households | Cooling | Households (cooling) | Energetic | households_cooling_final_demand_heat | Heat | EU | Energy demand | 0 | FEC
ES | TYNDP2026 | LEV | 2040 | TWh | 347 | Sub_sector | Households | Cooling | Households (cooling) | Energetic | households_cooling_final_demand_biomass | Biomass | EU | Energy demand | 0 | FEC
ES | TYNDP2026 | LEV | 2040 | TWh | 348 | Sub_sector | Households | Cooling | Households (cooling) | Energetic | households_cooling_final_demand_coal | Solids | EU | Energy demand | 0 | FEC
ES | TYNDP2026 | LEV | 2040 | TWh | 349 | Sub_sector | Households | Cooling | Households (cooling) | Energetic | households_cooling_final_demand_oil | Liquids | EU | Energy demand | 0 | FEC
ES | TYNDP2026 | LEV | 2040 | TWh | 350 | Sub_sector | Households | Cooling | Households (cooling) | Energetic | households_cooling_final_demand_other | Others | EU | Energy demand | 0 | FEC
ES | TYNDP2026 | LEV | 2040 | TWh | 351 | Sub_sector | Households | Cooling | Households (cooling) | Energetic | households_cooling_final_demand_ammonia | Ammonia | EU | Energy demand | 0 | FEC
ES | TYNDP2026 | LEV | 2040 | TWh | 354 | Sub_sector | Households | Hot water | Households (hot water) | Energetic | households_hot_water_final_demand_electricity | Electricity | EU | Energy demand | 3.9833 | FEC
ES | TYNDP2026 | LEV | 2040 | TWh | 355 | Sub_sector | Households | Hot water | Households (hot water) | Energetic | households_hot_water_final_demand_hydrogen | Hydrogen | EU | Energy demand | 0 | FEC
ES | TYNDP2026 | LEV | 2040 | TWh | 356 | Sub_sector | Households | Hot water | Households (hot water) | Energetic | households_hot_water_final_demand_methane | Methane | EU | Energy demand | 6.8044 | FEC
ES | TYNDP2026 | LEV | 2040 | TWh | 357 | Sub_sector | Households | Hot water | Households (hot water) | Energetic | households_hot_water_final_demand_heat | Heat | EU | Energy demand | 0 | FEC
ES | TYNDP2026 | LEV | 2040 | TWh | 358 | Sub_sector | Households | Hot water | Households (hot water) | Energetic | households_hot_water_final_demand_biomass | Biomass | EU | Energy demand | 6.5819 | FEC
ES | TYNDP2026 | LEV | 2040 | TWh | 359 | Sub_sector | Households | Hot water | Households (hot water) | Energetic | households_hot_water_final_demand_coal | Solids | EU | Energy demand | 0 | FEC
ES | TYNDP2026 | LEV | 2040 | TWh | 360 | Sub_sector | Households | Hot water | Households (hot water) | Energetic | households_hot_water_final_demand_oil | Liquids | EU | Energy demand | 6.4838 | FEC
ES | TYNDP2026 | LEV | 2040 | TWh | 361 | Sub_sector | Households | Hot water | Households (hot water) | Energetic | households_hot_water_final_demand_other | Others | EU | Energy demand | 4.8319 | FEC
ES | TYNDP2026 | LEV | 2040 | TWh | 362 | Sub_sector | Households | Hot water | Households (hot water) | Energetic | households_hot_water_final_demand_ammonia | Ammonia | EU | Energy demand | 0 | FEC
ES | TYNDP2026 | LEV | 2040 | TWh | 365 | Sub_sector | Households | Appliances | Households (appliances) | Energetic | households_appliances_final_demand_electricity | Electricity | EU | Energy demand | 49.0439 | FEC
ES | TYNDP2026 | LEV | 2040 | TWh | 366 | Sub_sector | Households | Appliances | Households (appliances) | Energetic | households_appliances_final_demand_hydrogen | Hydrogen | EU | Energy demand | 0 | FEC
ES | TYNDP2026 | LEV | 2040 | TWh | 367 | Sub_sector | Households | Appliances | Households (appliances) | Energetic | households_appliances_final_demand_methane | Methane | EU | Energy demand | 5.6219 | FEC
ES | TYNDP2026 | LEV | 2040 | TWh | 368 | Sub_sector | Households | Appliances | Households (appliances) | Energetic | households_appliances_final_demand_heat | Heat | EU | Energy demand | 0 | FEC
ES | TYNDP2026 | LEV | 2040 | TWh | 369 | Sub_sector | Households | Appliances | Households (appliances) | Energetic | households_appliances_final_demand_biomass | Biomass | EU | Energy demand | 0 | FEC
ES | TYNDP2026 | LEV | 2040 | TWh | 370 | Sub_sector | Households | Appliances | Households (appliances) | Energetic | households_appliances_final_demand_coal | Solids | EU | Energy demand | 0 | FEC
ES | TYNDP2026 | LEV | 2040 | TWh | 371 | Sub_sector | Households | Appliances | Households (appliances) | Energetic | households_appliances_final_demand_oil | Liquids | EU | Energy demand | 0 | FEC
ES | TYNDP2026 | LEV | 2040 | TWh | 372 | Sub_sector | Households | Appliances | Households (appliances) | Energetic | households_appliances_final_demand_other | Others | EU | Energy demand | 0 | FEC
ES | TYNDP2026 | LEV | 2040 | TWh | 373 | Sub_sector | Households | Appliances | Households (appliances) | Energetic | households_appliances_final_demand_ammonia | Ammonia | EU | Energy demand | 0 | FEC
ES | TYNDP2026 | LEV | 2040 | TWh | 375 | Sub_sector | Buildings | Space heating | Buildings (heat) | Energetic | buildings_heat_final_demand_electricity | Electricity | EU | Energy demand | 8.5178 | FEC
ES | TYNDP2026 | LEV | 2040 | TWh | 376 | Sub_sector | Buildings | Space heating | Buildings (heat) | Energetic | buildings_heat_final_demand_hydrogen | Hydrogen | EU | Energy demand | 0.14872 | FEC
ES | TYNDP2026 | LEV | 2040 | TWh | 377 | Sub_sector | Buildings | Space heating | Buildings (heat) | Energetic | buildings_heat_final_demand_methane | Methane | EU | Energy demand | 4.213 | FEC
ES | TYNDP2026 | LEV | 2040 | TWh | 378 | Sub_sector | Buildings | Space heating | Buildings (heat) | Energetic | buildings_heat_final_demand_heat | Heat | EU | Energy demand | 0 | FEC
ES | TYNDP2026 | LEV | 2040 | TWh | 379 | Sub_sector | Buildings | Space heating | Buildings (heat) | Energetic | buildings_heat_final_demand_biomass | Biomass | EU | Energy demand | 4.0436 | FEC
ES | TYNDP2026 | LEV | 2040 | TWh | 380 | Sub_sector | Buildings | Space heating | Buildings (heat) | Energetic | buildings_heat_final_demand_coal | Solids | EU | Energy demand | 0 | FEC
ES | TYNDP2026 | LEV | 2040 | TWh | 381 | Sub_sector | Buildings | Space heating | Buildings (heat) | Energetic | buildings_heat_final_demand_oil | Liquids | EU | Energy demand | 7.2146 | FEC
ES | TYNDP2026 | LEV | 2040 | TWh | 382 | Sub_sector | Buildings | Space heating | Buildings (heat) | Energetic | buildings_heat_final_demand_other | Others | EU | Energy demand | 0.19758 | FEC
ES | TYNDP2026 | LEV | 2040 | TWh | 383 | Sub_sector | Buildings | Space heating | Buildings (heat) | Energetic | buildings_heat_final_demand_ammonia | Ammonia | EU | Energy demand | 0 | FEC
ES | TYNDP2026 | LEV | 2040 | TWh | 386 | Sub_sector | Buildings | Cooling | Buildings (cooling) | Energetic | buildings_cooling_final_demand_electricity | Electricity | EU | Energy demand | 12.4305 | FEC
ES | TYNDP2026 | LEV | 2040 | TWh | 387 | Sub_sector | Buildings | Cooling | Buildings (cooling) | Energetic | buildings_cooling_final_demand_hydrogen | Hydrogen | EU | Energy demand | 0 | FEC
ES | TYNDP2026 | LEV | 2040 | TWh | 388 | Sub_sector | Buildings | Cooling | Buildings (cooling) | Energetic | buildings_cooling_final_demand_methane | Methane | EU | Energy demand | 0 | FEC
ES | TYNDP2026 | LEV | 2040 | TWh | 389 | Sub_sector | Buildings | Cooling | Buildings (cooling) | Energetic | buildings_cooling_final_demand_heat | Heat | EU | Energy demand | 0 | FEC
ES | TYNDP2026 | LEV | 2040 | TWh | 390 | Sub_sector | Buildings | Cooling | Buildings (cooling) | Energetic | buildings_cooling_final_demand_biomass | Biomass | EU | Energy demand | 0 | FEC
ES | TYNDP2026 | LEV | 2040 | TWh | 391 | Sub_sector | Buildings | Cooling | Buildings (cooling) | Energetic | buildings_cooling_final_demand_coal | Solids | EU | Energy demand | 0 | FEC
ES | TYNDP2026 | LEV | 2040 | TWh | 392 | Sub_sector | Buildings | Cooling | Buildings (cooling) | Energetic | buildings_cooling_final_demand_oil | Liquids | EU | Energy demand | 0 | FEC
ES | TYNDP2026 | LEV | 2040 | TWh | 393 | Sub_sector | Buildings | Cooling | Buildings (cooling) | Energetic | buildings_cooling_final_demand_other | Others | EU | Energy demand | 0 | FEC
ES | TYNDP2026 | LEV | 2040 | TWh | 394 | Sub_sector | Buildings | Cooling | Buildings (cooling) | Energetic | buildings_cooling_final_demand_ammonia | Ammonia | EU | Energy demand | 0 | FEC
ES | TYNDP2026 | LEV | 2040 | TWh | 397 | Sub_sector | Buildings | Appliances | Buildings (appliances) | Energetic | buildings_appliances_final_demand_electricity | Electricity | EU | Energy demand | 28.776 | FEC
ES | TYNDP2026 | LEV | 2040 | TWh | 398 | Sub_sector | Buildings | Appliances | Buildings (appliances) | Energetic | buildings_appliances_final_demand_hydrogen | Hydrogen | EU | Energy demand | 0 | FEC
ES | TYNDP2026 | LEV | 2040 | TWh | 399 | Sub_sector | Buildings | Appliances | Buildings (appliances) | Energetic | buildings_appliances_final_demand_methane | Methane | EU | Energy demand | 7.3757 | FEC
ES | TYNDP2026 | LEV | 2040 | TWh | 400 | Sub_sector | Buildings | Appliances | Buildings (appliances) | Energetic | buildings_appliances_final_demand_heat | Heat | EU | Energy demand | 0 | FEC
ES | TYNDP2026 | LEV | 2040 | TWh | 401 | Sub_sector | Buildings | Appliances | Buildings (appliances) | Energetic | buildings_appliances_final_demand_biomass | Biomass | EU | Energy demand | 0 | FEC
ES | TYNDP2026 | LEV | 2040 | TWh | 402 | Sub_sector | Buildings | Appliances | Buildings (appliances) | Energetic | buildings_appliances_final_demand_coal | Solids | EU | Energy demand | 0 | FEC
ES | TYNDP2026 | LEV | 2040 | TWh | 403 | Sub_sector | Buildings | Appliances | Buildings (appliances) | Energetic | buildings_appliances_final_demand_oil | Liquids | EU | Energy demand | 0 | FEC
ES | TYNDP2026 | LEV | 2040 | TWh | 404 | Sub_sector | Buildings | Appliances | Buildings (appliances) | Energetic | buildings_appliances_final_demand_other | Others | EU | Energy demand | 0 | FEC
ES | TYNDP2026 | LEV | 2040 | TWh | 405 | Sub_sector | Buildings | Appliances | Buildings (appliances) | Energetic | buildings_appliances_final_demand_ammonia | Ammonia | EU | Energy demand | 0 | FEC
ES | TYNDP2026 | LEV | 2040 | TWh | 407 | Sub_sector | Buildings | Datacenters | Datacenters & ICT | Energetic | datacentres_final_demand_electricity_energetic | Electricity | EU | Energy demand | 42.1787 | FEC
ES | TYNDP2026 | LEV | 2040 | TWh | 408 | Sub_sector | Buildings | Datacenters | Datacenters & ICT | Energetic | datacentres_final_demand_hydrogen_energetic | Hydrogen | EU | Energy demand | 0 | FEC
ES | TYNDP2026 | LEV | 2040 | TWh | 409 | Sub_sector | Buildings | Datacenters | Datacenters & ICT | Energetic | datacentres_final_demand_methane_energetic | Methane | EU | Energy demand | 0 | FEC
ES | TYNDP2026 | LEV | 2040 | TWh | 410 | Sub_sector | Buildings | Datacenters | Datacenters & ICT | Energetic | datacentres_final_demand_heat_energetic | Heat | EU | Energy demand | 0 | FEC
ES | TYNDP2026 | LEV | 2040 | TWh | 411 | Sub_sector | Buildings | Datacenters | Datacenters & ICT | Energetic | datacentres_final_demand_biomass_energetic | Biomass | EU | Energy demand | 0 | FEC
ES | TYNDP2026 | LEV | 2040 | TWh | 412 | Sub_sector | Buildings | Datacenters | Datacenters & ICT | Energetic | datacentres_final_demand_coal_energetic | Solids | EU | Energy demand | 0 | FEC
ES | TYNDP2026 | LEV | 2040 | TWh | 413 | Sub_sector | Buildings | Datacenters | Datacenters & ICT | Energetic | datacentres_final_demand_oil_energetic | Liquids | EU | Energy demand | 0 | FEC
ES | TYNDP2026 | LEV | 2040 | TWh | 414 | Sub_sector | Buildings | Datacenters | Datacenters & ICT | Energetic | datacentres_final_demand_other_energetic | Others | EU | Energy demand | 0 | FEC
ES | TYNDP2026 | LEV | 2040 | TWh | 415 | Sub_sector | Buildings | Datacenters | Datacenters & ICT | Energetic | datacentres_final_demand_ammonia_energetic | Ammonia | EU | Energy demand | 0 | FEC
ES | TYNDP2026 | LEV | 2040 | TWh | 417 | Sub_sector | Transport | Others_Sector | Others_Sector | Energetic | other_final_demand_electricity_energetic | Electricity | EU | Energy demand | 1.576 | FEC
ES | TYNDP2026 | LEV | 2040 | TWh | 418 | Sub_sector | Transport | Others_Sector | Others_Sector | Energetic | other_final_demand_hydrogen_energetic | Hydrogen | EU | Energy demand | 0 | FEC
ES | TYNDP2026 | LEV | 2040 | TWh | 419 | Sub_sector | Transport | Pipeline Transport | Others_Sector | Energetic | other_final_demand_methane_energetic | Methane | EU | Energy demand | 1.0008 | FEC
ES | TYNDP2026 | LEV | 2040 | TWh | 420 | Sub_sector | Transport | Others_Sector | Others_Sector | Energetic | other_final_demand_heat_energetic | Heat | EU | Energy demand | 0 | FEC
ES | TYNDP2026 | LEV | 2040 | TWh | 421 | Sub_sector | Transport | Others_Sector | Others_Sector | Energetic | other_final_demand_biomass_energetic | Biomass | EU | Energy demand | 0 | FEC
ES | TYNDP2026 | LEV | 2040 | TWh | 422 | Sub_sector | Transport | Others_Sector | Others_Sector | Energetic | other_final_demand_coal_energetic | Solids | EU | Energy demand | 0.86246 | FEC
ES | TYNDP2026 | LEV | 2040 | TWh | 423 | Sub_sector | Transport | Others_Sector | Others_Sector | Energetic | other_final_demand_oil_energetic | Liquids | EU | Energy demand | 1.3585 | FEC
ES | TYNDP2026 | LEV | 2040 | TWh | 424 | Sub_sector | Others_Sector | Others_Sector | Others_Sector | Non-energetic | other_final_demand_oil_non_energetic | Liquids | EU | Energy demand | 2.4678 | not_included_in_FEC
ES | TYNDP2026 | LEV | 2040 | TWh | 425 | Sub_sector | Transport | Others_Sector | Others_Sector | Energetic | other_final_demand_other_energetic | Others | EU | Energy demand | 0 | FEC
ES | TYNDP2026 | LEV | 2040 | TWh | 426 | Sub_sector | Transport | Others_Sector | Others_Sector | Energetic | other_final_demand_ammonia_energetic | Ammonia | EU | Energy demand | 0 | FEC
ES | TYNDP2026 | LEV | 2040 | TWh | 427 | Sub_sector | Industry | Surplus_Heat_in_Industry | Surplus_Heat_in_Industry | Energetic | final_demand_of_industry_unused_local_production_steam_hot_water | Heat | EU | Energy demand | 0 | FEC
ES | TYNDP2026 | LEV | 2040 | TWh | 429 | Sub_sector | Agriculture | Total | Agriculture | Energetic | agriculture_final_demand_electricity_energetic | Electricity | EU | Energy demand | 6.7657 | FEC
ES | TYNDP2026 | LEV | 2040 | TWh | 430 | Sub_sector | Agriculture | Total | Agriculture | Energetic | agriculture_final_demand_hydrogen_energetic | Hydrogen | EU | Energy demand | 0 | FEC
ES | TYNDP2026 | LEV | 2040 | TWh | 431 | Sub_sector | Agriculture | Total | Agriculture | Energetic | agriculture_final_demand_methane_energetic | Methane | EU | Energy demand | 2.1394 | FEC
ES | TYNDP2026 | LEV | 2040 | TWh | 432 | Sub_sector | Agriculture | Total | Agriculture | Energetic | agriculture_final_demand_heat_energetic | Heat | EU | Energy demand | 0 | FEC
ES | TYNDP2026 | LEV | 2040 | TWh | 433 | Sub_sector | Agriculture | Total | Agriculture | Energetic | agriculture_final_demand_biomass_energetic | Biomass | EU | Energy demand | 0.73987 | FEC
ES | TYNDP2026 | LEV | 2040 | TWh | 434 | Sub_sector | Agriculture | Total | Agriculture | Energetic | agriculture_final_demand_coal_energetic | Solids | EU | Energy demand | 0 | FEC
ES | TYNDP2026 | LEV | 2040 | TWh | 435 | Sub_sector | Agriculture | Total | Agriculture | Energetic | agriculture_final_demand_oil_energetic | Liquids | EU | Energy demand | 20.4837 | FEC
ES | TYNDP2026 | LEV | 2040 | TWh | 436 | Sub_sector | Agriculture | Total | Agriculture | Energetic | agriculture_final_demand_other_energetic | Others | EU | Energy demand | 0 | FEC
ES | TYNDP2026 | LEV | 2040 | TWh | 437 | Sub_sector | Agriculture | Total | Agriculture | Energetic | agriculture_final_demand_ammonia_energetic | Ammonia | EU | Energy demand | 0 | FEC
ES | TYNDP2026 | LEV | 2040 | TWh | 447 | Sub_sector | Buildings | Surplus Energy | Buildings | Energetic | GAP | Electricity | EU | Energy demand | 0 | FEC
ES | TYNDP2026 | LEV | 2040 | TWh | 448 | Sub_sector | Buildings | Surplus Energy | Buildings | Energetic | GAP | Hydrogen | EU | Energy demand | 0 | FEC
ES | TYNDP2026 | LEV | 2040 | TWh | 449 | Sub_sector | Buildings | Surplus Energy | Buildings | Energetic | GAP | Methane | EU | Energy demand | 0 | FEC
ES | TYNDP2026 | LEV | 2040 | TWh | 450 | Sub_sector | Buildings | Surplus Energy | Buildings | Energetic | GAP | Heat | EU | Energy demand | 0 | FEC
ES | TYNDP2026 | LEV | 2040 | TWh | 451 | Sub_sector | Buildings | Surplus Energy | Buildings | Energetic | GAP | Biomass | EU | Energy demand | 0.0054744 | FEC
ES | TYNDP2026 | LEV | 2040 | TWh | 452 | Sub_sector | Buildings | Surplus Energy | Buildings | Energetic | GAP | Solids | EU | Energy demand | 0 | FEC
ES | TYNDP2026 | LEV | 2040 | TWh | 453 | Sub_sector | Buildings | Surplus Energy | Buildings | Energetic | GAP | Liquids | EU | Energy demand | 2.4153 | FEC
ES | TYNDP2026 | LEV | 2040 | TWh | 454 | Sub_sector | Buildings | Surplus Energy | Buildings | Energetic | GAP | Others | EU | Energy demand | 0 | FEC
ES | TYNDP2026 | LEV | 2040 | TWh | 455 | Sub_sector | Buildings | Surplus Energy | Buildings | Energetic | GAP | Ammonia | EU | Energy demand | 0 | FEC
ES | TYNDP2026 | LEV | 2040 | TWh | 456 | Sub_sector | Households | Surplus Energy | Households | Energetic | GAP | Electricity | EU | Energy demand | 0 | FEC
ES | TYNDP2026 | LEV | 2040 | TWh | 457 | Sub_sector | Households | Surplus Energy | Households | Energetic | GAP | Hydrogen | EU | Energy demand | 0 | FEC
ES | TYNDP2026 | LEV | 2040 | TWh | 458 | Sub_sector | Households | Surplus Energy | Households | Energetic | GAP | Methane | EU | Energy demand | 0 | FEC
ES | TYNDP2026 | LEV | 2040 | TWh | 459 | Sub_sector | Households | Surplus Energy | Households | Energetic | GAP | Heat | EU | Energy demand | 0 | FEC
ES | TYNDP2026 | LEV | 2040 | TWh | 460 | Sub_sector | Households | Surplus Energy | Households | Energetic | GAP | Biomass | EU | Energy demand | 0 | FEC
ES | TYNDP2026 | LEV | 2040 | TWh | 461 | Sub_sector | Households | Surplus Energy | Households | Energetic | GAP | Solids | EU | Energy demand | 0 | FEC
ES | TYNDP2026 | LEV | 2040 | TWh | 462 | Sub_sector | Households | Surplus Energy | Households | Energetic | GAP | Liquids | EU | Energy demand | 0 | FEC
ES | TYNDP2026 | LEV | 2040 | TWh | 463 | Sub_sector | Households | Surplus Energy | Households | Energetic | GAP | Others | EU | Energy demand | 0 | FEC
ES | TYNDP2026 | LEV | 2040 | TWh | 464 | Sub_sector | Households | Surplus Energy | Households | Energetic | GAP | Ammonia | EU | Energy demand | 0 | FEC
FI | TYNDP2026 | NT | 2030 | TWh | 102 | Sub_sector | Industry | Aluminium | Industry (aluminium) | Energetic | industry_aluminium_demand_electricity_energetic | Electricity | EU | Energy demand | 0 | FEC
FI | TYNDP2026 | NT | 2030 | TWh | 103 | Sub_sector | Industry | Aluminium | Industry (aluminium) | Energetic | industry_aluminium_demand_hydrogen_energetic | Hydrogen | EU | Energy demand | 0 | FEC
FI | TYNDP2026 | NT | 2030 | TWh | 104 | Sub_sector | Industry | Aluminium | Industry (aluminium) | Energetic | industry_aluminium_demand_methane_energetic | Methane | EU | Energy demand | 0 | FEC
FI | TYNDP2026 | NT | 2030 | TWh | 105 | Sub_sector | Industry | Aluminium | Industry (aluminium) | Energetic | industry_aluminium_demand_heat_energetic | Heat | EU | Energy demand | 0 | FEC
FI | TYNDP2026 | NT | 2030 | TWh | 106 | Sub_sector | Industry | Aluminium | Industry (aluminium) | Energetic | industry_aluminium_demand_biomass_energetic | Biomass | EU | Energy demand | 0 | FEC
FI | TYNDP2026 | NT | 2030 | TWh | 107 | Sub_sector | Industry | Aluminium | Industry (aluminium) | Energetic | industry_aluminium_demand_coal_energetic | Solids | EU | Energy demand | 0 | FEC
FI | TYNDP2026 | NT | 2030 | TWh | 108 | Sub_sector | Industry | Aluminium | Industry (aluminium) | Energetic | industry_aluminium_demand_oil_energetic | Liquids | EU | Energy demand | 0 | FEC
FI | TYNDP2026 | NT | 2030 | TWh | 109 | Sub_sector | Industry | Aluminium | Industry (aluminium) | Energetic | industry_aluminium_demand_others_energetic | Others | EU | Energy demand | 0 | FEC
FI | TYNDP2026 | NT | 2030 | TWh | 110 | Sub_sector | Industry | Aluminium | Industry (aluminium) | Energetic | industry_ammonia_demand_others_energetic | Ammonia | EU | Energy demand | 0 | FEC
FI | TYNDP2026 | NT | 2030 | TWh | 112 | Sub_sector | Industry | Chemicals | Industry (chemicals, energetic) | Energetic | industry_chemical_demand_electricity_energetic | Electricity | EU | Energy demand | 4.736 | FEC
FI | TYNDP2026 | NT | 2030 | TWh | 113 | Sub_sector | Industry | Chemicals | Industry (chemicals, energetic) | Energetic | industry_chemical_demand_hydrogen_energetic | Hydrogen | EU | Energy demand | 0 | FEC
FI | TYNDP2026 | NT | 2030 | TWh | 114 | Sub_sector | Industry | Chemicals | Industry (chemicals, energetic) | Energetic | industry_chemical_demand_methane_energetic | Methane | EU | Energy demand | 0.48055 | FEC
FI | TYNDP2026 | NT | 2030 | TWh | 115 | Sub_sector | Industry | Chemicals | Industry (chemicals, energetic) | Energetic | industry_chemical_demand_heat_energetic | Heat | EU | Energy demand | 3.0461 | FEC
FI | TYNDP2026 | NT | 2030 | TWh | 116 | Sub_sector | Industry | Chemicals | Industry (chemicals, energetic) | Energetic | industry_chemical_demand_biomass_energetic | Biomass | EU | Energy demand | 0.058333 | FEC
FI | TYNDP2026 | NT | 2030 | TWh | 117 | Sub_sector | Industry | Chemicals | Industry (chemicals, energetic) | Energetic | industry_chemical_demand_coal_energetic | Solids | EU | Energy demand | 0 | FEC
FI | TYNDP2026 | NT | 2030 | TWh | 118 | Sub_sector | Industry | Chemicals | Industry (chemicals, energetic) | Energetic | industry_chemical_demand_oil_energetic | Liquids | EU | Energy demand | 3.0184 | FEC
FI | TYNDP2026 | NT | 2030 | TWh | 119 | Sub_sector | Industry | Chemicals | Industry (chemicals, energetic) | Energetic | industry_chemical_demand_others_energetic | Others | EU | Energy demand | 0 | FEC
FI | TYNDP2026 | NT | 2030 | TWh | 120 | Sub_sector | Industry | Chemicals | Industry (chemicals, energetic) | Energetic | industry_chemical_demand_ammonia_energetic | Ammonia | EU | Energy demand | 0 | FEC
FI | TYNDP2026 | NT | 2030 | TWh | 122 | Sub_sector | Industry | Chemicals | Industry (chemicals, non-energetic) | Non-energetic | industry_chemical_demand_electricity_non_energetic | Electricity | EU | Energy demand | 0 | not_included_in_FEC
FI | TYNDP2026 | NT | 2030 | TWh | 123 | Sub_sector | Industry | Chemicals | Industry (chemicals, non-energetic) | Non-energetic | industry_chemical_demand_hydrogen_non_energetic | Hydrogen | EU | Energy demand | 0.51671 | not_included_in_FEC
FI | TYNDP2026 | NT | 2030 | TWh | 124 | Sub_sector | Industry | Chemicals | Industry (chemicals, non-energetic) | Non-energetic | industry_chemical_demand_methane_non_energetic | Methane | EU | Energy demand | 0.39017 | not_included_in_FEC
FI | TYNDP2026 | NT | 2030 | TWh | 125 | Sub_sector | Industry | Chemicals | Industry (chemicals, non-energetic) | Non-energetic | industry_chemical_demand_heat_non_energetic | Heat | EU | Energy demand | 0 | not_included_in_FEC
FI | TYNDP2026 | NT | 2030 | TWh | 126 | Sub_sector | Industry | Chemicals | Industry (chemicals, non-energetic) | Non-energetic | industry_chemical_demand_biomass_non_energetic | Biomass | EU | Energy demand | 0 | not_included_in_FEC
FI | TYNDP2026 | NT | 2030 | TWh | 127 | Sub_sector | Industry | Chemicals | Industry (chemicals, non-energetic) | Non-energetic | industry_chemical_demand_coal_non_energetic | Solids | EU | Energy demand | 0 | not_included_in_FEC
FI | TYNDP2026 | NT | 2030 | TWh | 128 | Sub_sector | Industry | Chemicals | Industry (chemicals, non-energetic) | Non-energetic | industry_chemical_demand_oil_non_energetic | Liquids | EU | Energy demand | 11.9402 | not_included_in_FEC
FI | TYNDP2026 | NT | 2030 | TWh | 129 | Sub_sector | Industry | Chemicals | Industry (chemicals, non-energetic) | Non-energetic | industry_chemical_demand_others_non_energetic | Others | EU | Energy demand | 0 | not_included_in_FEC
FI | TYNDP2026 | NT | 2030 | TWh | 130 | Sub_sector | Industry | Chemicals | Industry (chemicals, non-energetic) | Non-energetic | industry_chemical_demand_ammonia_non_energetic | Ammonia | EU | Energy demand | 0 | not_included_in_FEC
FI | TYNDP2026 | NT | 2030 | TWh | 132 | Sub_sector | Industry | Fertilizers | Industry (fertilizers, energetic) | Energetic | industry_fertilizers_demand_electricity_energetic | Electricity | EU | Energy demand | 0 | FEC
FI | TYNDP2026 | NT | 2030 | TWh | 133 | Sub_sector | Industry | Fertilizers | Industry (fertilizers, energetic) | Energetic | industry_fertilizers_demand_hydrogen_energetic | Hydrogen | EU | Energy demand | 0 | FEC
FI | TYNDP2026 | NT | 2030 | TWh | 134 | Sub_sector | Industry | Fertilizers | Industry (fertilizers, energetic) | Energetic | industry_fertilizers_demand_methane_energetic | Methane | EU | Energy demand | 0 | FEC
FI | TYNDP2026 | NT | 2030 | TWh | 135 | Sub_sector | Industry | Fertilizers | Industry (fertilizers, energetic) | Energetic | industry_fertilizers_demand_heat_energetic | Heat | EU | Energy demand | 0 | FEC
FI | TYNDP2026 | NT | 2030 | TWh | 136 | Sub_sector | Industry | Fertilizers | Industry (fertilizers, energetic) | Energetic | industry_fertilizers_demand_biomass_energetic | Biomass | EU | Energy demand | 0 | FEC
FI | TYNDP2026 | NT | 2030 | TWh | 137 | Sub_sector | Industry | Fertilizers | Industry (fertilizers, energetic) | Energetic | industry_fertilizers_demand_coal_energetic | Solids | EU | Energy demand | 0 | FEC
FI | TYNDP2026 | NT | 2030 | TWh | 138 | Sub_sector | Industry | Fertilizers | Industry (fertilizers, energetic) | Energetic | industry_fertilizers_demand_oil_energetic | Liquids | EU | Energy demand | 0 | FEC
FI | TYNDP2026 | NT | 2030 | TWh | 139 | Sub_sector | Industry | Fertilizers | Industry (fertilizers, energetic) | Energetic | industry_fertilizers_demand_others_energetic | Others | EU | Energy demand | 0 | FEC
FI | TYNDP2026 | NT | 2030 | TWh | 140 | Sub_sector | Industry | Fertilizers | Industry (fertilizers, energetic) | Energetic | industry_fertilizers_demand_ammonia_energetic | Ammonia | EU | Energy demand | 0 | FEC
FI | TYNDP2026 | NT | 2030 | TWh | 142 | Sub_sector | Industry | Fertilizers | Industry (fertilizers, non-energetic) | Non-energetic | industry_fertilizers_demand_electricity_non_energetic | Electricity | EU | Energy demand | 0 | not_included_in_FEC
FI | TYNDP2026 | NT | 2030 | TWh | 143 | Sub_sector | Industry | Fertilizers | Industry (fertilizers, non-energetic) | Non-energetic | industry_fertilizers_demand_hydrogen_non_energetic | Hydrogen | EU | Energy demand | 0 | not_included_in_FEC
FI | TYNDP2026 | NT | 2030 | TWh | 144 | Sub_sector | Industry | Fertilizers | Industry (fertilizers, non-energetic) | Non-energetic | industry_fertilizers_demand_methane_non_energetic | Methane | EU | Energy demand | 0 | not_included_in_FEC
FI | TYNDP2026 | NT | 2030 | TWh | 145 | Sub_sector | Industry | Fertilizers | Industry (fertilizers, non-energetic) | Non-energetic | industry_fertilizers_demand_heat_non_energetic | Heat | EU | Energy demand | 0 | not_included_in_FEC
FI | TYNDP2026 | NT | 2030 | TWh | 146 | Sub_sector | Industry | Fertilizers | Industry (fertilizers, non-energetic) | Non-energetic | industry_fertilizers_demand_biomass_non_energetic | Biomass | EU | Energy demand | 0 | not_included_in_FEC
FI | TYNDP2026 | NT | 2030 | TWh | 147 | Sub_sector | Industry | Fertilizers | Industry (fertilizers, non-energetic) | Non-energetic | industry_fertilizers_demand_coal_non_energetic | Solids | EU | Energy demand | 0 | not_included_in_FEC
FI | TYNDP2026 | NT | 2030 | TWh | 148 | Sub_sector | Industry | Fertilizers | Industry (fertilizers, non-energetic) | Non-energetic | industry_fertilizers_demand_oil_non_energetic | Liquids | EU | Energy demand | 0 | not_included_in_FEC
FI | TYNDP2026 | NT | 2030 | TWh | 149 | Sub_sector | Industry | Fertilizers | Industry (fertilizers, non-energetic) | Non-energetic | industry_fertilizers_demand_others_non_energetic | Others | EU | Energy demand | 0 | not_included_in_FEC
FI | TYNDP2026 | NT | 2030 | TWh | 150 | Sub_sector | Industry | Fertilizers | Industry (fertilizers, non-energetic) | Non-energetic | industry_fertilizers_demand_ammonia_non_energetic | Ammonia | EU | Energy demand | 3.12 | not_included_in_FEC
FI | TYNDP2026 | NT | 2030 | TWh | 152 | Sub_sector | Industry | Food | Industry (food) | Energetic | industry_food_demand_electricity_energetic | Electricity | EU | Energy demand | 2.2216 | FEC
FI | TYNDP2026 | NT | 2030 | TWh | 153 | Sub_sector | Industry | Food | Industry (food) | Energetic | industry_food_demand_hydrogen_energetic | Hydrogen | EU | Energy demand | 0 | FEC
FI | TYNDP2026 | NT | 2030 | TWh | 154 | Sub_sector | Industry | Food | Industry (food) | Energetic | industry_food_demand_methane_energetic | Methane | EU | Energy demand | 0.1468 | FEC
FI | TYNDP2026 | NT | 2030 | TWh | 155 | Sub_sector | Industry | Food | Industry (food) | Energetic | industry_food_demand_heat_energetic | Heat | EU | Energy demand | 1.9818 | FEC
FI | TYNDP2026 | NT | 2030 | TWh | 156 | Sub_sector | Industry | Food | Industry (food) | Energetic | industry_food_demand_biomass_energetic | Biomass | EU | Energy demand | 0.16515 | FEC
FI | TYNDP2026 | NT | 2030 | TWh | 157 | Sub_sector | Industry | Food | Industry (food) | Energetic | industry_food_demand_coal_energetic | Solids | EU | Energy demand | 0 | FEC
FI | TYNDP2026 | NT | 2030 | TWh | 158 | Sub_sector | Industry | Food | Industry (food) | Energetic | industry_food_demand_oil_energetic | Liquids | EU | Energy demand | 0.15918 | FEC
FI | TYNDP2026 | NT | 2030 | TWh | 159 | Sub_sector | Industry | Food | Industry (food) | Energetic | industry_food_demand_others_energetic | Others | EU | Energy demand | 0 | FEC
FI | TYNDP2026 | NT | 2030 | TWh | 160 | Sub_sector | Industry | Food | Industry (food) | Energetic | industry_food_demand_ammonia_energetic | Ammonia | EU | Energy demand | 0 | FEC
FI | TYNDP2026 | NT | 2030 | TWh | 162 | Sub_sector | Industry | Metals | Industry (metal) | Energetic | industry_metal_demand_electricity_energetic | Electricity | EU | Energy demand | 2.254 | FEC
FI | TYNDP2026 | NT | 2030 | TWh | 163 | Sub_sector | Industry | Metals | Industry (metal) | Energetic | industry_metal_demand_hydrogen_energetic | Hydrogen | EU | Energy demand | 0 | FEC
FI | TYNDP2026 | NT | 2030 | TWh | 164 | Sub_sector | Industry | Metals | Industry (metal) | Energetic | industry_metal_demand_methane_energetic | Methane | EU | Energy demand | 0.015527 | FEC
FI | TYNDP2026 | NT | 2030 | TWh | 165 | Sub_sector | Industry | Metals | Industry (metal) | Energetic | industry_metal_demand_heat_energetic | Heat | EU | Energy demand | 0.62324 | FEC
FI | TYNDP2026 | NT | 2030 | TWh | 166 | Sub_sector | Industry | Metals | Industry (metal) | Energetic | industry_metal_demand_biomass_energetic | Biomass | EU | Energy demand | 0 | FEC
FI | TYNDP2026 | NT | 2030 | TWh | 167 | Sub_sector | Industry | Metals | Industry (metal) | Energetic | industry_metal_demand_coal_energetic | Solids | EU | Energy demand | 0.0023821 | FEC
FI | TYNDP2026 | NT | 2030 | TWh | 168 | Sub_sector | Industry | Metals | Industry (metal) | Energetic | industry_metal_demand_oil_energetic | Liquids | EU | Energy demand | 0.35937 | FEC
FI | TYNDP2026 | NT | 2030 | TWh | 169 | Sub_sector | Industry | Metals | Industry (metal) | Energetic | industry_metal_demand_others_energetic | Others | EU | Energy demand | 0 | FEC
FI | TYNDP2026 | NT | 2030 | TWh | 170 | Sub_sector | Industry | Metals | Industry (metal) | Energetic | industry_metal_demand_ammonia_energetic | Ammonia | EU | Energy demand | 0 | FEC
FI | TYNDP2026 | NT | 2030 | TWh | 172 | Sub_sector | Industry | Others | Industry (other, energetic) | Energetic | industry_other_demand_electricity_energetic | Electricity | EU | Energy demand | 9.2794 | FEC
FI | TYNDP2026 | NT | 2030 | TWh | 173 | Sub_sector | Industry | Others | Industry (other, energetic) | Energetic | industry_other_demand_hydrogen_energetic | Hydrogen | EU | Energy demand | 0.57996 | FEC
FI | TYNDP2026 | NT | 2030 | TWh | 174 | Sub_sector | Industry | Others | Industry (other, energetic) | Energetic | industry_other_demand_methane_energetic | Methane | EU | Energy demand | 0.58956 | FEC
FI | TYNDP2026 | NT | 2030 | TWh | 175 | Sub_sector | Industry | Others | Industry (other, energetic) | Energetic | industry_other_demand_heat_energetic | Heat | EU | Energy demand | 5.1036 | FEC
FI | TYNDP2026 | NT | 2030 | TWh | 176 | Sub_sector | Industry | Others | Industry (other, energetic) | Energetic | industry_other_demand_biomass_energetic | Biomass | EU | Energy demand | 2.3198 | FEC
FI | TYNDP2026 | NT | 2030 | TWh | 177 | Sub_sector | Industry | Others | Industry (other, energetic) | Energetic | industry_other_demand_coal_energetic | Solids | EU | Energy demand | 0.34798 | FEC
FI | TYNDP2026 | NT | 2030 | TWh | 178 | Sub_sector | Industry | Others | Industry (other, energetic) | Energetic | industry_other_demand_oil_energetic | Liquids | EU | Energy demand | 4.9781 | FEC
FI | TYNDP2026 | NT | 2030 | TWh | 179 | Sub_sector | Industry | Others | Industry (other, energetic) | Energetic | industry_other_demand_others_energetic | Others | EU | Energy demand | 0 | FEC
FI | TYNDP2026 | NT | 2030 | TWh | 180 | Sub_sector | Industry | Others | Industry (other, energetic) | Energetic | industry_other_demand_ammonia_energetic | Ammonia | EU | Energy demand | 0 | FEC
FI | TYNDP2026 | NT | 2030 | TWh | 182 | Sub_sector | Industry | Others | Industry (other, non-energetic) | Non-energetic | industry_other_demand_electricity_non_energetic | Electricity | EU | Energy demand | 0 | not_included_in_FEC
FI | TYNDP2026 | NT | 2030 | TWh | 183 | Sub_sector | Industry | Others | Industry (other, non-energetic) | Non-energetic | industry_other_demand_hydrogen_non_energetic | Hydrogen | EU | Energy demand | 2.428 | not_included_in_FEC
FI | TYNDP2026 | NT | 2030 | TWh | 184 | Sub_sector | Industry | Others | Industry (other, non-energetic) | Non-energetic | industry_other_demand_methane_non_energetic | Methane | EU | Energy demand | 0 | not_included_in_FEC
FI | TYNDP2026 | NT | 2030 | TWh | 185 | Sub_sector | Industry | Others | Industry (other, non-energetic) | Non-energetic | industry_other_demand_heat_non_energetic | Heat | EU | Energy demand | 0 | not_included_in_FEC
FI | TYNDP2026 | NT | 2030 | TWh | 186 | Sub_sector | Industry | Others | Industry (other, non-energetic) | Non-energetic | industry_other_demand_biomass_non_energetic | Biomass | EU | Energy demand | 0 | not_included_in_FEC
FI | TYNDP2026 | NT | 2030 | TWh | 187 | Sub_sector | Industry | Others | Industry (other, non-energetic) | Non-energetic | industry_other_demand_coal_non_energetic | Solids | EU | Energy demand | 0 | not_included_in_FEC
FI | TYNDP2026 | NT | 2030 | TWh | 188 | Sub_sector | Industry | Others | Industry (other, non-energetic) | Non-energetic | industry_other_demand_oil_non_energetic | Liquids | EU | Energy demand | 2.4271 | not_included_in_FEC
FI | TYNDP2026 | NT | 2030 | TWh | 189 | Sub_sector | Industry | Others | Industry (other, non-energetic) | Non-energetic | industry_other_demand_others_non_energetic | Others | EU | Energy demand | 0 | not_included_in_FEC
FI | TYNDP2026 | NT | 2030 | TWh | 190 | Sub_sector | Industry | Others | Industry (other, non-energetic) | Non-energetic | industry_other_demand_ammonia_non_energetic | Ammonia | EU | Energy demand | 0 | not_included_in_FEC
FI | TYNDP2026 | NT | 2030 | TWh | 192 | Sub_sector | Industry | Paper | Industry (paper) | Energetic | industry_paper_demand_electricity_energetic | Electricity | EU | Energy demand | 23.3891 | FEC
FI | TYNDP2026 | NT | 2030 | TWh | 193 | Sub_sector | Industry | Paper | Industry (paper) | Energetic | industry_paper_demand_hydrogen_energetic | Hydrogen | EU | Energy demand | 0 | FEC
FI | TYNDP2026 | NT | 2030 | TWh | 194 | Sub_sector | Industry | Paper | Industry (paper) | Energetic | industry_paper_demand_methane_energetic | Methane | EU | Energy demand | 0 | FEC
FI | TYNDP2026 | NT | 2030 | TWh | 195 | Sub_sector | Industry | Paper | Industry (paper) | Energetic | industry_paper_demand_heat_energetic | Heat | EU | Energy demand | 3.2587 | FEC
FI | TYNDP2026 | NT | 2030 | TWh | 196 | Sub_sector | Industry | Paper | Industry (paper) | Energetic | industry_paper_demand_biomass_energetic | Biomass | EU | Energy demand | 36.6604 | FEC
FI | TYNDP2026 | NT | 2030 | TWh | 197 | Sub_sector | Industry | Paper | Industry (paper) | Energetic | industry_paper_demand_coal_energetic | Solids | EU | Energy demand | 0 | FEC
FI | TYNDP2026 | NT | 2030 | TWh | 198 | Sub_sector | Industry | Paper | Industry (paper) | Energetic | industry_paper_demand_oil_energetic | Liquids | EU | Energy demand | 0 | FEC
FI | TYNDP2026 | NT | 2030 | TWh | 199 | Sub_sector | Industry | Paper | Industry (paper) | Energetic | industry_paper_demand_others_energetic | Others | EU | Energy demand | 0 | FEC
FI | TYNDP2026 | NT | 2030 | TWh | 200 | Sub_sector | Industry | Paper | Industry (paper) | Energetic | industry_paper_demand_ammonia_energetic | Ammonia | EU | Energy demand | 0 | FEC
FI | TYNDP2026 | NT | 2030 | TWh | 202 | Sub_sector | Industry | Refineries | Industry (refineries, energetic) | Energetic | industry_refinery_demand_electricity_energetic | Electricity | EU | Energy demand | 1.33 | not_included_in_FEC
FI | TYNDP2026 | NT | 2030 | TWh | 203 | Sub_sector | Industry | Refineries | Industry (refineries, energetic) | Energetic | industry_refinery_demand_hydrogen_energetic | Hydrogen | EU | Energy demand | 0 | not_included_in_FEC
FI | TYNDP2026 | NT | 2030 | TWh | 204 | Sub_sector | Industry | Refineries | Industry (refineries, energetic) | Energetic | industry_refinery_demand_methane_energetic | Methane | EU | Energy demand | 1.2863 | not_included_in_FEC
FI | TYNDP2026 | NT | 2030 | TWh | 205 | Sub_sector | Industry | Refineries | Industry (refineries, energetic) | Energetic | industry_refinery_demand_heat_energetic | Heat | EU | Energy demand | 1.9591 | not_included_in_FEC
FI | TYNDP2026 | NT | 2030 | TWh | 206 | Sub_sector | Industry | Refineries | Industry (refineries, energetic) | Energetic | industry_refinery_demand_biomass_energetic | Biomass | EU | Energy demand | 0 | not_included_in_FEC
FI | TYNDP2026 | NT | 2030 | TWh | 207 | Sub_sector | Industry | Refineries | Industry (refineries, energetic) | Energetic | industry_refinery_demand_coal_energetic | Solids | EU | Energy demand | 0 | not_included_in_FEC
FI | TYNDP2026 | NT | 2030 | TWh | 208 | Sub_sector | Industry | Refineries | Industry (refineries, energetic) | Energetic | industry_refinery_demand_oil_energetic | Liquids | EU | Energy demand | 6.9738 | not_included_in_FEC
FI | TYNDP2026 | NT | 2030 | TWh | 209 | Sub_sector | Industry | Refineries | Industry (refineries, energetic) | Energetic | industry_refinery_demand_others_energetic | Others | EU | Energy demand | 0 | not_included_in_FEC
FI | TYNDP2026 | NT | 2030 | TWh | 210 | Sub_sector | Industry | Refineries | Industry (refineries, energetic) | Energetic | industry_refinery_demand_ammonia_energetic | Ammonia | EU | Energy demand | 0 | not_included_in_FEC
FI | TYNDP2026 | NT | 2030 | TWh | 212 | Sub_sector | Industry | Refineries | Industry (refineries, non-energetic) | Non-energetic | industry_refinery_demand_electricity_non_energetic | Electricity | EU | Energy demand | 0 | not_included_in_FEC
FI | TYNDP2026 | NT | 2030 | TWh | 213 | Sub_sector | Industry | Refineries | Industry (refineries, non-energetic) | Non-energetic | industry_refinery_demand_hydrogen_non_energetic | Hydrogen | EU | Energy demand | 0 | not_included_in_FEC
FI | TYNDP2026 | NT | 2030 | TWh | 214 | Sub_sector | Industry | Refineries | Industry (refineries, non-energetic) | Non-energetic | industry_refinery_demand_methane_non_energetic | Methane | EU | Energy demand | 0 | not_included_in_FEC
FI | TYNDP2026 | NT | 2030 | TWh | 215 | Sub_sector | Industry | Refineries | Industry (refineries, non-energetic) | Non-energetic | industry_refinery_demand_heat_non_energetic | Heat | EU | Energy demand | 0 | not_included_in_FEC
FI | TYNDP2026 | NT | 2030 | TWh | 216 | Sub_sector | Industry | Refineries | Industry (refineries, non-energetic) | Non-energetic | industry_refinery_demand_biomass_non_energetic | Biomass | EU | Energy demand | 0 | not_included_in_FEC
FI | TYNDP2026 | NT | 2030 | TWh | 217 | Sub_sector | Industry | Refineries | Industry (refineries, non-energetic) | Non-energetic | industry_refinery_demand_coal_non_energetic | Solids | EU | Energy demand | 0 | not_included_in_FEC
FI | TYNDP2026 | NT | 2030 | TWh | 218 | Sub_sector | Industry | Refineries | Industry (refineries, non-energetic) | Non-energetic | industry_refinery_demand_oil_non_energetic | Liquids | EU | Energy demand | 0 | not_included_in_FEC
FI | TYNDP2026 | NT | 2030 | TWh | 219 | Sub_sector | Industry | Refineries | Industry (refineries, non-energetic) | Non-energetic | industry_refinery_demand_others_non_energetic | Others | EU | Energy demand | 0 | not_included_in_FEC
FI | TYNDP2026 | NT | 2030 | TWh | 220 | Sub_sector | Industry | Refineries | Industry (refineries, non-energetic) | Non-energetic | industry_refinery_demand_ammonia_non_energetic | Ammonia | EU | Energy demand | 0 | not_included_in_FEC
FI | TYNDP2026 | NT | 2030 | TWh | 222 | Sub_sector | Industry | Steel | Industry (steel) | Energetic | industry_steel_demand_electricity_energetic | Electricity | EU | Energy demand | 6.1188 | FEC
FI | TYNDP2026 | NT | 2030 | TWh | 223 | Sub_sector | Industry | Steel | Industry (steel) | Energetic | industry_steel_demand_hydrogen_energetic | Hydrogen | EU | Energy demand | 2.014 | FEC
FI | TYNDP2026 | NT | 2030 | TWh | 224 | Sub_sector | Industry | Steel | Industry (steel) | Energetic | industry_steel_demand_methane_energetic | Methane | EU | Energy demand | 2.4516 | FEC
FI | TYNDP2026 | NT | 2030 | TWh | 225 | Sub_sector | Industry | Steel | Industry (steel) | Energetic | industry_steel_demand_heat_energetic | Heat | EU | Energy demand | 1.1265 | FEC
FI | TYNDP2026 | NT | 2030 | TWh | 226 | Sub_sector | Industry | Steel | Industry (steel) | Energetic | industry_steel_demand_biomass_energetic | Biomass | EU | Energy demand | 0 | FEC
FI | TYNDP2026 | NT | 2030 | TWh | 227 | Sub_sector | Industry | Steel | Industry (steel) | Energetic | industry_steel_demand_coal_energetic | Solids | EU | Energy demand | 4.1375 | FEC
FI | TYNDP2026 | NT | 2030 | TWh | 228 | Sub_sector | Industry | Steel | Industry (steel) | Energetic | industry_steel_demand_oil_energetic | Liquids | EU | Energy demand | 0.19387 | FEC
FI | TYNDP2026 | NT | 2030 | TWh | 229 | Sub_sector | Industry | Steel | Industry (steel) | Energetic | industry_steel_demand_others_energetic | Others | EU | Energy demand | 0 | FEC
FI | TYNDP2026 | NT | 2030 | TWh | 230 | Sub_sector | Industry | Steel | Industry (steel) | Energetic | industry_steel_demand_ammonia_energetic | Ammonia | EU | Energy demand | 0 | FEC
FI | TYNDP2026 | NT | 2030 | TWh | 232 | Sub_sector | Transport | Cars | Transport (cars) | Energetic | transport_cars_final_demand_electricity | Electricity | EU | Energy demand | 3.2437 | FEC
FI | TYNDP2026 | NT | 2030 | TWh | 233 | Sub_sector | Transport | Cars | Transport (cars) | Energetic | transport_cars_final_demand_hydrogen | Hydrogen | EU | Energy demand | 0 | FEC
FI | TYNDP2026 | NT | 2030 | TWh | 234 | Sub_sector | Transport | Cars | Transport (cars) | Energetic | transport_cars_final_demand_methane | Methane | EU | Energy demand | 0.94658 | FEC
FI | TYNDP2026 | NT | 2030 | TWh | 235 | Sub_sector | Transport | Cars | Transport (cars) | Energetic | transport_cars_final_demand_heat | Heat | EU | Energy demand | 0 | FEC
FI | TYNDP2026 | NT | 2030 | TWh | 236 | Sub_sector | Transport | Cars | Transport (cars) | Energetic | transport_cars_final_demand_biomass | Biomass | EU | Energy demand | 0 | FEC
FI | TYNDP2026 | NT | 2030 | TWh | 237 | Sub_sector | Transport | Cars | Transport (cars) | Energetic | transport_cars_final_demand_coal | Solids | EU | Energy demand | 0 | FEC
FI | TYNDP2026 | NT | 2030 | TWh | 238 | Sub_sector | Transport | Cars | Transport (cars) | Energetic | transport_cars_final_demand_oil | Liquids | EU | Energy demand | 20.6205 | FEC
FI | TYNDP2026 | NT | 2030 | TWh | 239 | Sub_sector | Transport | Cars | Transport (cars) | Energetic | transport_cars_final_demand_other | Others | EU | Energy demand | 0 | FEC
FI | TYNDP2026 | NT | 2030 | TWh | 240 | Sub_sector | Transport | Cars | Transport (cars) | Energetic | transport_cars_final_demand_ammonia | Ammonia | EU | Energy demand | 0 | FEC
FI | TYNDP2026 | NT | 2030 | TWh | 242 | Sub_sector | Transport | Busses | Transport (busses) | Energetic | transport_busses_final_demand_electricity | Electricity | EU | Energy demand | 0.10606 | FEC
FI | TYNDP2026 | NT | 2030 | TWh | 243 | Sub_sector | Transport | Busses | Transport (busses) | Energetic | transport_busses_final_demand_hydrogen | Hydrogen | EU | Energy demand | 0.37889 | FEC
FI | TYNDP2026 | NT | 2030 | TWh | 244 | Sub_sector | Transport | Busses | Transport (busses) | Energetic | transport_busses_final_demand_methane | Methane | EU | Energy demand | 0.092193 | FEC
FI | TYNDP2026 | NT | 2030 | TWh | 245 | Sub_sector | Transport | Busses | Transport (busses) | Energetic | transport_busses_final_demand_heat | Heat | EU | Energy demand | 0 | FEC
FI | TYNDP2026 | NT | 2030 | TWh | 246 | Sub_sector | Transport | Busses | Transport (busses) | Energetic | transport_busses_final_demand_biomass | Biomass | EU | Energy demand | 0 | FEC
FI | TYNDP2026 | NT | 2030 | TWh | 247 | Sub_sector | Transport | Busses | Transport (busses) | Energetic | transport_busses_final_demand_coal | Solids | EU | Energy demand | 0 | FEC
FI | TYNDP2026 | NT | 2030 | TWh | 248 | Sub_sector | Transport | Busses | Transport (busses) | Energetic | transport_busses_final_demand_oil | Liquids | EU | Energy demand | 1.4373 | FEC
FI | TYNDP2026 | NT | 2030 | TWh | 249 | Sub_sector | Transport | Busses | Transport (busses) | Energetic | transport_busses_final_demand_other | Others | EU | Energy demand | 0 | FEC
FI | TYNDP2026 | NT | 2030 | TWh | 250 | Sub_sector | Transport | Busses | Transport (busses) | Energetic | transport_busses_final_demand_ammonia | Ammonia | EU | Energy demand | 0 | FEC
FI | TYNDP2026 | NT | 2030 | TWh | 252 | Sub_sector | Transport | Trucks | Transport (trucks) | Energetic | transport_trucks_final_demand_electricity | Electricity | EU | Energy demand | 0 | FEC
FI | TYNDP2026 | NT | 2030 | TWh | 253 | Sub_sector | Transport | Trucks | Transport (trucks) | Energetic | transport_trucks_final_demand_hydrogen | Hydrogen | EU | Energy demand | 0 | FEC
FI | TYNDP2026 | NT | 2030 | TWh | 254 | Sub_sector | Transport | Trucks | Transport (trucks) | Energetic | transport_trucks_final_demand_methane | Methane | EU | Energy demand | 0.0021171 | FEC
FI | TYNDP2026 | NT | 2030 | TWh | 255 | Sub_sector | Transport | Trucks | Transport (trucks) | Energetic | transport_trucks_final_demand_heat | Heat | EU | Energy demand | 0 | FEC
FI | TYNDP2026 | NT | 2030 | TWh | 256 | Sub_sector | Transport | Trucks | Transport (trucks) | Energetic | transport_trucks_final_demand_biomass | Biomass | EU | Energy demand | 0 | FEC
FI | TYNDP2026 | NT | 2030 | TWh | 257 | Sub_sector | Transport | Trucks | Transport (trucks) | Energetic | transport_trucks_final_demand_coal | Solids | EU | Energy demand | 0 | FEC
FI | TYNDP2026 | NT | 2030 | TWh | 258 | Sub_sector | Transport | Trucks | Transport (trucks) | Energetic | transport_trucks_final_demand_oil | Liquids | EU | Energy demand | 6.2422 | FEC
FI | TYNDP2026 | NT | 2030 | TWh | 259 | Sub_sector | Transport | Trucks | Transport (trucks) | Energetic | transport_trucks_final_demand_other | Others | EU | Energy demand | 0 | FEC
FI | TYNDP2026 | NT | 2030 | TWh | 260 | Sub_sector | Transport | Trucks | Transport (trucks) | Energetic | transport_trucks_final_demand_ammonia | Ammonia | EU | Energy demand | 0 | FEC
FI | TYNDP2026 | NT | 2030 | TWh | 262 | Sub_sector | Transport | Vans | Transport (vans) | Energetic | transport_vans_final_demand_electricity | Electricity | EU | Energy demand | 0.10606 | FEC
FI | TYNDP2026 | NT | 2030 | TWh | 263 | Sub_sector | Transport | Vans | Transport (vans) | Energetic | transport_vans_final_demand_hydrogen | Hydrogen | EU | Energy demand | 0 | FEC
FI | TYNDP2026 | NT | 2030 | TWh | 264 | Sub_sector | Transport | Vans | Transport (vans) | Energetic | transport_vans_final_demand_methane | Methane | EU | Energy demand | 0.00071645 | FEC
FI | TYNDP2026 | NT | 2030 | TWh | 265 | Sub_sector | Transport | Vans | Transport (vans) | Energetic | transport_vans_final_demand_heat | Heat | EU | Energy demand | 0 | FEC
FI | TYNDP2026 | NT | 2030 | TWh | 266 | Sub_sector | Transport | Vans | Transport (vans) | Energetic | transport_vans_final_demand_biomass | Biomass | EU | Energy demand | 0 | FEC
FI | TYNDP2026 | NT | 2030 | TWh | 267 | Sub_sector | Transport | Vans | Transport (vans) | Energetic | transport_vans_final_demand_coal | Solids | EU | Energy demand | 0 | FEC
FI | TYNDP2026 | NT | 2030 | TWh | 268 | Sub_sector | Transport | Vans | Transport (vans) | Energetic | transport_vans_final_demand_oil | Liquids | EU | Energy demand | 2.8072 | FEC
FI | TYNDP2026 | NT | 2030 | TWh | 269 | Sub_sector | Transport | Vans | Transport (vans) | Energetic | transport_vans_final_demand_other | Others | EU | Energy demand | 0 | FEC
FI | TYNDP2026 | NT | 2030 | TWh | 270 | Sub_sector | Transport | Vans | Transport (vans) | Energetic | transport_vans_final_demand_ammonia | Ammonia | EU | Energy demand | 0 | FEC
FI | TYNDP2026 | NT | 2030 | TWh | 272 | Sub_sector | Transport | Freight trains | Transport (trains) | Energetic | transport_trains_final_demand_electricity | Electricity | EU | Energy demand | 0.78654 | FEC
FI | TYNDP2026 | NT | 2030 | TWh | 273 | Sub_sector | Transport | Freight trains | Transport (trains) | Energetic | transport_trains_final_demand_hydrogen | Hydrogen | EU | Energy demand | 0 | FEC
FI | TYNDP2026 | NT | 2030 | TWh | 274 | Sub_sector | Transport | Freight trains | Transport (trains) | Energetic | transport_trains_final_demand_methane | Methane | EU | Energy demand | 0 | FEC
FI | TYNDP2026 | NT | 2030 | TWh | 275 | Sub_sector | Transport | Freight trains | Transport (trains) | Energetic | transport_trains_final_demand_heat | Heat | EU | Energy demand | 0 | FEC
FI | TYNDP2026 | NT | 2030 | TWh | 276 | Sub_sector | Transport | Freight trains | Transport (trains) | Energetic | transport_trains_final_demand_biomass | Biomass | EU | Energy demand | 0 | FEC
FI | TYNDP2026 | NT | 2030 | TWh | 277 | Sub_sector | Transport | Freight trains | Transport (trains) | Energetic | transport_trains_final_demand_coal | Solids | EU | Energy demand | 0 | FEC
FI | TYNDP2026 | NT | 2030 | TWh | 278 | Sub_sector | Transport | Freight trains | Transport (trains) | Energetic | transport_trains_final_demand_oil | Liquids | EU | Energy demand | 0.23653 | FEC
FI | TYNDP2026 | NT | 2030 | TWh | 279 | Sub_sector | Transport | Freight trains | Transport (trains) | Energetic | transport_trains_final_demand_other | Others | EU | Energy demand | 0 | FEC
FI | TYNDP2026 | NT | 2030 | TWh | 280 | Sub_sector | Transport | Freight trains | Transport (trains) | Energetic | transport_trains_final_demand_ammonia | Ammonia | EU | Energy demand | 0 | FEC
FI | TYNDP2026 | NT | 2030 | TWh | 282 | Sub_sector | Transport | Ships | Transport (ships) | Energetic | transport_ships_final_demand_electricity | Electricity | EU | Energy demand | 0 | FEC
FI | TYNDP2026 | NT | 2030 | TWh | 283 | Sub_sector | Transport | Ships | Transport (ships) | Energetic | transport_ships_final_demand_hydrogen | Hydrogen | EU | Energy demand | 0 | FEC
FI | TYNDP2026 | NT | 2030 | TWh | 284 | Sub_sector | Transport | Ships | Transport (ships) | Energetic | transport_ships_final_demand_methane | Methane | EU | Energy demand | 0 | FEC
FI | TYNDP2026 | NT | 2030 | TWh | 285 | Sub_sector | Transport | Ships | Transport (ships) | Energetic | transport_ships_final_demand_heat | Heat | EU | Energy demand | 0 | FEC
FI | TYNDP2026 | NT | 2030 | TWh | 286 | Sub_sector | Transport | Ships | Transport (ships) | Energetic | transport_ships_final_demand_biomass | Biomass | EU | Energy demand | 0 | FEC
FI | TYNDP2026 | NT | 2030 | TWh | 287 | Sub_sector | Transport | Ships | Transport (ships) | Energetic | transport_ships_final_demand_coal | Solids | EU | Energy demand | 0 | FEC
FI | TYNDP2026 | NT | 2030 | TWh | 288 | Sub_sector | Transport | Ships | Transport (ships) | Energetic | transport_ships_final_demand_oil | Liquids | EU | Energy demand | 1.3784 | FEC
FI | TYNDP2026 | NT | 2030 | TWh | 289 | Sub_sector | Transport | Ships | Transport (ships) | Energetic | transport_ships_final_demand_other | Others | EU | Energy demand | 0 | FEC
FI | TYNDP2026 | NT | 2030 | TWh | 290 | Sub_sector | Transport | Ships | Transport (ships) | Energetic | transport_ships_final_demand_ammonia | Ammonia | EU | Energy demand | 0 | FEC
FI | TYNDP2026 | NT | 2030 | TWh | 292 | Sub_sector | Transport | Planes | Transport (planes) | Energetic | transport_planes_final_demand_electricity | Electricity | EU | Energy demand | 0 | FEC
FI | TYNDP2026 | NT | 2030 | TWh | 293 | Sub_sector | Transport | Planes | Transport (planes) | Energetic | transport_planes_final_demand_hydrogen | Hydrogen | EU | Energy demand | 0 | FEC
FI | TYNDP2026 | NT | 2030 | TWh | 294 | Sub_sector | Transport | Planes | Transport (planes) | Energetic | transport_planes_final_demand_methane | Methane | EU | Energy demand | 0 | FEC
FI | TYNDP2026 | NT | 2030 | TWh | 295 | Sub_sector | Transport | Planes | Transport (planes) | Energetic | transport_planes_final_demand_heat | Heat | EU | Energy demand | 0 | FEC
FI | TYNDP2026 | NT | 2030 | TWh | 296 | Sub_sector | Transport | Planes | Transport (planes) | Energetic | transport_planes_final_demand_biomass | Biomass | EU | Energy demand | 0 | FEC
FI | TYNDP2026 | NT | 2030 | TWh | 297 | Sub_sector | Transport | Planes | Transport (planes) | Energetic | transport_planes_final_demand_coal | Solids | EU | Energy demand | 0 | FEC
FI | TYNDP2026 | NT | 2030 | TWh | 298 | Sub_sector | Transport | Planes | Transport (planes) | Energetic | transport_planes_final_demand_oil | Liquids | EU | Energy demand | 0.78192 | FEC
FI | TYNDP2026 | NT | 2030 | TWh | 299 | Sub_sector | Transport | Planes | Transport (planes) | Energetic | transport_planes_final_demand_other | Others | EU | Energy demand | 0 | FEC
FI | TYNDP2026 | NT | 2030 | TWh | 300 | Sub_sector | Transport | Planes | Transport (planes) | Energetic | transport_planes_final_demand_ammonia | Ammonia | EU | Energy demand | 0 | FEC
FI | TYNDP2026 | NT | 2030 | TWh | 302 | Sub_sector | Transport | Others | Transport (others) | Energetic | transport_other_final_demand_electricity | Electricity | EU | Energy demand | 0.01412 | FEC
FI | TYNDP2026 | NT | 2030 | TWh | 303 | Sub_sector | Transport | Others | Transport (others) | Energetic | transport_other_final_demand_hydrogen | Hydrogen | EU | Energy demand | 0 | FEC
FI | TYNDP2026 | NT | 2030 | TWh | 304 | Sub_sector | Transport | Others | Transport (others) | Energetic | transport_other_final_demand_methane | Methane | EU | Energy demand | 0 | FEC
FI | TYNDP2026 | NT | 2030 | TWh | 305 | Sub_sector | Transport | Others | Transport (others) | Energetic | transport_other_final_demand_heat | Heat | EU | Energy demand | 0 | FEC
FI | TYNDP2026 | NT | 2030 | TWh | 306 | Sub_sector | Transport | Others | Transport (others) | Energetic | transport_other_final_demand_biomass | Biomass | EU | Energy demand | 0 | FEC
FI | TYNDP2026 | NT | 2030 | TWh | 307 | Sub_sector | Transport | Others | Transport (others) | Energetic | transport_other_final_demand_coal | Solids | EU | Energy demand | 0 | FEC
FI | TYNDP2026 | NT | 2030 | TWh | 308 | Sub_sector | Transport | Others | Transport (others) | Energetic | transport_other_final_demand_oil | Liquids | EU | Energy demand | 0.42828 | FEC
FI | TYNDP2026 | NT | 2030 | TWh | 309 | Sub_sector | Transport | Others | Transport (others) | Energetic | transport_other_final_demand_other | Others | EU | Energy demand | 0 | FEC
FI | TYNDP2026 | NT | 2030 | TWh | 310 | Sub_sector | Transport | Others | Transport (others) | Energetic | transport_other_final_demand_ammonia | Ammonia | EU | Energy demand | 0 | FEC
FI | TYNDP2026 | NT | 2030 | TWh | 312 | Sub_sector | International transport | International aviation | Transport (int. aviation) | Energetic | transport_int_aviation_final_demand_electricity | Electricity | EU | Energy demand | 0 | FEC
FI | TYNDP2026 | NT | 2030 | TWh | 313 | Sub_sector | International transport | International aviation | Transport (int. aviation) | Energetic | transport_int_aviation_final_demand_hydrogen | Hydrogen | EU | Energy demand | 0 | FEC
FI | TYNDP2026 | NT | 2030 | TWh | 314 | Sub_sector | International transport | International aviation | Transport (int. aviation) | Energetic | transport_int_aviation_final_demand_methane | Methane | EU | Energy demand | 0 | FEC
FI | TYNDP2026 | NT | 2030 | TWh | 315 | Sub_sector | International transport | International aviation | Transport (int. aviation) | Energetic | transport_int_aviation_final_demand_heat | Heat | EU | Energy demand | 0 | FEC
FI | TYNDP2026 | NT | 2030 | TWh | 316 | Sub_sector | International transport | International aviation | Transport (int. aviation) | Energetic | transport_int_aviation_final_demand_biofuels | Biomass | EU | Energy demand | 0 | FEC
FI | TYNDP2026 | NT | 2030 | TWh | 317 | Sub_sector | International transport | International aviation | Transport (int. aviation) | Energetic | transport_int_aviation_final_demand_coal | Solids | EU | Energy demand | 0 | FEC
FI | TYNDP2026 | NT | 2030 | TWh | 318 | Sub_sector | International transport | International aviation | Transport (int. aviation) | Energetic | transport_int_aviation_final_demand_oil | Liquids | EU | Energy demand | 9.7666 | FEC
FI | TYNDP2026 | NT | 2030 | TWh | 319 | Sub_sector | International transport | International aviation | Transport (int. aviation) | Energetic | transport_int_aviation_final_demand_other | Others | EU | Energy demand | 0 | FEC
FI | TYNDP2026 | NT | 2030 | TWh | 320 | Sub_sector | International transport | International aviation | Transport (int. aviation) | Energetic | transport_int_aviation_final_demand_ammonia | Ammonia | EU | Energy demand | 0 | FEC
FI | TYNDP2026 | NT | 2030 | TWh | 322 | Sub_sector | International transport | International shipping | Transport (int. shipping) | Energetic | transport_int_shipping_final_demand_electricity | Electricity | EU | Energy demand | 0 | not_included_in_FEC
FI | TYNDP2026 | NT | 2030 | TWh | 323 | Sub_sector | International transport | International shipping | Transport (int. shipping) | Energetic | transport_int_shipping_final_demand_hydrogen | Hydrogen | EU | Energy demand | 0 | not_included_in_FEC
FI | TYNDP2026 | NT | 2030 | TWh | 324 | Sub_sector | International transport | International shipping | Transport (int. shipping) | Energetic | transport_int_shipping_final_demand_methane | Methane | EU | Energy demand | 0 | not_included_in_FEC
FI | TYNDP2026 | NT | 2030 | TWh | 325 | Sub_sector | International transport | International shipping | Transport (int. shipping) | Energetic | transport_int_shipping_final_demand_heat | Heat | EU | Energy demand | 0 | not_included_in_FEC
FI | TYNDP2026 | NT | 2030 | TWh | 326 | Sub_sector | International transport | International shipping | Transport (int. shipping) | Energetic | transport_int_shipping_final_demand_biofuels | Biomass | EU | Energy demand | 0 | not_included_in_FEC
FI | TYNDP2026 | NT | 2030 | TWh | 327 | Sub_sector | International transport | International shipping | Transport (int. shipping) | Energetic | transport_int_shipping_final_demand_coal | Solids | EU | Energy demand | 0 | not_included_in_FEC
FI | TYNDP2026 | NT | 2030 | TWh | 328 | Sub_sector | International transport | International shipping | Transport (int. shipping) | Energetic | transport_int_shipping_final_demand_oil | Liquids | EU | Energy demand | 3.4623 | not_included_in_FEC
FI | TYNDP2026 | NT | 2030 | TWh | 329 | Sub_sector | International transport | International shipping | Transport (int. shipping) | Energetic | transport_int_shipping_final_demand_other | Others | EU | Energy demand | 0 | not_included_in_FEC
FI | TYNDP2026 | NT | 2030 | TWh | 330 | Sub_sector | International transport | International shipping | Transport (int. shipping) | Energetic | transport_int_shipping_final_demand_ammonia | Ammonia | EU | Energy demand | 0 | not_included_in_FEC
FI | TYNDP2026 | NT | 2030 | TWh | 332 | Sub_sector | Households | Space heating | Households (heating) | Energetic | households_heating_final_demand_electricity | Electricity | EU | Energy demand | 14.3074 | FEC
FI | TYNDP2026 | NT | 2030 | TWh | 333 | Sub_sector | Households | Space heating | Households (heating) | Energetic | households_heating_final_demand_hydrogen | Hydrogen | EU | Energy demand | 0.0075796 | FEC
FI | TYNDP2026 | NT | 2030 | TWh | 334 | Sub_sector | Households | Space heating | Households (heating) | Energetic | households_heating_final_demand_methane | Methane | EU | Energy demand | 0 | FEC
FI | TYNDP2026 | NT | 2030 | TWh | 335 | Sub_sector | Households | Space heating | Households (heating) | Energetic | households_heating_final_demand_heat | Heat | EU | Energy demand | 6.901 | FEC
FI | TYNDP2026 | NT | 2030 | TWh | 336 | Sub_sector | Households | Space heating | Households (heating) | Energetic | households_heating_final_demand_biomass | Biomass | EU | Energy demand | 13.7107 | FEC
FI | TYNDP2026 | NT | 2030 | TWh | 337 | Sub_sector | Households | Space heating | Households (heating) | Energetic | households_heating_final_demand_coal | Solids | EU | Energy demand | 0.057463 | FEC
FI | TYNDP2026 | NT | 2030 | TWh | 338 | Sub_sector | Households | Space heating | Households (heating) | Energetic | households_heating_final_demand_oil | Liquids | EU | Energy demand | 2.3351 | FEC
FI | TYNDP2026 | NT | 2030 | TWh | 339 | Sub_sector | Households | Space heating | Households (heating) | Energetic | households_heating_final_demand_other | Others | EU | Energy demand | 0 | FEC
FI | TYNDP2026 | NT | 2030 | TWh | 340 | Sub_sector | Households | Space heating | Households (heating) | Energetic | households_heating_final_demand_ammonia | Ammonia | EU | Energy demand | 0 | FEC
FI | TYNDP2026 | NT | 2030 | TWh | 343 | Sub_sector | Households | Cooling | Households (cooling) | Energetic | households_cooling_final_demand_electricity | Electricity | EU | Energy demand | 0.10618 | FEC
FI | TYNDP2026 | NT | 2030 | TWh | 344 | Sub_sector | Households | Cooling | Households (cooling) | Energetic | households_cooling_final_demand_hydrogen | Hydrogen | EU | Energy demand | 0 | FEC
FI | TYNDP2026 | NT | 2030 | TWh | 345 | Sub_sector | Households | Cooling | Households (cooling) | Energetic | households_cooling_final_demand_methane | Methane | EU | Energy demand | 0 | FEC
FI | TYNDP2026 | NT | 2030 | TWh | 346 | Sub_sector | Households | Cooling | Households (cooling) | Energetic | households_cooling_final_demand_heat | Heat | EU | Energy demand | 0 | FEC
FI | TYNDP2026 | NT | 2030 | TWh | 347 | Sub_sector | Households | Cooling | Households (cooling) | Energetic | households_cooling_final_demand_biomass | Biomass | EU | Energy demand | 0 | FEC
FI | TYNDP2026 | NT | 2030 | TWh | 348 | Sub_sector | Households | Cooling | Households (cooling) | Energetic | households_cooling_final_demand_coal | Solids | EU | Energy demand | 0 | FEC
FI | TYNDP2026 | NT | 2030 | TWh | 349 | Sub_sector | Households | Cooling | Households (cooling) | Energetic | households_cooling_final_demand_oil | Liquids | EU | Energy demand | 0 | FEC
FI | TYNDP2026 | NT | 2030 | TWh | 350 | Sub_sector | Households | Cooling | Households (cooling) | Energetic | households_cooling_final_demand_other | Others | EU | Energy demand | 0 | FEC
FI | TYNDP2026 | NT | 2030 | TWh | 351 | Sub_sector | Households | Cooling | Households (cooling) | Energetic | households_cooling_final_demand_ammonia | Ammonia | EU | Energy demand | 0 | FEC
FI | TYNDP2026 | NT | 2030 | TWh | 354 | Sub_sector | Households | Hot water | Households (hot water) | Energetic | households_hot_water_final_demand_electricity | Electricity | EU | Energy demand | 3.6578 | FEC
FI | TYNDP2026 | NT | 2030 | TWh | 355 | Sub_sector | Households | Hot water | Households (hot water) | Energetic | households_hot_water_final_demand_hydrogen | Hydrogen | EU | Energy demand | 0.0045815 | FEC
FI | TYNDP2026 | NT | 2030 | TWh | 356 | Sub_sector | Households | Hot water | Households (hot water) | Energetic | households_hot_water_final_demand_methane | Methane | EU | Energy demand | 0 | FEC
FI | TYNDP2026 | NT | 2030 | TWh | 357 | Sub_sector | Households | Hot water | Households (hot water) | Energetic | households_hot_water_final_demand_heat | Heat | EU | Energy demand | 1.9832 | FEC
FI | TYNDP2026 | NT | 2030 | TWh | 358 | Sub_sector | Households | Hot water | Households (hot water) | Energetic | households_hot_water_final_demand_biomass | Biomass | EU | Energy demand | 2.5707 | FEC
FI | TYNDP2026 | NT | 2030 | TWh | 359 | Sub_sector | Households | Hot water | Households (hot water) | Energetic | households_hot_water_final_demand_coal | Solids | EU | Energy demand | 0.0065079 | FEC
FI | TYNDP2026 | NT | 2030 | TWh | 360 | Sub_sector | Households | Hot water | Households (hot water) | Energetic | households_hot_water_final_demand_oil | Liquids | EU | Energy demand | 0.26445 | FEC
FI | TYNDP2026 | NT | 2030 | TWh | 361 | Sub_sector | Households | Hot water | Households (hot water) | Energetic | households_hot_water_final_demand_other | Others | EU | Energy demand | 0.016989 | FEC
FI | TYNDP2026 | NT | 2030 | TWh | 362 | Sub_sector | Households | Hot water | Households (hot water) | Energetic | households_hot_water_final_demand_ammonia | Ammonia | EU | Energy demand | 0 | FEC
FI | TYNDP2026 | NT | 2030 | TWh | 365 | Sub_sector | Households | Appliances | Households (appliances) | Energetic | households_appliances_final_demand_electricity | Electricity | EU | Energy demand | 8.5632 | FEC
FI | TYNDP2026 | NT | 2030 | TWh | 366 | Sub_sector | Households | Appliances | Households (appliances) | Energetic | households_appliances_final_demand_hydrogen | Hydrogen | EU | Energy demand | 0 | FEC
FI | TYNDP2026 | NT | 2030 | TWh | 367 | Sub_sector | Households | Appliances | Households (appliances) | Energetic | households_appliances_final_demand_methane | Methane | EU | Energy demand | 0.0058224 | FEC
FI | TYNDP2026 | NT | 2030 | TWh | 368 | Sub_sector | Households | Appliances | Households (appliances) | Energetic | households_appliances_final_demand_heat | Heat | EU | Energy demand | 0 | FEC
FI | TYNDP2026 | NT | 2030 | TWh | 369 | Sub_sector | Households | Appliances | Households (appliances) | Energetic | households_appliances_final_demand_biomass | Biomass | EU | Energy demand | 0.0028104 | FEC
FI | TYNDP2026 | NT | 2030 | TWh | 370 | Sub_sector | Households | Appliances | Households (appliances) | Energetic | households_appliances_final_demand_coal | Solids | EU | Energy demand | 0 | FEC
FI | TYNDP2026 | NT | 2030 | TWh | 371 | Sub_sector | Households | Appliances | Households (appliances) | Energetic | households_appliances_final_demand_oil | Liquids | EU | Energy demand | 0 | FEC
FI | TYNDP2026 | NT | 2030 | TWh | 372 | Sub_sector | Households | Appliances | Households (appliances) | Energetic | households_appliances_final_demand_other | Others | EU | Energy demand | 0 | FEC
FI | TYNDP2026 | NT | 2030 | TWh | 373 | Sub_sector | Households | Appliances | Households (appliances) | Energetic | households_appliances_final_demand_ammonia | Ammonia | EU | Energy demand | 0 | FEC
FI | TYNDP2026 | NT | 2030 | TWh | 375 | Sub_sector | Buildings | Space heating | Buildings (heat) | Energetic | buildings_heat_final_demand_electricity | Electricity | EU | Energy demand | 9.776 | FEC
FI | TYNDP2026 | NT | 2030 | TWh | 376 | Sub_sector | Buildings | Space heating | Buildings (heat) | Energetic | buildings_heat_final_demand_hydrogen | Hydrogen | EU | Energy demand | 0.0020832 | FEC
FI | TYNDP2026 | NT | 2030 | TWh | 377 | Sub_sector | Buildings | Space heating | Buildings (heat) | Energetic | buildings_heat_final_demand_methane | Methane | EU | Energy demand | 0 | FEC
FI | TYNDP2026 | NT | 2030 | TWh | 378 | Sub_sector | Buildings | Space heating | Buildings (heat) | Energetic | buildings_heat_final_demand_heat | Heat | EU | Energy demand | 13.6571 | FEC
FI | TYNDP2026 | NT | 2030 | TWh | 379 | Sub_sector | Buildings | Space heating | Buildings (heat) | Energetic | buildings_heat_final_demand_biomass | Biomass | EU | Energy demand | 6.0143 | FEC
FI | TYNDP2026 | NT | 2030 | TWh | 380 | Sub_sector | Buildings | Space heating | Buildings (heat) | Energetic | buildings_heat_final_demand_coal | Solids | EU | Energy demand | 0.029 | FEC
FI | TYNDP2026 | NT | 2030 | TWh | 381 | Sub_sector | Buildings | Space heating | Buildings (heat) | Energetic | buildings_heat_final_demand_oil | Liquids | EU | Energy demand | 0 | FEC
FI | TYNDP2026 | NT | 2030 | TWh | 382 | Sub_sector | Buildings | Space heating | Buildings (heat) | Energetic | buildings_heat_final_demand_other | Others | EU | Energy demand | 0 | FEC
FI | TYNDP2026 | NT | 2030 | TWh | 383 | Sub_sector | Buildings | Space heating | Buildings (heat) | Energetic | buildings_heat_final_demand_ammonia | Ammonia | EU | Energy demand | 0 | FEC
FI | TYNDP2026 | NT | 2030 | TWh | 386 | Sub_sector | Buildings | Cooling | Buildings (cooling) | Energetic | buildings_cooling_final_demand_electricity | Electricity | EU | Energy demand | 0.41972 | FEC
FI | TYNDP2026 | NT | 2030 | TWh | 387 | Sub_sector | Buildings | Cooling | Buildings (cooling) | Energetic | buildings_cooling_final_demand_hydrogen | Hydrogen | EU | Energy demand | 0 | FEC
FI | TYNDP2026 | NT | 2030 | TWh | 388 | Sub_sector | Buildings | Cooling | Buildings (cooling) | Energetic | buildings_cooling_final_demand_methane | Methane | EU | Energy demand | 0 | FEC
FI | TYNDP2026 | NT | 2030 | TWh | 389 | Sub_sector | Buildings | Cooling | Buildings (cooling) | Energetic | buildings_cooling_final_demand_heat | Heat | EU | Energy demand | 0 | FEC
FI | TYNDP2026 | NT | 2030 | TWh | 390 | Sub_sector | Buildings | Cooling | Buildings (cooling) | Energetic | buildings_cooling_final_demand_biomass | Biomass | EU | Energy demand | 0 | FEC
FI | TYNDP2026 | NT | 2030 | TWh | 391 | Sub_sector | Buildings | Cooling | Buildings (cooling) | Energetic | buildings_cooling_final_demand_coal | Solids | EU | Energy demand | 0 | FEC
FI | TYNDP2026 | NT | 2030 | TWh | 392 | Sub_sector | Buildings | Cooling | Buildings (cooling) | Energetic | buildings_cooling_final_demand_oil | Liquids | EU | Energy demand | 0 | FEC
FI | TYNDP2026 | NT | 2030 | TWh | 393 | Sub_sector | Buildings | Cooling | Buildings (cooling) | Energetic | buildings_cooling_final_demand_other | Others | EU | Energy demand | 0 | FEC
FI | TYNDP2026 | NT | 2030 | TWh | 394 | Sub_sector | Buildings | Cooling | Buildings (cooling) | Energetic | buildings_cooling_final_demand_ammonia | Ammonia | EU | Energy demand | 0 | FEC
FI | TYNDP2026 | NT | 2030 | TWh | 397 | Sub_sector | Buildings | Appliances | Buildings (appliances) | Energetic | buildings_appliances_final_demand_electricity | Electricity | EU | Energy demand | 6.1587 | FEC
FI | TYNDP2026 | NT | 2030 | TWh | 398 | Sub_sector | Buildings | Appliances | Buildings (appliances) | Energetic | buildings_appliances_final_demand_hydrogen | Hydrogen | EU | Energy demand | 0 | FEC
FI | TYNDP2026 | NT | 2030 | TWh | 399 | Sub_sector | Buildings | Appliances | Buildings (appliances) | Energetic | buildings_appliances_final_demand_methane | Methane | EU | Energy demand | 0.063299 | FEC
FI | TYNDP2026 | NT | 2030 | TWh | 400 | Sub_sector | Buildings | Appliances | Buildings (appliances) | Energetic | buildings_appliances_final_demand_heat | Heat | EU | Energy demand | 0 | FEC
FI | TYNDP2026 | NT | 2030 | TWh | 401 | Sub_sector | Buildings | Appliances | Buildings (appliances) | Energetic | buildings_appliances_final_demand_biomass | Biomass | EU | Energy demand | 0 | FEC
FI | TYNDP2026 | NT | 2030 | TWh | 402 | Sub_sector | Buildings | Appliances | Buildings (appliances) | Energetic | buildings_appliances_final_demand_coal | Solids | EU | Energy demand | 0 | FEC
FI | TYNDP2026 | NT | 2030 | TWh | 403 | Sub_sector | Buildings | Appliances | Buildings (appliances) | Energetic | buildings_appliances_final_demand_oil | Liquids | EU | Energy demand | 0 | FEC
FI | TYNDP2026 | NT | 2030 | TWh | 404 | Sub_sector | Buildings | Appliances | Buildings (appliances) | Energetic | buildings_appliances_final_demand_other | Others | EU | Energy demand | 0 | FEC
FI | TYNDP2026 | NT | 2030 | TWh | 405 | Sub_sector | Buildings | Appliances | Buildings (appliances) | Energetic | buildings_appliances_final_demand_ammonia | Ammonia | EU | Energy demand | 0 | FEC
FI | TYNDP2026 | NT | 2030 | TWh | 407 | Sub_sector | Buildings | Datacenters | Datacenters & ICT | Energetic | datacentres_final_demand_electricity_energetic | Electricity | EU | Energy demand | 12.4787 | FEC
FI | TYNDP2026 | NT | 2030 | TWh | 408 | Sub_sector | Buildings | Datacenters | Datacenters & ICT | Energetic | datacentres_final_demand_hydrogen_energetic | Hydrogen | EU | Energy demand | 0 | FEC
FI | TYNDP2026 | NT | 2030 | TWh | 409 | Sub_sector | Buildings | Datacenters | Datacenters & ICT | Energetic | datacentres_final_demand_methane_energetic | Methane | EU | Energy demand | 0 | FEC
FI | TYNDP2026 | NT | 2030 | TWh | 410 | Sub_sector | Buildings | Datacenters | Datacenters & ICT | Energetic | datacentres_final_demand_heat_energetic | Heat | EU | Energy demand | 0 | FEC
FI | TYNDP2026 | NT | 2030 | TWh | 411 | Sub_sector | Buildings | Datacenters | Datacenters & ICT | Energetic | datacentres_final_demand_biomass_energetic | Biomass | EU | Energy demand | 0 | FEC
FI | TYNDP2026 | NT | 2030 | TWh | 412 | Sub_sector | Buildings | Datacenters | Datacenters & ICT | Energetic | datacentres_final_demand_coal_energetic | Solids | EU | Energy demand | 0 | FEC
FI | TYNDP2026 | NT | 2030 | TWh | 413 | Sub_sector | Buildings | Datacenters | Datacenters & ICT | Energetic | datacentres_final_demand_oil_energetic | Liquids | EU | Energy demand | 0 | FEC
FI | TYNDP2026 | NT | 2030 | TWh | 414 | Sub_sector | Buildings | Datacenters | Datacenters & ICT | Energetic | datacentres_final_demand_other_energetic | Others | EU | Energy demand | 0 | FEC
FI | TYNDP2026 | NT | 2030 | TWh | 415 | Sub_sector | Buildings | Datacenters | Datacenters & ICT | Energetic | datacentres_final_demand_ammonia_energetic | Ammonia | EU | Energy demand | 0 | FEC
FI | TYNDP2026 | NT | 2030 | TWh | 417 | Sub_sector | Transport | Others_Sector | Others_Sector | Energetic | other_final_demand_electricity_energetic | Electricity | EU | Energy demand | 0 | FEC
FI | TYNDP2026 | NT | 2030 | TWh | 418 | Sub_sector | Transport | Others_Sector | Others_Sector | Energetic | other_final_demand_hydrogen_energetic | Hydrogen | EU | Energy demand | 0 | FEC
FI | TYNDP2026 | NT | 2030 | TWh | 419 | Sub_sector | Transport | Pipeline Transport | Others_Sector | Energetic | other_final_demand_methane_energetic | Methane | EU | Energy demand | 0.035754 | FEC
FI | TYNDP2026 | NT | 2030 | TWh | 420 | Sub_sector | Transport | Others_Sector | Others_Sector | Energetic | other_final_demand_heat_energetic | Heat | EU | Energy demand | 0.37833 | FEC
FI | TYNDP2026 | NT | 2030 | TWh | 421 | Sub_sector | Transport | Others_Sector | Others_Sector | Energetic | other_final_demand_biomass_energetic | Biomass | EU | Energy demand | 0 | FEC
FI | TYNDP2026 | NT | 2030 | TWh | 422 | Sub_sector | Transport | Others_Sector | Others_Sector | Energetic | other_final_demand_coal_energetic | Solids | EU | Energy demand | 0 | FEC
FI | TYNDP2026 | NT | 2030 | TWh | 423 | Sub_sector | Transport | Others_Sector | Others_Sector | Energetic | other_final_demand_oil_energetic | Liquids | EU | Energy demand | 2.0773 | FEC
FI | TYNDP2026 | NT | 2030 | TWh | 424 | Sub_sector | Others_Sector | Others_Sector | Others_Sector | Non-energetic | other_final_demand_oil_non_energetic | Liquids | EU | Energy demand | 0 | not_included_in_FEC
FI | TYNDP2026 | NT | 2030 | TWh | 425 | Sub_sector | Transport | Others_Sector | Others_Sector | Energetic | other_final_demand_other_energetic | Others | EU | Energy demand | 0 | FEC
FI | TYNDP2026 | NT | 2030 | TWh | 426 | Sub_sector | Transport | Others_Sector | Others_Sector | Energetic | other_final_demand_ammonia_energetic | Ammonia | EU | Energy demand | 0 | FEC
FI | TYNDP2026 | NT | 2030 | TWh | 427 | Sub_sector | Industry | Surplus_Heat_in_Industry | Surplus_Heat_in_Industry | Energetic | final_demand_of_industry_unused_local_production_steam_hot_water | Heat | EU | Energy demand | 8.6994 | FEC
FI | TYNDP2026 | NT | 2030 | TWh | 429 | Sub_sector | Agriculture | Total | Agriculture | Energetic | agriculture_final_demand_electricity_energetic | Electricity | EU | Energy demand | 1.5265 | FEC
FI | TYNDP2026 | NT | 2030 | TWh | 430 | Sub_sector | Agriculture | Total | Agriculture | Energetic | agriculture_final_demand_hydrogen_energetic | Hydrogen | EU | Energy demand | 0 | FEC
FI | TYNDP2026 | NT | 2030 | TWh | 431 | Sub_sector | Agriculture | Total | Agriculture | Energetic | agriculture_final_demand_methane_energetic | Methane | EU | Energy demand | 0 | FEC
FI | TYNDP2026 | NT | 2030 | TWh | 432 | Sub_sector | Agriculture | Total | Agriculture | Energetic | agriculture_final_demand_heat_energetic | Heat | EU | Energy demand | 0 | FEC
FI | TYNDP2026 | NT | 2030 | TWh | 433 | Sub_sector | Agriculture | Total | Agriculture | Energetic | agriculture_final_demand_biomass_energetic | Biomass | EU | Energy demand | 3.3511 | FEC
FI | TYNDP2026 | NT | 2030 | TWh | 434 | Sub_sector | Agriculture | Total | Agriculture | Energetic | agriculture_final_demand_coal_energetic | Solids | EU | Energy demand | 0 | FEC
FI | TYNDP2026 | NT | 2030 | TWh | 435 | Sub_sector | Agriculture | Total | Agriculture | Energetic | agriculture_final_demand_oil_energetic | Liquids | EU | Energy demand | 2.3511 | FEC
FI | TYNDP2026 | NT | 2030 | TWh | 436 | Sub_sector | Agriculture | Total | Agriculture | Energetic | agriculture_final_demand_other_energetic | Others | EU | Energy demand | 0 | FEC
FI | TYNDP2026 | NT | 2030 | TWh | 437 | Sub_sector | Agriculture | Total | Agriculture | Energetic | agriculture_final_demand_ammonia_energetic | Ammonia | EU | Energy demand | 0 | FEC
FI | TYNDP2026 | NT | 2030 | TWh | 447 | Sub_sector | Buildings | Surplus Energy | Buildings | Energetic | GAP | Electricity | EU | Energy demand | 0 | FEC
FI | TYNDP2026 | NT | 2030 | TWh | 448 | Sub_sector | Buildings | Surplus Energy | Buildings | Energetic | GAP | Hydrogen | EU | Energy demand | 0 | FEC
FI | TYNDP2026 | NT | 2030 | TWh | 449 | Sub_sector | Buildings | Surplus Energy | Buildings | Energetic | GAP | Methane | EU | Energy demand | 0 | FEC
FI | TYNDP2026 | NT | 2030 | TWh | 450 | Sub_sector | Buildings | Surplus Energy | Buildings | Energetic | GAP | Heat | EU | Energy demand | 0 | FEC
FI | TYNDP2026 | NT | 2030 | TWh | 451 | Sub_sector | Buildings | Surplus Energy | Buildings | Energetic | GAP | Biomass | EU | Energy demand | 0.095809 | FEC
FI | TYNDP2026 | NT | 2030 | TWh | 452 | Sub_sector | Buildings | Surplus Energy | Buildings | Energetic | GAP | Solids | EU | Energy demand | 0 | FEC
FI | TYNDP2026 | NT | 2030 | TWh | 453 | Sub_sector | Buildings | Surplus Energy | Buildings | Energetic | GAP | Liquids | EU | Energy demand | 0.1999 | FEC
FI | TYNDP2026 | NT | 2030 | TWh | 454 | Sub_sector | Buildings | Surplus Energy | Buildings | Energetic | GAP | Others | EU | Energy demand | 0 | FEC
FI | TYNDP2026 | NT | 2030 | TWh | 455 | Sub_sector | Buildings | Surplus Energy | Buildings | Energetic | GAP | Ammonia | EU | Energy demand | 0 | FEC
FI | TYNDP2026 | NT | 2030 | TWh | 456 | Sub_sector | Households | Surplus Energy | Households | Energetic | GAP | Electricity | EU | Energy demand | 0 | FEC
FI | TYNDP2026 | NT | 2030 | TWh | 457 | Sub_sector | Households | Surplus Energy | Households | Energetic | GAP | Hydrogen | EU | Energy demand | 0 | FEC
FI | TYNDP2026 | NT | 2030 | TWh | 458 | Sub_sector | Households | Surplus Energy | Households | Energetic | GAP | Methane | EU | Energy demand | 0 | FEC
FI | TYNDP2026 | NT | 2030 | TWh | 459 | Sub_sector | Households | Surplus Energy | Households | Energetic | GAP | Heat | EU | Energy demand | 0 | FEC
FI | TYNDP2026 | NT | 2030 | TWh | 460 | Sub_sector | Households | Surplus Energy | Households | Energetic | GAP | Biomass | EU | Energy demand | 0 | FEC
FI | TYNDP2026 | NT | 2030 | TWh | 461 | Sub_sector | Households | Surplus Energy | Households | Energetic | GAP | Solids | EU | Energy demand | 0 | FEC
FI | TYNDP2026 | NT | 2030 | TWh | 462 | Sub_sector | Households | Surplus Energy | Households | Energetic | GAP | Liquids | EU | Energy demand | 0 | FEC
FI | TYNDP2026 | NT | 2030 | TWh | 463 | Sub_sector | Households | Surplus Energy | Households | Energetic | GAP | Others | EU | Energy demand | 0 | FEC
FI | TYNDP2026 | NT | 2030 | TWh | 464 | Sub_sector | Households | Surplus Energy | Households | Energetic | GAP | Ammonia | EU | Energy demand | 0 | FEC
FI | TYNDP2026 | NT | 2035 | TWh | 102 | Sub_sector | Industry | Aluminium | Industry (aluminium) | Energetic | industry_aluminium_demand_electricity_energetic | Electricity | EU | Energy demand | 0 | FEC
FI | TYNDP2026 | NT | 2035 | TWh | 103 | Sub_sector | Industry | Aluminium | Industry (aluminium) | Energetic | industry_aluminium_demand_hydrogen_energetic | Hydrogen | EU | Energy demand | 0 | FEC
FI | TYNDP2026 | NT | 2035 | TWh | 104 | Sub_sector | Industry | Aluminium | Industry (aluminium) | Energetic | industry_aluminium_demand_methane_energetic | Methane | EU | Energy demand | 0 | FEC
FI | TYNDP2026 | NT | 2035 | TWh | 105 | Sub_sector | Industry | Aluminium | Industry (aluminium) | Energetic | industry_aluminium_demand_heat_energetic | Heat | EU | Energy demand | 0 | FEC
FI | TYNDP2026 | NT | 2035 | TWh | 106 | Sub_sector | Industry | Aluminium | Industry (aluminium) | Energetic | industry_aluminium_demand_biomass_energetic | Biomass | EU | Energy demand | 0 | FEC
FI | TYNDP2026 | NT | 2035 | TWh | 107 | Sub_sector | Industry | Aluminium | Industry (aluminium) | Energetic | industry_aluminium_demand_coal_energetic | Solids | EU | Energy demand | 0 | FEC
FI | TYNDP2026 | NT | 2035 | TWh | 108 | Sub_sector | Industry | Aluminium | Industry (aluminium) | Energetic | industry_aluminium_demand_oil_energetic | Liquids | EU | Energy demand | 0 | FEC
FI | TYNDP2026 | NT | 2035 | TWh | 109 | Sub_sector | Industry | Aluminium | Industry (aluminium) | Energetic | industry_aluminium_demand_others_energetic | Others | EU | Energy demand | 0 | FEC
FI | TYNDP2026 | NT | 2035 | TWh | 110 | Sub_sector | Industry | Aluminium | Industry (aluminium) | Energetic | industry_ammonia_demand_others_energetic | Ammonia | EU | Energy demand | 0 | FEC
FI | TYNDP2026 | NT | 2035 | TWh | 112 | Sub_sector | Industry | Chemicals | Industry (chemicals, energetic) | Energetic | industry_chemical_demand_electricity_energetic | Electricity | EU | Energy demand | 4.736 | FEC
FI | TYNDP2026 | NT | 2035 | TWh | 113 | Sub_sector | Industry | Chemicals | Industry (chemicals, energetic) | Energetic | industry_chemical_demand_hydrogen_energetic | Hydrogen | EU | Energy demand | 0 | FEC
FI | TYNDP2026 | NT | 2035 | TWh | 114 | Sub_sector | Industry | Chemicals | Industry (chemicals, energetic) | Energetic | industry_chemical_demand_methane_energetic | Methane | EU | Energy demand | 0.48055 | FEC
FI | TYNDP2026 | NT | 2035 | TWh | 115 | Sub_sector | Industry | Chemicals | Industry (chemicals, energetic) | Energetic | industry_chemical_demand_heat_energetic | Heat | EU | Energy demand | 3.0461 | FEC
FI | TYNDP2026 | NT | 2035 | TWh | 116 | Sub_sector | Industry | Chemicals | Industry (chemicals, energetic) | Energetic | industry_chemical_demand_biomass_energetic | Biomass | EU | Energy demand | 0.058333 | FEC
FI | TYNDP2026 | NT | 2035 | TWh | 117 | Sub_sector | Industry | Chemicals | Industry (chemicals, energetic) | Energetic | industry_chemical_demand_coal_energetic | Solids | EU | Energy demand | 0 | FEC
FI | TYNDP2026 | NT | 2035 | TWh | 118 | Sub_sector | Industry | Chemicals | Industry (chemicals, energetic) | Energetic | industry_chemical_demand_oil_energetic | Liquids | EU | Energy demand | 3.0184 | FEC
FI | TYNDP2026 | NT | 2035 | TWh | 119 | Sub_sector | Industry | Chemicals | Industry (chemicals, energetic) | Energetic | industry_chemical_demand_others_energetic | Others | EU | Energy demand | 0 | FEC
FI | TYNDP2026 | NT | 2035 | TWh | 120 | Sub_sector | Industry | Chemicals | Industry (chemicals, energetic) | Energetic | industry_chemical_demand_ammonia_energetic | Ammonia | EU | Energy demand | 0 | FEC
FI | TYNDP2026 | NT | 2035 | TWh | 122 | Sub_sector | Industry | Chemicals | Industry (chemicals, non-energetic) | Non-energetic | industry_chemical_demand_electricity_non_energetic | Electricity | EU | Energy demand | 0 | not_included_in_FEC
FI | TYNDP2026 | NT | 2035 | TWh | 123 | Sub_sector | Industry | Chemicals | Industry (chemicals, non-energetic) | Non-energetic | industry_chemical_demand_hydrogen_non_energetic | Hydrogen | EU | Energy demand | 0 | not_included_in_FEC
FI | TYNDP2026 | NT | 2035 | TWh | 124 | Sub_sector | Industry | Chemicals | Industry (chemicals, non-energetic) | Non-energetic | industry_chemical_demand_methane_non_energetic | Methane | EU | Energy demand | 0.20077 | not_included_in_FEC
FI | TYNDP2026 | NT | 2035 | TWh | 125 | Sub_sector | Industry | Chemicals | Industry (chemicals, non-energetic) | Non-energetic | industry_chemical_demand_heat_non_energetic | Heat | EU | Energy demand | 0 | not_included_in_FEC
FI | TYNDP2026 | NT | 2035 | TWh | 126 | Sub_sector | Industry | Chemicals | Industry (chemicals, non-energetic) | Non-energetic | industry_chemical_demand_biomass_non_energetic | Biomass | EU | Energy demand | 0 | not_included_in_FEC
FI | TYNDP2026 | NT | 2035 | TWh | 127 | Sub_sector | Industry | Chemicals | Industry (chemicals, non-energetic) | Non-energetic | industry_chemical_demand_coal_non_energetic | Solids | EU | Energy demand | 0 | not_included_in_FEC
FI | TYNDP2026 | NT | 2035 | TWh | 128 | Sub_sector | Industry | Chemicals | Industry (chemicals, non-energetic) | Non-energetic | industry_chemical_demand_oil_non_energetic | Liquids | EU | Energy demand | 12.6463 | not_included_in_FEC
FI | TYNDP2026 | NT | 2035 | TWh | 129 | Sub_sector | Industry | Chemicals | Industry (chemicals, non-energetic) | Non-energetic | industry_chemical_demand_others_non_energetic | Others | EU | Energy demand | 0 | not_included_in_FEC
FI | TYNDP2026 | NT | 2035 | TWh | 130 | Sub_sector | Industry | Chemicals | Industry (chemicals, non-energetic) | Non-energetic | industry_chemical_demand_ammonia_non_energetic | Ammonia | EU | Energy demand | 0 | not_included_in_FEC
FI | TYNDP2026 | NT | 2035 | TWh | 132 | Sub_sector | Industry | Fertilizers | Industry (fertilizers, energetic) | Energetic | industry_fertilizers_demand_electricity_energetic | Electricity | EU | Energy demand | 0 | FEC
FI | TYNDP2026 | NT | 2035 | TWh | 133 | Sub_sector | Industry | Fertilizers | Industry (fertilizers, energetic) | Energetic | industry_fertilizers_demand_hydrogen_energetic | Hydrogen | EU | Energy demand | 0 | FEC
FI | TYNDP2026 | NT | 2035 | TWh | 134 | Sub_sector | Industry | Fertilizers | Industry (fertilizers, energetic) | Energetic | industry_fertilizers_demand_methane_energetic | Methane | EU | Energy demand | 0 | FEC
FI | TYNDP2026 | NT | 2035 | TWh | 135 | Sub_sector | Industry | Fertilizers | Industry (fertilizers, energetic) | Energetic | industry_fertilizers_demand_heat_energetic | Heat | EU | Energy demand | 0 | FEC
FI | TYNDP2026 | NT | 2035 | TWh | 136 | Sub_sector | Industry | Fertilizers | Industry (fertilizers, energetic) | Energetic | industry_fertilizers_demand_biomass_energetic | Biomass | EU | Energy demand | 0 | FEC
FI | TYNDP2026 | NT | 2035 | TWh | 137 | Sub_sector | Industry | Fertilizers | Industry (fertilizers, energetic) | Energetic | industry_fertilizers_demand_coal_energetic | Solids | EU | Energy demand | 0 | FEC
FI | TYNDP2026 | NT | 2035 | TWh | 138 | Sub_sector | Industry | Fertilizers | Industry (fertilizers, energetic) | Energetic | industry_fertilizers_demand_oil_energetic | Liquids | EU | Energy demand | 0 | FEC
FI | TYNDP2026 | NT | 2035 | TWh | 139 | Sub_sector | Industry | Fertilizers | Industry (fertilizers, energetic) | Energetic | industry_fertilizers_demand_others_energetic | Others | EU | Energy demand | 0 | FEC
FI | TYNDP2026 | NT | 2035 | TWh | 140 | Sub_sector | Industry | Fertilizers | Industry (fertilizers, energetic) | Energetic | industry_fertilizers_demand_ammonia_energetic | Ammonia | EU | Energy demand | 0 | FEC
FI | TYNDP2026 | NT | 2035 | TWh | 142 | Sub_sector | Industry | Fertilizers | Industry (fertilizers, non-energetic) | Non-energetic | industry_fertilizers_demand_electricity_non_energetic | Electricity | EU | Energy demand | 0 | not_included_in_FEC
FI | TYNDP2026 | NT | 2035 | TWh | 143 | Sub_sector | Industry | Fertilizers | Industry (fertilizers, non-energetic) | Non-energetic | industry_fertilizers_demand_hydrogen_non_energetic | Hydrogen | EU | Energy demand | 0 | not_included_in_FEC
FI | TYNDP2026 | NT | 2035 | TWh | 144 | Sub_sector | Industry | Fertilizers | Industry (fertilizers, non-energetic) | Non-energetic | industry_fertilizers_demand_methane_non_energetic | Methane | EU | Energy demand | 0 | not_included_in_FEC
FI | TYNDP2026 | NT | 2035 | TWh | 145 | Sub_sector | Industry | Fertilizers | Industry (fertilizers, non-energetic) | Non-energetic | industry_fertilizers_demand_heat_non_energetic | Heat | EU | Energy demand | 0 | not_included_in_FEC
FI | TYNDP2026 | NT | 2035 | TWh | 146 | Sub_sector | Industry | Fertilizers | Industry (fertilizers, non-energetic) | Non-energetic | industry_fertilizers_demand_biomass_non_energetic | Biomass | EU | Energy demand | 0 | not_included_in_FEC
FI | TYNDP2026 | NT | 2035 | TWh | 147 | Sub_sector | Industry | Fertilizers | Industry (fertilizers, non-energetic) | Non-energetic | industry_fertilizers_demand_coal_non_energetic | Solids | EU | Energy demand | 0 | not_included_in_FEC
FI | TYNDP2026 | NT | 2035 | TWh | 148 | Sub_sector | Industry | Fertilizers | Industry (fertilizers, non-energetic) | Non-energetic | industry_fertilizers_demand_oil_non_energetic | Liquids | EU | Energy demand | 0 | not_included_in_FEC
FI | TYNDP2026 | NT | 2035 | TWh | 149 | Sub_sector | Industry | Fertilizers | Industry (fertilizers, non-energetic) | Non-energetic | industry_fertilizers_demand_others_non_energetic | Others | EU | Energy demand | 0 | not_included_in_FEC
FI | TYNDP2026 | NT | 2035 | TWh | 150 | Sub_sector | Industry | Fertilizers | Industry (fertilizers, non-energetic) | Non-energetic | industry_fertilizers_demand_ammonia_non_energetic | Ammonia | EU | Energy demand | 4.75 | not_included_in_FEC
FI | TYNDP2026 | NT | 2035 | TWh | 152 | Sub_sector | Industry | Food | Industry (food) | Energetic | industry_food_demand_electricity_energetic | Electricity | EU | Energy demand | 2.4871 | FEC
FI | TYNDP2026 | NT | 2035 | TWh | 153 | Sub_sector | Industry | Food | Industry (food) | Energetic | industry_food_demand_hydrogen_energetic | Hydrogen | EU | Energy demand | 0 | FEC
FI | TYNDP2026 | NT | 2035 | TWh | 154 | Sub_sector | Industry | Food | Industry (food) | Energetic | industry_food_demand_methane_energetic | Methane | EU | Energy demand | 0.0734 | FEC
FI | TYNDP2026 | NT | 2035 | TWh | 155 | Sub_sector | Industry | Food | Industry (food) | Energetic | industry_food_demand_heat_energetic | Heat | EU | Energy demand | 1.9157 | FEC
FI | TYNDP2026 | NT | 2035 | TWh | 156 | Sub_sector | Industry | Food | Industry (food) | Energetic | industry_food_demand_biomass_energetic | Biomass | EU | Energy demand | 0.16515 | FEC
FI | TYNDP2026 | NT | 2035 | TWh | 157 | Sub_sector | Industry | Food | Industry (food) | Energetic | industry_food_demand_coal_energetic | Solids | EU | Energy demand | 0 | FEC
FI | TYNDP2026 | NT | 2035 | TWh | 158 | Sub_sector | Industry | Food | Industry (food) | Energetic | industry_food_demand_oil_energetic | Liquids | EU | Energy demand | 0 | FEC
FI | TYNDP2026 | NT | 2035 | TWh | 159 | Sub_sector | Industry | Food | Industry (food) | Energetic | industry_food_demand_others_energetic | Others | EU | Energy demand | 0 | FEC
FI | TYNDP2026 | NT | 2035 | TWh | 160 | Sub_sector | Industry | Food | Industry (food) | Energetic | industry_food_demand_ammonia_energetic | Ammonia | EU | Energy demand | 0 | FEC
FI | TYNDP2026 | NT | 2035 | TWh | 162 | Sub_sector | Industry | Metals | Industry (metal) | Energetic | industry_metal_demand_electricity_energetic | Electricity | EU | Energy demand | 2.352 | FEC
FI | TYNDP2026 | NT | 2035 | TWh | 163 | Sub_sector | Industry | Metals | Industry (metal) | Energetic | industry_metal_demand_hydrogen_energetic | Hydrogen | EU | Energy demand | 0 | FEC
FI | TYNDP2026 | NT | 2035 | TWh | 164 | Sub_sector | Industry | Metals | Industry (metal) | Energetic | industry_metal_demand_methane_energetic | Methane | EU | Energy demand | 0.016202 | FEC
FI | TYNDP2026 | NT | 2035 | TWh | 165 | Sub_sector | Industry | Metals | Industry (metal) | Energetic | industry_metal_demand_heat_energetic | Heat | EU | Energy demand | 0.65033 | FEC
FI | TYNDP2026 | NT | 2035 | TWh | 166 | Sub_sector | Industry | Metals | Industry (metal) | Energetic | industry_metal_demand_biomass_energetic | Biomass | EU | Energy demand | 0 | FEC
FI | TYNDP2026 | NT | 2035 | TWh | 167 | Sub_sector | Industry | Metals | Industry (metal) | Energetic | industry_metal_demand_coal_energetic | Solids | EU | Energy demand | 0.0024857 | FEC
FI | TYNDP2026 | NT | 2035 | TWh | 168 | Sub_sector | Industry | Metals | Industry (metal) | Energetic | industry_metal_demand_oil_energetic | Liquids | EU | Energy demand | 0.375 | FEC
FI | TYNDP2026 | NT | 2035 | TWh | 169 | Sub_sector | Industry | Metals | Industry (metal) | Energetic | industry_metal_demand_others_energetic | Others | EU | Energy demand | 0 | FEC
FI | TYNDP2026 | NT | 2035 | TWh | 170 | Sub_sector | Industry | Metals | Industry (metal) | Energetic | industry_metal_demand_ammonia_energetic | Ammonia | EU | Energy demand | 0 | FEC
FI | TYNDP2026 | NT | 2035 | TWh | 172 | Sub_sector | Industry | Others | Industry (other, energetic) | Energetic | industry_other_demand_electricity_energetic | Electricity | EU | Energy demand | 12.7591 | FEC
FI | TYNDP2026 | NT | 2035 | TWh | 173 | Sub_sector | Industry | Others | Industry (other, energetic) | Energetic | industry_other_demand_hydrogen_energetic | Hydrogen | EU | Energy demand | 1.9139 | FEC
FI | TYNDP2026 | NT | 2035 | TWh | 174 | Sub_sector | Industry | Others | Industry (other, energetic) | Energetic | industry_other_demand_methane_energetic | Methane | EU | Energy demand | 0.39333 | FEC
FI | TYNDP2026 | NT | 2035 | TWh | 175 | Sub_sector | Industry | Others | Industry (other, energetic) | Energetic | industry_other_demand_heat_energetic | Heat | EU | Energy demand | 5.1036 | FEC
FI | TYNDP2026 | NT | 2035 | TWh | 176 | Sub_sector | Industry | Others | Industry (other, energetic) | Energetic | industry_other_demand_biomass_energetic | Biomass | EU | Energy demand | 2.065 | FEC
FI | TYNDP2026 | NT | 2035 | TWh | 177 | Sub_sector | Industry | Others | Industry (other, energetic) | Energetic | industry_other_demand_coal_energetic | Solids | EU | Energy demand | 0.21241 | FEC
FI | TYNDP2026 | NT | 2035 | TWh | 178 | Sub_sector | Industry | Others | Industry (other, energetic) | Energetic | industry_other_demand_oil_energetic | Liquids | EU | Energy demand | 3.0709 | FEC
FI | TYNDP2026 | NT | 2035 | TWh | 179 | Sub_sector | Industry | Others | Industry (other, energetic) | Energetic | industry_other_demand_others_energetic | Others | EU | Energy demand | 0 | FEC
FI | TYNDP2026 | NT | 2035 | TWh | 180 | Sub_sector | Industry | Others | Industry (other, energetic) | Energetic | industry_other_demand_ammonia_energetic | Ammonia | EU | Energy demand | 0 | FEC
FI | TYNDP2026 | NT | 2035 | TWh | 182 | Sub_sector | Industry | Others | Industry (other, non-energetic) | Non-energetic | industry_other_demand_electricity_non_energetic | Electricity | EU | Energy demand | 0 | not_included_in_FEC
FI | TYNDP2026 | NT | 2035 | TWh | 183 | Sub_sector | Industry | Others | Industry (other, non-energetic) | Non-energetic | industry_other_demand_hydrogen_non_energetic | Hydrogen | EU | Energy demand | 4.8361 | not_included_in_FEC
FI | TYNDP2026 | NT | 2035 | TWh | 184 | Sub_sector | Industry | Others | Industry (other, non-energetic) | Non-energetic | industry_other_demand_methane_non_energetic | Methane | EU | Energy demand | 0 | not_included_in_FEC
FI | TYNDP2026 | NT | 2035 | TWh | 185 | Sub_sector | Industry | Others | Industry (other, non-energetic) | Non-energetic | industry_other_demand_heat_non_energetic | Heat | EU | Energy demand | 0 | not_included_in_FEC
FI | TYNDP2026 | NT | 2035 | TWh | 186 | Sub_sector | Industry | Others | Industry (other, non-energetic) | Non-energetic | industry_other_demand_biomass_non_energetic | Biomass | EU | Energy demand | 0 | not_included_in_FEC
FI | TYNDP2026 | NT | 2035 | TWh | 187 | Sub_sector | Industry | Others | Industry (other, non-energetic) | Non-energetic | industry_other_demand_coal_non_energetic | Solids | EU | Energy demand | 0 | not_included_in_FEC
FI | TYNDP2026 | NT | 2035 | TWh | 188 | Sub_sector | Industry | Others | Industry (other, non-energetic) | Non-energetic | industry_other_demand_oil_non_energetic | Liquids | EU | Energy demand | 2.6084 | not_included_in_FEC
FI | TYNDP2026 | NT | 2035 | TWh | 189 | Sub_sector | Industry | Others | Industry (other, non-energetic) | Non-energetic | industry_other_demand_others_non_energetic | Others | EU | Energy demand | 0 | not_included_in_FEC
FI | TYNDP2026 | NT | 2035 | TWh | 190 | Sub_sector | Industry | Others | Industry (other, non-energetic) | Non-energetic | industry_other_demand_ammonia_non_energetic | Ammonia | EU | Energy demand | 0 | not_included_in_FEC
FI | TYNDP2026 | NT | 2035 | TWh | 192 | Sub_sector | Industry | Paper | Industry (paper) | Energetic | industry_paper_demand_electricity_energetic | Electricity | EU | Energy demand | 22.2374 | FEC
FI | TYNDP2026 | NT | 2035 | TWh | 193 | Sub_sector | Industry | Paper | Industry (paper) | Energetic | industry_paper_demand_hydrogen_energetic | Hydrogen | EU | Energy demand | 0 | FEC
FI | TYNDP2026 | NT | 2035 | TWh | 194 | Sub_sector | Industry | Paper | Industry (paper) | Energetic | industry_paper_demand_methane_energetic | Methane | EU | Energy demand | 0 | FEC
FI | TYNDP2026 | NT | 2035 | TWh | 195 | Sub_sector | Industry | Paper | Industry (paper) | Energetic | industry_paper_demand_heat_energetic | Heat | EU | Energy demand | 2.9935 | FEC
FI | TYNDP2026 | NT | 2035 | TWh | 196 | Sub_sector | Industry | Paper | Industry (paper) | Energetic | industry_paper_demand_biomass_energetic | Biomass | EU | Energy demand | 32.741 | FEC
FI | TYNDP2026 | NT | 2035 | TWh | 197 | Sub_sector | Industry | Paper | Industry (paper) | Energetic | industry_paper_demand_coal_energetic | Solids | EU | Energy demand | 0 | FEC
FI | TYNDP2026 | NT | 2035 | TWh | 198 | Sub_sector | Industry | Paper | Industry (paper) | Energetic | industry_paper_demand_oil_energetic | Liquids | EU | Energy demand | 0 | FEC
FI | TYNDP2026 | NT | 2035 | TWh | 199 | Sub_sector | Industry | Paper | Industry (paper) | Energetic | industry_paper_demand_others_energetic | Others | EU | Energy demand | 0 | FEC
FI | TYNDP2026 | NT | 2035 | TWh | 200 | Sub_sector | Industry | Paper | Industry (paper) | Energetic | industry_paper_demand_ammonia_energetic | Ammonia | EU | Energy demand | 0 | FEC
FI | TYNDP2026 | NT | 2035 | TWh | 202 | Sub_sector | Industry | Refineries | Industry (refineries, energetic) | Energetic | industry_refinery_demand_electricity_energetic | Electricity | EU | Energy demand | 1.33 | not_included_in_FEC
FI | TYNDP2026 | NT | 2035 | TWh | 203 | Sub_sector | Industry | Refineries | Industry (refineries, energetic) | Energetic | industry_refinery_demand_hydrogen_energetic | Hydrogen | EU | Energy demand | 0 | not_included_in_FEC
FI | TYNDP2026 | NT | 2035 | TWh | 204 | Sub_sector | Industry | Refineries | Industry (refineries, energetic) | Energetic | industry_refinery_demand_methane_energetic | Methane | EU | Energy demand | 1.4842 | not_included_in_FEC
FI | TYNDP2026 | NT | 2035 | TWh | 205 | Sub_sector | Industry | Refineries | Industry (refineries, energetic) | Energetic | industry_refinery_demand_heat_energetic | Heat | EU | Energy demand | 2.6715 | not_included_in_FEC
FI | TYNDP2026 | NT | 2035 | TWh | 206 | Sub_sector | Industry | Refineries | Industry (refineries, energetic) | Energetic | industry_refinery_demand_biomass_energetic | Biomass | EU | Energy demand | 0 | not_included_in_FEC
FI | TYNDP2026 | NT | 2035 | TWh | 207 | Sub_sector | Industry | Refineries | Industry (refineries, energetic) | Energetic | industry_refinery_demand_coal_energetic | Solids | EU | Energy demand | 0 | not_included_in_FEC
FI | TYNDP2026 | NT | 2035 | TWh | 208 | Sub_sector | Industry | Refineries | Industry (refineries, energetic) | Energetic | industry_refinery_demand_oil_energetic | Liquids | EU | Energy demand | 5.9009 | not_included_in_FEC
FI | TYNDP2026 | NT | 2035 | TWh | 209 | Sub_sector | Industry | Refineries | Industry (refineries, energetic) | Energetic | industry_refinery_demand_others_energetic | Others | EU | Energy demand | 0 | not_included_in_FEC
FI | TYNDP2026 | NT | 2035 | TWh | 210 | Sub_sector | Industry | Refineries | Industry (refineries, energetic) | Energetic | industry_refinery_demand_ammonia_energetic | Ammonia | EU | Energy demand | 0 | not_included_in_FEC
FI | TYNDP2026 | NT | 2035 | TWh | 212 | Sub_sector | Industry | Refineries | Industry (refineries, non-energetic) | Non-energetic | industry_refinery_demand_electricity_non_energetic | Electricity | EU | Energy demand | 0 | not_included_in_FEC
FI | TYNDP2026 | NT | 2035 | TWh | 213 | Sub_sector | Industry | Refineries | Industry (refineries, non-energetic) | Non-energetic | industry_refinery_demand_hydrogen_non_energetic | Hydrogen | EU | Energy demand | 0 | not_included_in_FEC
FI | TYNDP2026 | NT | 2035 | TWh | 214 | Sub_sector | Industry | Refineries | Industry (refineries, non-energetic) | Non-energetic | industry_refinery_demand_methane_non_energetic | Methane | EU | Energy demand | 0 | not_included_in_FEC
FI | TYNDP2026 | NT | 2035 | TWh | 215 | Sub_sector | Industry | Refineries | Industry (refineries, non-energetic) | Non-energetic | industry_refinery_demand_heat_non_energetic | Heat | EU | Energy demand | 0 | not_included_in_FEC
FI | TYNDP2026 | NT | 2035 | TWh | 216 | Sub_sector | Industry | Refineries | Industry (refineries, non-energetic) | Non-energetic | industry_refinery_demand_biomass_non_energetic | Biomass | EU | Energy demand | 0 | not_included_in_FEC
FI | TYNDP2026 | NT | 2035 | TWh | 217 | Sub_sector | Industry | Refineries | Industry (refineries, non-energetic) | Non-energetic | industry_refinery_demand_coal_non_energetic | Solids | EU | Energy demand | 0 | not_included_in_FEC
FI | TYNDP2026 | NT | 2035 | TWh | 218 | Sub_sector | Industry | Refineries | Industry (refineries, non-energetic) | Non-energetic | industry_refinery_demand_oil_non_energetic | Liquids | EU | Energy demand | 0 | not_included_in_FEC
FI | TYNDP2026 | NT | 2035 | TWh | 219 | Sub_sector | Industry | Refineries | Industry (refineries, non-energetic) | Non-energetic | industry_refinery_demand_others_non_energetic | Others | EU | Energy demand | 0 | not_included_in_FEC
FI | TYNDP2026 | NT | 2035 | TWh | 220 | Sub_sector | Industry | Refineries | Industry (refineries, non-energetic) | Non-energetic | industry_refinery_demand_ammonia_non_energetic | Ammonia | EU | Energy demand | 0 | not_included_in_FEC
FI | TYNDP2026 | NT | 2035 | TWh | 222 | Sub_sector | Industry | Steel | Industry (steel) | Energetic | industry_steel_demand_electricity_energetic | Electricity | EU | Energy demand | 7.5138 | FEC
FI | TYNDP2026 | NT | 2035 | TWh | 223 | Sub_sector | Industry | Steel | Industry (steel) | Energetic | industry_steel_demand_hydrogen_energetic | Hydrogen | EU | Energy demand | 5.3706 | FEC
FI | TYNDP2026 | NT | 2035 | TWh | 224 | Sub_sector | Industry | Steel | Industry (steel) | Energetic | industry_steel_demand_methane_energetic | Methane | EU | Energy demand | 3.1522 | FEC
FI | TYNDP2026 | NT | 2035 | TWh | 225 | Sub_sector | Industry | Steel | Industry (steel) | Energetic | industry_steel_demand_heat_energetic | Heat | EU | Energy demand | 1.0514 | FEC
FI | TYNDP2026 | NT | 2035 | TWh | 226 | Sub_sector | Industry | Steel | Industry (steel) | Energetic | industry_steel_demand_biomass_energetic | Biomass | EU | Energy demand | 0 | FEC
FI | TYNDP2026 | NT | 2035 | TWh | 227 | Sub_sector | Industry | Steel | Industry (steel) | Energetic | industry_steel_demand_coal_energetic | Solids | EU | Energy demand | 4.2063 | FEC
FI | TYNDP2026 | NT | 2035 | TWh | 228 | Sub_sector | Industry | Steel | Industry (steel) | Energetic | industry_steel_demand_oil_energetic | Liquids | EU | Energy demand | 0.18095 | FEC
FI | TYNDP2026 | NT | 2035 | TWh | 229 | Sub_sector | Industry | Steel | Industry (steel) | Energetic | industry_steel_demand_others_energetic | Others | EU | Energy demand | 0 | FEC
FI | TYNDP2026 | NT | 2035 | TWh | 230 | Sub_sector | Industry | Steel | Industry (steel) | Energetic | industry_steel_demand_ammonia_energetic | Ammonia | EU | Energy demand | 0 | FEC
FI | TYNDP2026 | NT | 2035 | TWh | 232 | Sub_sector | Transport | Cars | Transport (cars) | Energetic | transport_cars_final_demand_electricity | Electricity | EU | Energy demand | 5.8585 | FEC
FI | TYNDP2026 | NT | 2035 | TWh | 233 | Sub_sector | Transport | Cars | Transport (cars) | Energetic | transport_cars_final_demand_hydrogen | Hydrogen | EU | Energy demand | 0 | FEC
FI | TYNDP2026 | NT | 2035 | TWh | 234 | Sub_sector | Transport | Cars | Transport (cars) | Energetic | transport_cars_final_demand_methane | Methane | EU | Energy demand | 0.95694 | FEC
FI | TYNDP2026 | NT | 2035 | TWh | 235 | Sub_sector | Transport | Cars | Transport (cars) | Energetic | transport_cars_final_demand_heat | Heat | EU | Energy demand | 0 | FEC
FI | TYNDP2026 | NT | 2035 | TWh | 236 | Sub_sector | Transport | Cars | Transport (cars) | Energetic | transport_cars_final_demand_biomass | Biomass | EU | Energy demand | 0 | FEC
FI | TYNDP2026 | NT | 2035 | TWh | 237 | Sub_sector | Transport | Cars | Transport (cars) | Energetic | transport_cars_final_demand_coal | Solids | EU | Energy demand | 0 | FEC
FI | TYNDP2026 | NT | 2035 | TWh | 238 | Sub_sector | Transport | Cars | Transport (cars) | Energetic | transport_cars_final_demand_oil | Liquids | EU | Energy demand | 12.1142 | FEC
FI | TYNDP2026 | NT | 2035 | TWh | 239 | Sub_sector | Transport | Cars | Transport (cars) | Energetic | transport_cars_final_demand_other | Others | EU | Energy demand | 0 | FEC
FI | TYNDP2026 | NT | 2035 | TWh | 240 | Sub_sector | Transport | Cars | Transport (cars) | Energetic | transport_cars_final_demand_ammonia | Ammonia | EU | Energy demand | 0 | FEC
FI | TYNDP2026 | NT | 2035 | TWh | 242 | Sub_sector | Transport | Busses | Transport (busses) | Energetic | transport_busses_final_demand_electricity | Electricity | EU | Energy demand | 0.15384 | FEC
FI | TYNDP2026 | NT | 2035 | TWh | 243 | Sub_sector | Transport | Busses | Transport (busses) | Energetic | transport_busses_final_demand_hydrogen | Hydrogen | EU | Energy demand | 0.015388 | FEC
FI | TYNDP2026 | NT | 2035 | TWh | 244 | Sub_sector | Transport | Busses | Transport (busses) | Energetic | transport_busses_final_demand_methane | Methane | EU | Energy demand | 0.083024 | FEC
FI | TYNDP2026 | NT | 2035 | TWh | 245 | Sub_sector | Transport | Busses | Transport (busses) | Energetic | transport_busses_final_demand_heat | Heat | EU | Energy demand | 0 | FEC
FI | TYNDP2026 | NT | 2035 | TWh | 246 | Sub_sector | Transport | Busses | Transport (busses) | Energetic | transport_busses_final_demand_biomass | Biomass | EU | Energy demand | 0 | FEC
FI | TYNDP2026 | NT | 2035 | TWh | 247 | Sub_sector | Transport | Busses | Transport (busses) | Energetic | transport_busses_final_demand_coal | Solids | EU | Energy demand | 0 | FEC
FI | TYNDP2026 | NT | 2035 | TWh | 248 | Sub_sector | Transport | Busses | Transport (busses) | Energetic | transport_busses_final_demand_oil | Liquids | EU | Energy demand | 1.8415 | FEC
FI | TYNDP2026 | NT | 2035 | TWh | 249 | Sub_sector | Transport | Busses | Transport (busses) | Energetic | transport_busses_final_demand_other | Others | EU | Energy demand | 0 | FEC
FI | TYNDP2026 | NT | 2035 | TWh | 250 | Sub_sector | Transport | Busses | Transport (busses) | Energetic | transport_busses_final_demand_ammonia | Ammonia | EU | Energy demand | 0 | FEC
FI | TYNDP2026 | NT | 2035 | TWh | 252 | Sub_sector | Transport | Trucks | Transport (trucks) | Energetic | transport_trucks_final_demand_electricity | Electricity | EU | Energy demand | 0.51661 | FEC
FI | TYNDP2026 | NT | 2035 | TWh | 253 | Sub_sector | Transport | Trucks | Transport (trucks) | Energetic | transport_trucks_final_demand_hydrogen | Hydrogen | EU | Energy demand | 0.044866 | FEC
FI | TYNDP2026 | NT | 2035 | TWh | 254 | Sub_sector | Transport | Trucks | Transport (trucks) | Energetic | transport_trucks_final_demand_methane | Methane | EU | Energy demand | 0.24416 | FEC
FI | TYNDP2026 | NT | 2035 | TWh | 255 | Sub_sector | Transport | Trucks | Transport (trucks) | Energetic | transport_trucks_final_demand_heat | Heat | EU | Energy demand | 0 | FEC
FI | TYNDP2026 | NT | 2035 | TWh | 256 | Sub_sector | Transport | Trucks | Transport (trucks) | Energetic | transport_trucks_final_demand_biomass | Biomass | EU | Energy demand | 0 | FEC
FI | TYNDP2026 | NT | 2035 | TWh | 257 | Sub_sector | Transport | Trucks | Transport (trucks) | Energetic | transport_trucks_final_demand_coal | Solids | EU | Energy demand | 0 | FEC
FI | TYNDP2026 | NT | 2035 | TWh | 258 | Sub_sector | Transport | Trucks | Transport (trucks) | Energetic | transport_trucks_final_demand_oil | Liquids | EU | Energy demand | 4.8831 | FEC
FI | TYNDP2026 | NT | 2035 | TWh | 259 | Sub_sector | Transport | Trucks | Transport (trucks) | Energetic | transport_trucks_final_demand_other | Others | EU | Energy demand | 0 | FEC
FI | TYNDP2026 | NT | 2035 | TWh | 260 | Sub_sector | Transport | Trucks | Transport (trucks) | Energetic | transport_trucks_final_demand_ammonia | Ammonia | EU | Energy demand | 0 | FEC
FI | TYNDP2026 | NT | 2035 | TWh | 262 | Sub_sector | Transport | Vans | Transport (vans) | Energetic | transport_vans_final_demand_electricity | Electricity | EU | Energy demand | 0.27863 | FEC
FI | TYNDP2026 | NT | 2035 | TWh | 263 | Sub_sector | Transport | Vans | Transport (vans) | Energetic | transport_vans_final_demand_hydrogen | Hydrogen | EU | Energy demand | 0.10523 | FEC
FI | TYNDP2026 | NT | 2035 | TWh | 264 | Sub_sector | Transport | Vans | Transport (vans) | Energetic | transport_vans_final_demand_methane | Methane | EU | Energy demand | 0.00094006 | FEC
FI | TYNDP2026 | NT | 2035 | TWh | 265 | Sub_sector | Transport | Vans | Transport (vans) | Energetic | transport_vans_final_demand_heat | Heat | EU | Energy demand | 0 | FEC
FI | TYNDP2026 | NT | 2035 | TWh | 266 | Sub_sector | Transport | Vans | Transport (vans) | Energetic | transport_vans_final_demand_biomass | Biomass | EU | Energy demand | 0 | FEC
FI | TYNDP2026 | NT | 2035 | TWh | 267 | Sub_sector | Transport | Vans | Transport (vans) | Energetic | transport_vans_final_demand_coal | Solids | EU | Energy demand | 0 | FEC
FI | TYNDP2026 | NT | 2035 | TWh | 268 | Sub_sector | Transport | Vans | Transport (vans) | Energetic | transport_vans_final_demand_oil | Liquids | EU | Energy demand | 2.2307 | FEC
FI | TYNDP2026 | NT | 2035 | TWh | 269 | Sub_sector | Transport | Vans | Transport (vans) | Energetic | transport_vans_final_demand_other | Others | EU | Energy demand | 0 | FEC
FI | TYNDP2026 | NT | 2035 | TWh | 270 | Sub_sector | Transport | Vans | Transport (vans) | Energetic | transport_vans_final_demand_ammonia | Ammonia | EU | Energy demand | 0 | FEC
FI | TYNDP2026 | NT | 2035 | TWh | 272 | Sub_sector | Transport | Freight trains | Transport (trains) | Energetic | transport_trains_final_demand_electricity | Electricity | EU | Energy demand | 0.79074 | FEC
FI | TYNDP2026 | NT | 2035 | TWh | 273 | Sub_sector | Transport | Freight trains | Transport (trains) | Energetic | transport_trains_final_demand_hydrogen | Hydrogen | EU | Energy demand | 0 | FEC
FI | TYNDP2026 | NT | 2035 | TWh | 274 | Sub_sector | Transport | Freight trains | Transport (trains) | Energetic | transport_trains_final_demand_methane | Methane | EU | Energy demand | 0 | FEC
FI | TYNDP2026 | NT | 2035 | TWh | 275 | Sub_sector | Transport | Freight trains | Transport (trains) | Energetic | transport_trains_final_demand_heat | Heat | EU | Energy demand | 0 | FEC
FI | TYNDP2026 | NT | 2035 | TWh | 276 | Sub_sector | Transport | Freight trains | Transport (trains) | Energetic | transport_trains_final_demand_biomass | Biomass | EU | Energy demand | 0 | FEC
FI | TYNDP2026 | NT | 2035 | TWh | 277 | Sub_sector | Transport | Freight trains | Transport (trains) | Energetic | transport_trains_final_demand_coal | Solids | EU | Energy demand | 0 | FEC
FI | TYNDP2026 | NT | 2035 | TWh | 278 | Sub_sector | Transport | Freight trains | Transport (trains) | Energetic | transport_trains_final_demand_oil | Liquids | EU | Energy demand | 0.21311 | FEC
FI | TYNDP2026 | NT | 2035 | TWh | 279 | Sub_sector | Transport | Freight trains | Transport (trains) | Energetic | transport_trains_final_demand_other | Others | EU | Energy demand | 0 | FEC
FI | TYNDP2026 | NT | 2035 | TWh | 280 | Sub_sector | Transport | Freight trains | Transport (trains) | Energetic | transport_trains_final_demand_ammonia | Ammonia | EU | Energy demand | 0 | FEC
FI | TYNDP2026 | NT | 2035 | TWh | 282 | Sub_sector | Transport | Ships | Transport (ships) | Energetic | transport_ships_final_demand_electricity | Electricity | EU | Energy demand | 0 | FEC
FI | TYNDP2026 | NT | 2035 | TWh | 283 | Sub_sector | Transport | Ships | Transport (ships) | Energetic | transport_ships_final_demand_hydrogen | Hydrogen | EU | Energy demand | 0 | FEC
FI | TYNDP2026 | NT | 2035 | TWh | 284 | Sub_sector | Transport | Ships | Transport (ships) | Energetic | transport_ships_final_demand_methane | Methane | EU | Energy demand | 0.033677 | FEC
FI | TYNDP2026 | NT | 2035 | TWh | 285 | Sub_sector | Transport | Ships | Transport (ships) | Energetic | transport_ships_final_demand_heat | Heat | EU | Energy demand | 0 | FEC
FI | TYNDP2026 | NT | 2035 | TWh | 286 | Sub_sector | Transport | Ships | Transport (ships) | Energetic | transport_ships_final_demand_biomass | Biomass | EU | Energy demand | 0 | FEC
FI | TYNDP2026 | NT | 2035 | TWh | 287 | Sub_sector | Transport | Ships | Transport (ships) | Energetic | transport_ships_final_demand_coal | Solids | EU | Energy demand | 0 | FEC
FI | TYNDP2026 | NT | 2035 | TWh | 288 | Sub_sector | Transport | Ships | Transport (ships) | Energetic | transport_ships_final_demand_oil | Liquids | EU | Energy demand | 1.2124 | FEC
FI | TYNDP2026 | NT | 2035 | TWh | 289 | Sub_sector | Transport | Ships | Transport (ships) | Energetic | transport_ships_final_demand_other | Others | EU | Energy demand | 0 | FEC
FI | TYNDP2026 | NT | 2035 | TWh | 290 | Sub_sector | Transport | Ships | Transport (ships) | Energetic | transport_ships_final_demand_ammonia | Ammonia | EU | Energy demand | 0.085896 | FEC
FI | TYNDP2026 | NT | 2035 | TWh | 292 | Sub_sector | Transport | Planes | Transport (planes) | Energetic | transport_planes_final_demand_electricity | Electricity | EU | Energy demand | 0 | FEC
FI | TYNDP2026 | NT | 2035 | TWh | 293 | Sub_sector | Transport | Planes | Transport (planes) | Energetic | transport_planes_final_demand_hydrogen | Hydrogen | EU | Energy demand | 0 | FEC
FI | TYNDP2026 | NT | 2035 | TWh | 294 | Sub_sector | Transport | Planes | Transport (planes) | Energetic | transport_planes_final_demand_methane | Methane | EU | Energy demand | 0 | FEC
FI | TYNDP2026 | NT | 2035 | TWh | 295 | Sub_sector | Transport | Planes | Transport (planes) | Energetic | transport_planes_final_demand_heat | Heat | EU | Energy demand | 0 | FEC
FI | TYNDP2026 | NT | 2035 | TWh | 296 | Sub_sector | Transport | Planes | Transport (planes) | Energetic | transport_planes_final_demand_biomass | Biomass | EU | Energy demand | 0 | FEC
FI | TYNDP2026 | NT | 2035 | TWh | 297 | Sub_sector | Transport | Planes | Transport (planes) | Energetic | transport_planes_final_demand_coal | Solids | EU | Energy demand | 0 | FEC
FI | TYNDP2026 | NT | 2035 | TWh | 298 | Sub_sector | Transport | Planes | Transport (planes) | Energetic | transport_planes_final_demand_oil | Liquids | EU | Energy demand | 0.70829 | FEC
FI | TYNDP2026 | NT | 2035 | TWh | 299 | Sub_sector | Transport | Planes | Transport (planes) | Energetic | transport_planes_final_demand_other | Others | EU | Energy demand | 0 | FEC
FI | TYNDP2026 | NT | 2035 | TWh | 300 | Sub_sector | Transport | Planes | Transport (planes) | Energetic | transport_planes_final_demand_ammonia | Ammonia | EU | Energy demand | 0 | FEC
FI | TYNDP2026 | NT | 2035 | TWh | 302 | Sub_sector | Transport | Others | Transport (others) | Energetic | transport_other_final_demand_electricity | Electricity | EU | Energy demand | 0.016692 | FEC
FI | TYNDP2026 | NT | 2035 | TWh | 303 | Sub_sector | Transport | Others | Transport (others) | Energetic | transport_other_final_demand_hydrogen | Hydrogen | EU | Energy demand | 0 | FEC
FI | TYNDP2026 | NT | 2035 | TWh | 304 | Sub_sector | Transport | Others | Transport (others) | Energetic | transport_other_final_demand_methane | Methane | EU | Energy demand | 0 | FEC
FI | TYNDP2026 | NT | 2035 | TWh | 305 | Sub_sector | Transport | Others | Transport (others) | Energetic | transport_other_final_demand_heat | Heat | EU | Energy demand | 0 | FEC
FI | TYNDP2026 | NT | 2035 | TWh | 306 | Sub_sector | Transport | Others | Transport (others) | Energetic | transport_other_final_demand_biomass | Biomass | EU | Energy demand | 0 | FEC
FI | TYNDP2026 | NT | 2035 | TWh | 307 | Sub_sector | Transport | Others | Transport (others) | Energetic | transport_other_final_demand_coal | Solids | EU | Energy demand | 0 | FEC
FI | TYNDP2026 | NT | 2035 | TWh | 308 | Sub_sector | Transport | Others | Transport (others) | Energetic | transport_other_final_demand_oil | Liquids | EU | Energy demand | 0.39183 | FEC
FI | TYNDP2026 | NT | 2035 | TWh | 309 | Sub_sector | Transport | Others | Transport (others) | Energetic | transport_other_final_demand_other | Others | EU | Energy demand | 0 | FEC
FI | TYNDP2026 | NT | 2035 | TWh | 310 | Sub_sector | Transport | Others | Transport (others) | Energetic | transport_other_final_demand_ammonia | Ammonia | EU | Energy demand | 0 | FEC
FI | TYNDP2026 | NT | 2035 | TWh | 312 | Sub_sector | International transport | International aviation | Transport (int. aviation) | Energetic | transport_int_aviation_final_demand_electricity | Electricity | EU | Energy demand | 0 | FEC
FI | TYNDP2026 | NT | 2035 | TWh | 313 | Sub_sector | International transport | International aviation | Transport (int. aviation) | Energetic | transport_int_aviation_final_demand_hydrogen | Hydrogen | EU | Energy demand | 0 | FEC
FI | TYNDP2026 | NT | 2035 | TWh | 314 | Sub_sector | International transport | International aviation | Transport (int. aviation) | Energetic | transport_int_aviation_final_demand_methane | Methane | EU | Energy demand | 0 | FEC
FI | TYNDP2026 | NT | 2035 | TWh | 315 | Sub_sector | International transport | International aviation | Transport (int. aviation) | Energetic | transport_int_aviation_final_demand_heat | Heat | EU | Energy demand | 0 | FEC
FI | TYNDP2026 | NT | 2035 | TWh | 316 | Sub_sector | International transport | International aviation | Transport (int. aviation) | Energetic | transport_int_aviation_final_demand_biofuels | Biomass | EU | Energy demand | 0 | FEC
FI | TYNDP2026 | NT | 2035 | TWh | 317 | Sub_sector | International transport | International aviation | Transport (int. aviation) | Energetic | transport_int_aviation_final_demand_coal | Solids | EU | Energy demand | 0 | FEC
FI | TYNDP2026 | NT | 2035 | TWh | 318 | Sub_sector | International transport | International aviation | Transport (int. aviation) | Energetic | transport_int_aviation_final_demand_oil | Liquids | EU | Energy demand | 8.8469 | FEC
FI | TYNDP2026 | NT | 2035 | TWh | 319 | Sub_sector | International transport | International aviation | Transport (int. aviation) | Energetic | transport_int_aviation_final_demand_other | Others | EU | Energy demand | 0 | FEC
FI | TYNDP2026 | NT | 2035 | TWh | 320 | Sub_sector | International transport | International aviation | Transport (int. aviation) | Energetic | transport_int_aviation_final_demand_ammonia | Ammonia | EU | Energy demand | 0 | FEC
FI | TYNDP2026 | NT | 2035 | TWh | 322 | Sub_sector | International transport | International shipping | Transport (int. shipping) | Energetic | transport_int_shipping_final_demand_electricity | Electricity | EU | Energy demand | 0 | not_included_in_FEC
FI | TYNDP2026 | NT | 2035 | TWh | 323 | Sub_sector | International transport | International shipping | Transport (int. shipping) | Energetic | transport_int_shipping_final_demand_hydrogen | Hydrogen | EU | Energy demand | 0 | not_included_in_FEC
FI | TYNDP2026 | NT | 2035 | TWh | 324 | Sub_sector | International transport | International shipping | Transport (int. shipping) | Energetic | transport_int_shipping_final_demand_methane | Methane | EU | Energy demand | 0 | not_included_in_FEC
FI | TYNDP2026 | NT | 2035 | TWh | 325 | Sub_sector | International transport | International shipping | Transport (int. shipping) | Energetic | transport_int_shipping_final_demand_heat | Heat | EU | Energy demand | 0 | not_included_in_FEC
FI | TYNDP2026 | NT | 2035 | TWh | 326 | Sub_sector | International transport | International shipping | Transport (int. shipping) | Energetic | transport_int_shipping_final_demand_biofuels | Biomass | EU | Energy demand | 0 | not_included_in_FEC
FI | TYNDP2026 | NT | 2035 | TWh | 327 | Sub_sector | International transport | International shipping | Transport (int. shipping) | Energetic | transport_int_shipping_final_demand_coal | Solids | EU | Energy demand | 0 | not_included_in_FEC
FI | TYNDP2026 | NT | 2035 | TWh | 328 | Sub_sector | International transport | International shipping | Transport (int. shipping) | Energetic | transport_int_shipping_final_demand_oil | Liquids | EU | Energy demand | 3.3836 | not_included_in_FEC
FI | TYNDP2026 | NT | 2035 | TWh | 329 | Sub_sector | International transport | International shipping | Transport (int. shipping) | Energetic | transport_int_shipping_final_demand_other | Others | EU | Energy demand | 0 | not_included_in_FEC
FI | TYNDP2026 | NT | 2035 | TWh | 330 | Sub_sector | International transport | International shipping | Transport (int. shipping) | Energetic | transport_int_shipping_final_demand_ammonia | Ammonia | EU | Energy demand | 0 | not_included_in_FEC
FI | TYNDP2026 | NT | 2035 | TWh | 332 | Sub_sector | Households | Space heating | Households (heating) | Energetic | households_heating_final_demand_electricity | Electricity | EU | Energy demand | 13.0295 | FEC
FI | TYNDP2026 | NT | 2035 | TWh | 333 | Sub_sector | Households | Space heating | Households (heating) | Energetic | households_heating_final_demand_hydrogen | Hydrogen | EU | Energy demand | 0 | FEC
FI | TYNDP2026 | NT | 2035 | TWh | 334 | Sub_sector | Households | Space heating | Households (heating) | Energetic | households_heating_final_demand_methane | Methane | EU | Energy demand | 0 | FEC
FI | TYNDP2026 | NT | 2035 | TWh | 335 | Sub_sector | Households | Space heating | Households (heating) | Energetic | households_heating_final_demand_heat | Heat | EU | Energy demand | 8.9526 | FEC
FI | TYNDP2026 | NT | 2035 | TWh | 336 | Sub_sector | Households | Space heating | Households (heating) | Energetic | households_heating_final_demand_biomass | Biomass | EU | Energy demand | 13.969 | FEC
FI | TYNDP2026 | NT | 2035 | TWh | 337 | Sub_sector | Households | Space heating | Households (heating) | Energetic | households_heating_final_demand_coal | Solids | EU | Energy demand | 0 | FEC
FI | TYNDP2026 | NT | 2035 | TWh | 338 | Sub_sector | Households | Space heating | Households (heating) | Energetic | households_heating_final_demand_oil | Liquids | EU | Energy demand | 0 | FEC
FI | TYNDP2026 | NT | 2035 | TWh | 339 | Sub_sector | Households | Space heating | Households (heating) | Energetic | households_heating_final_demand_other | Others | EU | Energy demand | 0 | FEC
FI | TYNDP2026 | NT | 2035 | TWh | 340 | Sub_sector | Households | Space heating | Households (heating) | Energetic | households_heating_final_demand_ammonia | Ammonia | EU | Energy demand | 0 | FEC
FI | TYNDP2026 | NT | 2035 | TWh | 343 | Sub_sector | Households | Cooling | Households (cooling) | Energetic | households_cooling_final_demand_electricity | Electricity | EU | Energy demand | 0.10114 | FEC
FI | TYNDP2026 | NT | 2035 | TWh | 344 | Sub_sector | Households | Cooling | Households (cooling) | Energetic | households_cooling_final_demand_hydrogen | Hydrogen | EU | Energy demand | 0 | FEC
FI | TYNDP2026 | NT | 2035 | TWh | 345 | Sub_sector | Households | Cooling | Households (cooling) | Energetic | households_cooling_final_demand_methane | Methane | EU | Energy demand | 0 | FEC
FI | TYNDP2026 | NT | 2035 | TWh | 346 | Sub_sector | Households | Cooling | Households (cooling) | Energetic | households_cooling_final_demand_heat | Heat | EU | Energy demand | 0 | FEC
FI | TYNDP2026 | NT | 2035 | TWh | 347 | Sub_sector | Households | Cooling | Households (cooling) | Energetic | households_cooling_final_demand_biomass | Biomass | EU | Energy demand | 0 | FEC
FI | TYNDP2026 | NT | 2035 | TWh | 348 | Sub_sector | Households | Cooling | Households (cooling) | Energetic | households_cooling_final_demand_coal | Solids | EU | Energy demand | 0 | FEC
FI | TYNDP2026 | NT | 2035 | TWh | 349 | Sub_sector | Households | Cooling | Households (cooling) | Energetic | households_cooling_final_demand_oil | Liquids | EU | Energy demand | 0 | FEC
FI | TYNDP2026 | NT | 2035 | TWh | 350 | Sub_sector | Households | Cooling | Households (cooling) | Energetic | households_cooling_final_demand_other | Others | EU | Energy demand | 0 | FEC
FI | TYNDP2026 | NT | 2035 | TWh | 351 | Sub_sector | Households | Cooling | Households (cooling) | Energetic | households_cooling_final_demand_ammonia | Ammonia | EU | Energy demand | 0 | FEC
FI | TYNDP2026 | NT | 2035 | TWh | 354 | Sub_sector | Households | Hot water | Households (hot water) | Energetic | households_hot_water_final_demand_electricity | Electricity | EU | Energy demand | 3.6544 | FEC
FI | TYNDP2026 | NT | 2035 | TWh | 355 | Sub_sector | Households | Hot water | Households (hot water) | Energetic | households_hot_water_final_demand_hydrogen | Hydrogen | EU | Energy demand | 0 | FEC
FI | TYNDP2026 | NT | 2035 | TWh | 356 | Sub_sector | Households | Hot water | Households (hot water) | Energetic | households_hot_water_final_demand_methane | Methane | EU | Energy demand | 0 | FEC
FI | TYNDP2026 | NT | 2035 | TWh | 357 | Sub_sector | Households | Hot water | Households (hot water) | Energetic | households_hot_water_final_demand_heat | Heat | EU | Energy demand | 2.0908 | FEC
FI | TYNDP2026 | NT | 2035 | TWh | 358 | Sub_sector | Households | Hot water | Households (hot water) | Energetic | households_hot_water_final_demand_biomass | Biomass | EU | Energy demand | 2.4131 | FEC
FI | TYNDP2026 | NT | 2035 | TWh | 359 | Sub_sector | Households | Hot water | Households (hot water) | Energetic | households_hot_water_final_demand_coal | Solids | EU | Energy demand | 0 | FEC
FI | TYNDP2026 | NT | 2035 | TWh | 360 | Sub_sector | Households | Hot water | Households (hot water) | Energetic | households_hot_water_final_demand_oil | Liquids | EU | Energy demand | 0 | FEC
FI | TYNDP2026 | NT | 2035 | TWh | 361 | Sub_sector | Households | Hot water | Households (hot water) | Energetic | households_hot_water_final_demand_other | Others | EU | Energy demand | 0.019826 | FEC
FI | TYNDP2026 | NT | 2035 | TWh | 362 | Sub_sector | Households | Hot water | Households (hot water) | Energetic | households_hot_water_final_demand_ammonia | Ammonia | EU | Energy demand | 0 | FEC
FI | TYNDP2026 | NT | 2035 | TWh | 365 | Sub_sector | Households | Appliances | Households (appliances) | Energetic | households_appliances_final_demand_electricity | Electricity | EU | Energy demand | 8.5632 | FEC
FI | TYNDP2026 | NT | 2035 | TWh | 366 | Sub_sector | Households | Appliances | Households (appliances) | Energetic | households_appliances_final_demand_hydrogen | Hydrogen | EU | Energy demand | 0 | FEC
FI | TYNDP2026 | NT | 2035 | TWh | 367 | Sub_sector | Households | Appliances | Households (appliances) | Energetic | households_appliances_final_demand_methane | Methane | EU | Energy demand | 0.0058224 | FEC
FI | TYNDP2026 | NT | 2035 | TWh | 368 | Sub_sector | Households | Appliances | Households (appliances) | Energetic | households_appliances_final_demand_heat | Heat | EU | Energy demand | 0 | FEC
FI | TYNDP2026 | NT | 2035 | TWh | 369 | Sub_sector | Households | Appliances | Households (appliances) | Energetic | households_appliances_final_demand_biomass | Biomass | EU | Energy demand | 0.0028104 | FEC
FI | TYNDP2026 | NT | 2035 | TWh | 370 | Sub_sector | Households | Appliances | Households (appliances) | Energetic | households_appliances_final_demand_coal | Solids | EU | Energy demand | 0 | FEC
FI | TYNDP2026 | NT | 2035 | TWh | 371 | Sub_sector | Households | Appliances | Households (appliances) | Energetic | households_appliances_final_demand_oil | Liquids | EU | Energy demand | 0 | FEC
FI | TYNDP2026 | NT | 2035 | TWh | 372 | Sub_sector | Households | Appliances | Households (appliances) | Energetic | households_appliances_final_demand_other | Others | EU | Energy demand | 0 | FEC
FI | TYNDP2026 | NT | 2035 | TWh | 373 | Sub_sector | Households | Appliances | Households (appliances) | Energetic | households_appliances_final_demand_ammonia | Ammonia | EU | Energy demand | 0 | FEC
FI | TYNDP2026 | NT | 2035 | TWh | 375 | Sub_sector | Buildings | Space heating | Buildings (heat) | Energetic | buildings_heat_final_demand_electricity | Electricity | EU | Energy demand | 10.3569 | FEC
FI | TYNDP2026 | NT | 2035 | TWh | 376 | Sub_sector | Buildings | Space heating | Buildings (heat) | Energetic | buildings_heat_final_demand_hydrogen | Hydrogen | EU | Energy demand | 0 | FEC
FI | TYNDP2026 | NT | 2035 | TWh | 377 | Sub_sector | Buildings | Space heating | Buildings (heat) | Energetic | buildings_heat_final_demand_methane | Methane | EU | Energy demand | 0 | FEC
FI | TYNDP2026 | NT | 2035 | TWh | 378 | Sub_sector | Buildings | Space heating | Buildings (heat) | Energetic | buildings_heat_final_demand_heat | Heat | EU | Energy demand | 13.2777 | FEC
FI | TYNDP2026 | NT | 2035 | TWh | 379 | Sub_sector | Buildings | Space heating | Buildings (heat) | Energetic | buildings_heat_final_demand_biomass | Biomass | EU | Energy demand | 4.6264 | FEC
FI | TYNDP2026 | NT | 2035 | TWh | 380 | Sub_sector | Buildings | Space heating | Buildings (heat) | Energetic | buildings_heat_final_demand_coal | Solids | EU | Energy demand | 0 | FEC
FI | TYNDP2026 | NT | 2035 | TWh | 381 | Sub_sector | Buildings | Space heating | Buildings (heat) | Energetic | buildings_heat_final_demand_oil | Liquids | EU | Energy demand | 0 | FEC
FI | TYNDP2026 | NT | 2035 | TWh | 382 | Sub_sector | Buildings | Space heating | Buildings (heat) | Energetic | buildings_heat_final_demand_other | Others | EU | Energy demand | 0 | FEC
FI | TYNDP2026 | NT | 2035 | TWh | 383 | Sub_sector | Buildings | Space heating | Buildings (heat) | Energetic | buildings_heat_final_demand_ammonia | Ammonia | EU | Energy demand | 0 | FEC
FI | TYNDP2026 | NT | 2035 | TWh | 386 | Sub_sector | Buildings | Cooling | Buildings (cooling) | Energetic | buildings_cooling_final_demand_electricity | Electricity | EU | Energy demand | 0.41487 | FEC
FI | TYNDP2026 | NT | 2035 | TWh | 387 | Sub_sector | Buildings | Cooling | Buildings (cooling) | Energetic | buildings_cooling_final_demand_hydrogen | Hydrogen | EU | Energy demand | 0 | FEC
FI | TYNDP2026 | NT | 2035 | TWh | 388 | Sub_sector | Buildings | Cooling | Buildings (cooling) | Energetic | buildings_cooling_final_demand_methane | Methane | EU | Energy demand | 0 | FEC
FI | TYNDP2026 | NT | 2035 | TWh | 389 | Sub_sector | Buildings | Cooling | Buildings (cooling) | Energetic | buildings_cooling_final_demand_heat | Heat | EU | Energy demand | 0 | FEC
FI | TYNDP2026 | NT | 2035 | TWh | 390 | Sub_sector | Buildings | Cooling | Buildings (cooling) | Energetic | buildings_cooling_final_demand_biomass | Biomass | EU | Energy demand | 0 | FEC
FI | TYNDP2026 | NT | 2035 | TWh | 391 | Sub_sector | Buildings | Cooling | Buildings (cooling) | Energetic | buildings_cooling_final_demand_coal | Solids | EU | Energy demand | 0 | FEC
FI | TYNDP2026 | NT | 2035 | TWh | 392 | Sub_sector | Buildings | Cooling | Buildings (cooling) | Energetic | buildings_cooling_final_demand_oil | Liquids | EU | Energy demand | 0 | FEC
FI | TYNDP2026 | NT | 2035 | TWh | 393 | Sub_sector | Buildings | Cooling | Buildings (cooling) | Energetic | buildings_cooling_final_demand_other | Others | EU | Energy demand | 0 | FEC
FI | TYNDP2026 | NT | 2035 | TWh | 394 | Sub_sector | Buildings | Cooling | Buildings (cooling) | Energetic | buildings_cooling_final_demand_ammonia | Ammonia | EU | Energy demand | 0 | FEC
FI | TYNDP2026 | NT | 2035 | TWh | 397 | Sub_sector | Buildings | Appliances | Buildings (appliances) | Energetic | buildings_appliances_final_demand_electricity | Electricity | EU | Energy demand | 6.1587 | FEC
FI | TYNDP2026 | NT | 2035 | TWh | 398 | Sub_sector | Buildings | Appliances | Buildings (appliances) | Energetic | buildings_appliances_final_demand_hydrogen | Hydrogen | EU | Energy demand | 0 | FEC
FI | TYNDP2026 | NT | 2035 | TWh | 399 | Sub_sector | Buildings | Appliances | Buildings (appliances) | Energetic | buildings_appliances_final_demand_methane | Methane | EU | Energy demand | 0.063299 | FEC
FI | TYNDP2026 | NT | 2035 | TWh | 400 | Sub_sector | Buildings | Appliances | Buildings (appliances) | Energetic | buildings_appliances_final_demand_heat | Heat | EU | Energy demand | 0 | FEC
FI | TYNDP2026 | NT | 2035 | TWh | 401 | Sub_sector | Buildings | Appliances | Buildings (appliances) | Energetic | buildings_appliances_final_demand_biomass | Biomass | EU | Energy demand | 0 | FEC
FI | TYNDP2026 | NT | 2035 | TWh | 402 | Sub_sector | Buildings | Appliances | Buildings (appliances) | Energetic | buildings_appliances_final_demand_coal | Solids | EU | Energy demand | 0 | FEC
FI | TYNDP2026 | NT | 2035 | TWh | 403 | Sub_sector | Buildings | Appliances | Buildings (appliances) | Energetic | buildings_appliances_final_demand_oil | Liquids | EU | Energy demand | 0 | FEC
FI | TYNDP2026 | NT | 2035 | TWh | 404 | Sub_sector | Buildings | Appliances | Buildings (appliances) | Energetic | buildings_appliances_final_demand_other | Others | EU | Energy demand | 0 | FEC
FI | TYNDP2026 | NT | 2035 | TWh | 405 | Sub_sector | Buildings | Appliances | Buildings (appliances) | Energetic | buildings_appliances_final_demand_ammonia | Ammonia | EU | Energy demand | 0 | FEC
FI | TYNDP2026 | NT | 2035 | TWh | 407 | Sub_sector | Buildings | Datacenters | Datacenters & ICT | Energetic | datacentres_final_demand_electricity_energetic | Electricity | EU | Energy demand | 17.8267 | FEC
FI | TYNDP2026 | NT | 2035 | TWh | 408 | Sub_sector | Buildings | Datacenters | Datacenters & ICT | Energetic | datacentres_final_demand_hydrogen_energetic | Hydrogen | EU | Energy demand | 0 | FEC
FI | TYNDP2026 | NT | 2035 | TWh | 409 | Sub_sector | Buildings | Datacenters | Datacenters & ICT | Energetic | datacentres_final_demand_methane_energetic | Methane | EU | Energy demand | 0 | FEC
FI | TYNDP2026 | NT | 2035 | TWh | 410 | Sub_sector | Buildings | Datacenters | Datacenters & ICT | Energetic | datacentres_final_demand_heat_energetic | Heat | EU | Energy demand | 0 | FEC
FI | TYNDP2026 | NT | 2035 | TWh | 411 | Sub_sector | Buildings | Datacenters | Datacenters & ICT | Energetic | datacentres_final_demand_biomass_energetic | Biomass | EU | Energy demand | 0 | FEC
FI | TYNDP2026 | NT | 2035 | TWh | 412 | Sub_sector | Buildings | Datacenters | Datacenters & ICT | Energetic | datacentres_final_demand_coal_energetic | Solids | EU | Energy demand | 0 | FEC
FI | TYNDP2026 | NT | 2035 | TWh | 413 | Sub_sector | Buildings | Datacenters | Datacenters & ICT | Energetic | datacentres_final_demand_oil_energetic | Liquids | EU | Energy demand | 0 | FEC
FI | TYNDP2026 | NT | 2035 | TWh | 414 | Sub_sector | Buildings | Datacenters | Datacenters & ICT | Energetic | datacentres_final_demand_other_energetic | Others | EU | Energy demand | 0 | FEC
FI | TYNDP2026 | NT | 2035 | TWh | 415 | Sub_sector | Buildings | Datacenters | Datacenters & ICT | Energetic | datacentres_final_demand_ammonia_energetic | Ammonia | EU | Energy demand | 0 | FEC
FI | TYNDP2026 | NT | 2035 | TWh | 417 | Sub_sector | Transport | Others_Sector | Others_Sector | Energetic | other_final_demand_electricity_energetic | Electricity | EU | Energy demand | 0 | FEC
FI | TYNDP2026 | NT | 2035 | TWh | 418 | Sub_sector | Transport | Others_Sector | Others_Sector | Energetic | other_final_demand_hydrogen_energetic | Hydrogen | EU | Energy demand | 0 | FEC
FI | TYNDP2026 | NT | 2035 | TWh | 419 | Sub_sector | Transport | Pipeline Transport | Others_Sector | Energetic | other_final_demand_methane_energetic | Methane | EU | Energy demand | 0.035754 | FEC
FI | TYNDP2026 | NT | 2035 | TWh | 420 | Sub_sector | Transport | Others_Sector | Others_Sector | Energetic | other_final_demand_heat_energetic | Heat | EU | Energy demand | 0.37833 | FEC
FI | TYNDP2026 | NT | 2035 | TWh | 421 | Sub_sector | Transport | Others_Sector | Others_Sector | Energetic | other_final_demand_biomass_energetic | Biomass | EU | Energy demand | 0 | FEC
FI | TYNDP2026 | NT | 2035 | TWh | 422 | Sub_sector | Transport | Others_Sector | Others_Sector | Energetic | other_final_demand_coal_energetic | Solids | EU | Energy demand | 0 | FEC
FI | TYNDP2026 | NT | 2035 | TWh | 423 | Sub_sector | Transport | Others_Sector | Others_Sector | Energetic | other_final_demand_oil_energetic | Liquids | EU | Energy demand | 2.0773 | FEC
FI | TYNDP2026 | NT | 2035 | TWh | 424 | Sub_sector | Others_Sector | Others_Sector | Others_Sector | Non-energetic | other_final_demand_oil_non_energetic | Liquids | EU | Energy demand | 0 | not_included_in_FEC
FI | TYNDP2026 | NT | 2035 | TWh | 425 | Sub_sector | Transport | Others_Sector | Others_Sector | Energetic | other_final_demand_other_energetic | Others | EU | Energy demand | 0 | FEC
FI | TYNDP2026 | NT | 2035 | TWh | 426 | Sub_sector | Transport | Others_Sector | Others_Sector | Energetic | other_final_demand_ammonia_energetic | Ammonia | EU | Energy demand | 0 | FEC
FI | TYNDP2026 | NT | 2035 | TWh | 427 | Sub_sector | Industry | Surplus_Heat_in_Industry | Surplus_Heat_in_Industry | Energetic | final_demand_of_industry_unused_local_production_steam_hot_water | Heat | EU | Energy demand | 8.4313 | FEC
FI | TYNDP2026 | NT | 2035 | TWh | 429 | Sub_sector | Agriculture | Total | Agriculture | Energetic | agriculture_final_demand_electricity_energetic | Electricity | EU | Energy demand | 1.578 | FEC
FI | TYNDP2026 | NT | 2035 | TWh | 430 | Sub_sector | Agriculture | Total | Agriculture | Energetic | agriculture_final_demand_hydrogen_energetic | Hydrogen | EU | Energy demand | 0 | FEC
FI | TYNDP2026 | NT | 2035 | TWh | 431 | Sub_sector | Agriculture | Total | Agriculture | Energetic | agriculture_final_demand_methane_energetic | Methane | EU | Energy demand | 0 | FEC
FI | TYNDP2026 | NT | 2035 | TWh | 432 | Sub_sector | Agriculture | Total | Agriculture | Energetic | agriculture_final_demand_heat_energetic | Heat | EU | Energy demand | 0 | FEC
FI | TYNDP2026 | NT | 2035 | TWh | 433 | Sub_sector | Agriculture | Total | Agriculture | Energetic | agriculture_final_demand_biomass_energetic | Biomass | EU | Energy demand | 3.9604 | FEC
FI | TYNDP2026 | NT | 2035 | TWh | 434 | Sub_sector | Agriculture | Total | Agriculture | Energetic | agriculture_final_demand_coal_energetic | Solids | EU | Energy demand | 0 | FEC
FI | TYNDP2026 | NT | 2035 | TWh | 435 | Sub_sector | Agriculture | Total | Agriculture | Energetic | agriculture_final_demand_oil_energetic | Liquids | EU | Energy demand | 1.4695 | FEC
FI | TYNDP2026 | NT | 2035 | TWh | 436 | Sub_sector | Agriculture | Total | Agriculture | Energetic | agriculture_final_demand_other_energetic | Others | EU | Energy demand | 0 | FEC
FI | TYNDP2026 | NT | 2035 | TWh | 437 | Sub_sector | Agriculture | Total | Agriculture | Energetic | agriculture_final_demand_ammonia_energetic | Ammonia | EU | Energy demand | 0 | FEC
FI | TYNDP2026 | NT | 2035 | TWh | 447 | Sub_sector | Buildings | Surplus Energy | Buildings | Energetic | GAP | Electricity | EU | Energy demand | 0 | FEC
FI | TYNDP2026 | NT | 2035 | TWh | 448 | Sub_sector | Buildings | Surplus Energy | Buildings | Energetic | GAP | Hydrogen | EU | Energy demand | 0 | FEC
FI | TYNDP2026 | NT | 2035 | TWh | 449 | Sub_sector | Buildings | Surplus Energy | Buildings | Energetic | GAP | Methane | EU | Energy demand | 0 | FEC
FI | TYNDP2026 | NT | 2035 | TWh | 450 | Sub_sector | Buildings | Surplus Energy | Buildings | Energetic | GAP | Heat | EU | Energy demand | 0 | FEC
FI | TYNDP2026 | NT | 2035 | TWh | 451 | Sub_sector | Buildings | Surplus Energy | Buildings | Energetic | GAP | Biomass | EU | Energy demand | 0.095809 | FEC
FI | TYNDP2026 | NT | 2035 | TWh | 452 | Sub_sector | Buildings | Surplus Energy | Buildings | Energetic | GAP | Solids | EU | Energy demand | 0 | FEC
FI | TYNDP2026 | NT | 2035 | TWh | 453 | Sub_sector | Buildings | Surplus Energy | Buildings | Energetic | GAP | Liquids | EU | Energy demand | 0.1999 | FEC
FI | TYNDP2026 | NT | 2035 | TWh | 454 | Sub_sector | Buildings | Surplus Energy | Buildings | Energetic | GAP | Others | EU | Energy demand | 0 | FEC
FI | TYNDP2026 | NT | 2035 | TWh | 455 | Sub_sector | Buildings | Surplus Energy | Buildings | Energetic | GAP | Ammonia | EU | Energy demand | 0 | FEC
FI | TYNDP2026 | NT | 2035 | TWh | 456 | Sub_sector | Households | Surplus Energy | Households | Energetic | GAP | Electricity | EU | Energy demand | 0 | FEC
FI | TYNDP2026 | NT | 2035 | TWh | 457 | Sub_sector | Households | Surplus Energy | Households | Energetic | GAP | Hydrogen | EU | Energy demand | 0 | FEC
FI | TYNDP2026 | NT | 2035 | TWh | 458 | Sub_sector | Households | Surplus Energy | Households | Energetic | GAP | Methane | EU | Energy demand | 0 | FEC
FI | TYNDP2026 | NT | 2035 | TWh | 459 | Sub_sector | Households | Surplus Energy | Households | Energetic | GAP | Heat | EU | Energy demand | 0 | FEC
FI | TYNDP2026 | NT | 2035 | TWh | 460 | Sub_sector | Households | Surplus Energy | Households | Energetic | GAP | Biomass | EU | Energy demand | 0 | FEC
FI | TYNDP2026 | NT | 2035 | TWh | 461 | Sub_sector | Households | Surplus Energy | Households | Energetic | GAP | Solids | EU | Energy demand | 0 | FEC
FI | TYNDP2026 | NT | 2035 | TWh | 462 | Sub_sector | Households | Surplus Energy | Households | Energetic | GAP | Liquids | EU | Energy demand | 0 | FEC
FI | TYNDP2026 | NT | 2035 | TWh | 463 | Sub_sector | Households | Surplus Energy | Households | Energetic | GAP | Others | EU | Energy demand | 0 | FEC
FI | TYNDP2026 | NT | 2035 | TWh | 464 | Sub_sector | Households | Surplus Energy | Households | Energetic | GAP | Ammonia | EU | Energy demand | 0 | FEC
FI | TYNDP2026 | NT | 2040 | TWh | 102 | Sub_sector | Industry | Aluminium | Industry (aluminium) | Energetic | industry_aluminium_demand_electricity_energetic | Electricity | EU | Energy demand | 0 | FEC
FI | TYNDP2026 | NT | 2040 | TWh | 103 | Sub_sector | Industry | Aluminium | Industry (aluminium) | Energetic | industry_aluminium_demand_hydrogen_energetic | Hydrogen | EU | Energy demand | 0 | FEC
FI | TYNDP2026 | NT | 2040 | TWh | 104 | Sub_sector | Industry | Aluminium | Industry (aluminium) | Energetic | industry_aluminium_demand_methane_energetic | Methane | EU | Energy demand | 0 | FEC
FI | TYNDP2026 | NT | 2040 | TWh | 105 | Sub_sector | Industry | Aluminium | Industry (aluminium) | Energetic | industry_aluminium_demand_heat_energetic | Heat | EU | Energy demand | 0 | FEC
FI | TYNDP2026 | NT | 2040 | TWh | 106 | Sub_sector | Industry | Aluminium | Industry (aluminium) | Energetic | industry_aluminium_demand_biomass_energetic | Biomass | EU | Energy demand | 0 | FEC
FI | TYNDP2026 | NT | 2040 | TWh | 107 | Sub_sector | Industry | Aluminium | Industry (aluminium) | Energetic | industry_aluminium_demand_coal_energetic | Solids | EU | Energy demand | 0 | FEC
FI | TYNDP2026 | NT | 2040 | TWh | 108 | Sub_sector | Industry | Aluminium | Industry (aluminium) | Energetic | industry_aluminium_demand_oil_energetic | Liquids | EU | Energy demand | 0 | FEC
FI | TYNDP2026 | NT | 2040 | TWh | 109 | Sub_sector | Industry | Aluminium | Industry (aluminium) | Energetic | industry_aluminium_demand_others_energetic | Others | EU | Energy demand | 0 | FEC
FI | TYNDP2026 | NT | 2040 | TWh | 110 | Sub_sector | Industry | Aluminium | Industry (aluminium) | Energetic | industry_ammonia_demand_others_energetic | Ammonia | EU | Energy demand | 0 | FEC
FI | TYNDP2026 | NT | 2040 | TWh | 112 | Sub_sector | Industry | Chemicals | Industry (chemicals, energetic) | Energetic | industry_chemical_demand_electricity_energetic | Electricity | EU | Energy demand | 4.736 | FEC
FI | TYNDP2026 | NT | 2040 | TWh | 113 | Sub_sector | Industry | Chemicals | Industry (chemicals, energetic) | Energetic | industry_chemical_demand_hydrogen_energetic | Hydrogen | EU | Energy demand | 0 | FEC
FI | TYNDP2026 | NT | 2040 | TWh | 114 | Sub_sector | Industry | Chemicals | Industry (chemicals, energetic) | Energetic | industry_chemical_demand_methane_energetic | Methane | EU | Energy demand | 0.48055 | FEC
FI | TYNDP2026 | NT | 2040 | TWh | 115 | Sub_sector | Industry | Chemicals | Industry (chemicals, energetic) | Energetic | industry_chemical_demand_heat_energetic | Heat | EU | Energy demand | 3.0461 | FEC
FI | TYNDP2026 | NT | 2040 | TWh | 116 | Sub_sector | Industry | Chemicals | Industry (chemicals, energetic) | Energetic | industry_chemical_demand_biomass_energetic | Biomass | EU | Energy demand | 0.058333 | FEC
FI | TYNDP2026 | NT | 2040 | TWh | 117 | Sub_sector | Industry | Chemicals | Industry (chemicals, energetic) | Energetic | industry_chemical_demand_coal_energetic | Solids | EU | Energy demand | 0 | FEC
FI | TYNDP2026 | NT | 2040 | TWh | 118 | Sub_sector | Industry | Chemicals | Industry (chemicals, energetic) | Energetic | industry_chemical_demand_oil_energetic | Liquids | EU | Energy demand | 3.0184 | FEC
FI | TYNDP2026 | NT | 2040 | TWh | 119 | Sub_sector | Industry | Chemicals | Industry (chemicals, energetic) | Energetic | industry_chemical_demand_others_energetic | Others | EU | Energy demand | 0 | FEC
FI | TYNDP2026 | NT | 2040 | TWh | 120 | Sub_sector | Industry | Chemicals | Industry (chemicals, energetic) | Energetic | industry_chemical_demand_ammonia_energetic | Ammonia | EU | Energy demand | 0 | FEC
FI | TYNDP2026 | NT | 2040 | TWh | 122 | Sub_sector | Industry | Chemicals | Industry (chemicals, non-energetic) | Non-energetic | industry_chemical_demand_electricity_non_energetic | Electricity | EU | Energy demand | 0 | not_included_in_FEC
FI | TYNDP2026 | NT | 2040 | TWh | 123 | Sub_sector | Industry | Chemicals | Industry (chemicals, non-energetic) | Non-energetic | industry_chemical_demand_hydrogen_non_energetic | Hydrogen | EU | Energy demand | 0 | not_included_in_FEC
FI | TYNDP2026 | NT | 2040 | TWh | 124 | Sub_sector | Industry | Chemicals | Industry (chemicals, non-energetic) | Non-energetic | industry_chemical_demand_methane_non_energetic | Methane | EU | Energy demand | 0.20077 | not_included_in_FEC
FI | TYNDP2026 | NT | 2040 | TWh | 125 | Sub_sector | Industry | Chemicals | Industry (chemicals, non-energetic) | Non-energetic | industry_chemical_demand_heat_non_energetic | Heat | EU | Energy demand | 0 | not_included_in_FEC
FI | TYNDP2026 | NT | 2040 | TWh | 126 | Sub_sector | Industry | Chemicals | Industry (chemicals, non-energetic) | Non-energetic | industry_chemical_demand_biomass_non_energetic | Biomass | EU | Energy demand | 0 | not_included_in_FEC
FI | TYNDP2026 | NT | 2040 | TWh | 127 | Sub_sector | Industry | Chemicals | Industry (chemicals, non-energetic) | Non-energetic | industry_chemical_demand_coal_non_energetic | Solids | EU | Energy demand | 0 | not_included_in_FEC
FI | TYNDP2026 | NT | 2040 | TWh | 128 | Sub_sector | Industry | Chemicals | Industry (chemicals, non-energetic) | Non-energetic | industry_chemical_demand_oil_non_energetic | Liquids | EU | Energy demand | 12.6463 | not_included_in_FEC
FI | TYNDP2026 | NT | 2040 | TWh | 129 | Sub_sector | Industry | Chemicals | Industry (chemicals, non-energetic) | Non-energetic | industry_chemical_demand_others_non_energetic | Others | EU | Energy demand | 0 | not_included_in_FEC
FI | TYNDP2026 | NT | 2040 | TWh | 130 | Sub_sector | Industry | Chemicals | Industry (chemicals, non-energetic) | Non-energetic | industry_chemical_demand_ammonia_non_energetic | Ammonia | EU | Energy demand | 0 | not_included_in_FEC
FI | TYNDP2026 | NT | 2040 | TWh | 132 | Sub_sector | Industry | Fertilizers | Industry (fertilizers, energetic) | Energetic | industry_fertilizers_demand_electricity_energetic | Electricity | EU | Energy demand | 0 | FEC
FI | TYNDP2026 | NT | 2040 | TWh | 133 | Sub_sector | Industry | Fertilizers | Industry (fertilizers, energetic) | Energetic | industry_fertilizers_demand_hydrogen_energetic | Hydrogen | EU | Energy demand | 0 | FEC
FI | TYNDP2026 | NT | 2040 | TWh | 134 | Sub_sector | Industry | Fertilizers | Industry (fertilizers, energetic) | Energetic | industry_fertilizers_demand_methane_energetic | Methane | EU | Energy demand | 0 | FEC
FI | TYNDP2026 | NT | 2040 | TWh | 135 | Sub_sector | Industry | Fertilizers | Industry (fertilizers, energetic) | Energetic | industry_fertilizers_demand_heat_energetic | Heat | EU | Energy demand | 0 | FEC
FI | TYNDP2026 | NT | 2040 | TWh | 136 | Sub_sector | Industry | Fertilizers | Industry (fertilizers, energetic) | Energetic | industry_fertilizers_demand_biomass_energetic | Biomass | EU | Energy demand | 0 | FEC
FI | TYNDP2026 | NT | 2040 | TWh | 137 | Sub_sector | Industry | Fertilizers | Industry (fertilizers, energetic) | Energetic | industry_fertilizers_demand_coal_energetic | Solids | EU | Energy demand | 0 | FEC
FI | TYNDP2026 | NT | 2040 | TWh | 138 | Sub_sector | Industry | Fertilizers | Industry (fertilizers, energetic) | Energetic | industry_fertilizers_demand_oil_energetic | Liquids | EU | Energy demand | 0 | FEC
FI | TYNDP2026 | NT | 2040 | TWh | 139 | Sub_sector | Industry | Fertilizers | Industry (fertilizers, energetic) | Energetic | industry_fertilizers_demand_others_energetic | Others | EU | Energy demand | 0 | FEC
FI | TYNDP2026 | NT | 2040 | TWh | 140 | Sub_sector | Industry | Fertilizers | Industry (fertilizers, energetic) | Energetic | industry_fertilizers_demand_ammonia_energetic | Ammonia | EU | Energy demand | 0 | FEC
FI | TYNDP2026 | NT | 2040 | TWh | 142 | Sub_sector | Industry | Fertilizers | Industry (fertilizers, non-energetic) | Non-energetic | industry_fertilizers_demand_electricity_non_energetic | Electricity | EU | Energy demand | 0 | not_included_in_FEC
FI | TYNDP2026 | NT | 2040 | TWh | 143 | Sub_sector | Industry | Fertilizers | Industry (fertilizers, non-energetic) | Non-energetic | industry_fertilizers_demand_hydrogen_non_energetic | Hydrogen | EU | Energy demand | 0 | not_included_in_FEC
FI | TYNDP2026 | NT | 2040 | TWh | 144 | Sub_sector | Industry | Fertilizers | Industry (fertilizers, non-energetic) | Non-energetic | industry_fertilizers_demand_methane_non_energetic | Methane | EU | Energy demand | 0 | not_included_in_FEC
FI | TYNDP2026 | NT | 2040 | TWh | 145 | Sub_sector | Industry | Fertilizers | Industry (fertilizers, non-energetic) | Non-energetic | industry_fertilizers_demand_heat_non_energetic | Heat | EU | Energy demand | 0 | not_included_in_FEC
FI | TYNDP2026 | NT | 2040 | TWh | 146 | Sub_sector | Industry | Fertilizers | Industry (fertilizers, non-energetic) | Non-energetic | industry_fertilizers_demand_biomass_non_energetic | Biomass | EU | Energy demand | 0 | not_included_in_FEC
FI | TYNDP2026 | NT | 2040 | TWh | 147 | Sub_sector | Industry | Fertilizers | Industry (fertilizers, non-energetic) | Non-energetic | industry_fertilizers_demand_coal_non_energetic | Solids | EU | Energy demand | 0 | not_included_in_FEC
FI | TYNDP2026 | NT | 2040 | TWh | 148 | Sub_sector | Industry | Fertilizers | Industry (fertilizers, non-energetic) | Non-energetic | industry_fertilizers_demand_oil_non_energetic | Liquids | EU | Energy demand | 0 | not_included_in_FEC
FI | TYNDP2026 | NT | 2040 | TWh | 149 | Sub_sector | Industry | Fertilizers | Industry (fertilizers, non-energetic) | Non-energetic | industry_fertilizers_demand_others_non_energetic | Others | EU | Energy demand | 0 | not_included_in_FEC
FI | TYNDP2026 | NT | 2040 | TWh | 150 | Sub_sector | Industry | Fertilizers | Industry (fertilizers, non-energetic) | Non-energetic | industry_fertilizers_demand_ammonia_non_energetic | Ammonia | EU | Energy demand | 5.53 | not_included_in_FEC
FI | TYNDP2026 | NT | 2040 | TWh | 152 | Sub_sector | Industry | Food | Industry (food) | Energetic | industry_food_demand_electricity_energetic | Electricity | EU | Energy demand | 2.6199 | FEC
FI | TYNDP2026 | NT | 2040 | TWh | 153 | Sub_sector | Industry | Food | Industry (food) | Energetic | industry_food_demand_hydrogen_energetic | Hydrogen | EU | Energy demand | 0 | FEC
FI | TYNDP2026 | NT | 2040 | TWh | 154 | Sub_sector | Industry | Food | Industry (food) | Energetic | industry_food_demand_methane_energetic | Methane | EU | Energy demand | 0 | FEC
FI | TYNDP2026 | NT | 2040 | TWh | 155 | Sub_sector | Industry | Food | Industry (food) | Energetic | industry_food_demand_heat_energetic | Heat | EU | Energy demand | 1.8497 | FEC
FI | TYNDP2026 | NT | 2040 | TWh | 156 | Sub_sector | Industry | Food | Industry (food) | Energetic | industry_food_demand_biomass_energetic | Biomass | EU | Energy demand | 0.16515 | FEC
FI | TYNDP2026 | NT | 2040 | TWh | 157 | Sub_sector | Industry | Food | Industry (food) | Energetic | industry_food_demand_coal_energetic | Solids | EU | Energy demand | 0 | FEC
FI | TYNDP2026 | NT | 2040 | TWh | 158 | Sub_sector | Industry | Food | Industry (food) | Energetic | industry_food_demand_oil_energetic | Liquids | EU | Energy demand | 0 | FEC
FI | TYNDP2026 | NT | 2040 | TWh | 159 | Sub_sector | Industry | Food | Industry (food) | Energetic | industry_food_demand_others_energetic | Others | EU | Energy demand | 0 | FEC
FI | TYNDP2026 | NT | 2040 | TWh | 160 | Sub_sector | Industry | Food | Industry (food) | Energetic | industry_food_demand_ammonia_energetic | Ammonia | EU | Energy demand | 0 | FEC
FI | TYNDP2026 | NT | 2040 | TWh | 162 | Sub_sector | Industry | Metals | Industry (metal) | Energetic | industry_metal_demand_electricity_energetic | Electricity | EU | Energy demand | 3.92 | FEC
FI | TYNDP2026 | NT | 2040 | TWh | 163 | Sub_sector | Industry | Metals | Industry (metal) | Energetic | industry_metal_demand_hydrogen_energetic | Hydrogen | EU | Energy demand | 0 | FEC
FI | TYNDP2026 | NT | 2040 | TWh | 164 | Sub_sector | Industry | Metals | Industry (metal) | Energetic | industry_metal_demand_methane_energetic | Methane | EU | Energy demand | 0.027003 | FEC
FI | TYNDP2026 | NT | 2040 | TWh | 165 | Sub_sector | Industry | Metals | Industry (metal) | Energetic | industry_metal_demand_heat_energetic | Heat | EU | Energy demand | 1.0839 | FEC
FI | TYNDP2026 | NT | 2040 | TWh | 166 | Sub_sector | Industry | Metals | Industry (metal) | Energetic | industry_metal_demand_biomass_energetic | Biomass | EU | Energy demand | 0 | FEC
FI | TYNDP2026 | NT | 2040 | TWh | 167 | Sub_sector | Industry | Metals | Industry (metal) | Energetic | industry_metal_demand_coal_energetic | Solids | EU | Energy demand | 0.0041428 | FEC
FI | TYNDP2026 | NT | 2040 | TWh | 168 | Sub_sector | Industry | Metals | Industry (metal) | Energetic | industry_metal_demand_oil_energetic | Liquids | EU | Energy demand | 0.625 | FEC
FI | TYNDP2026 | NT | 2040 | TWh | 169 | Sub_sector | Industry | Metals | Industry (metal) | Energetic | industry_metal_demand_others_energetic | Others | EU | Energy demand | 0 | FEC
FI | TYNDP2026 | NT | 2040 | TWh | 170 | Sub_sector | Industry | Metals | Industry (metal) | Energetic | industry_metal_demand_ammonia_energetic | Ammonia | EU | Energy demand | 0 | FEC
FI | TYNDP2026 | NT | 2040 | TWh | 172 | Sub_sector | Industry | Others | Industry (other, energetic) | Energetic | industry_other_demand_electricity_energetic | Electricity | EU | Energy demand | 15.3109 | FEC
FI | TYNDP2026 | NT | 2040 | TWh | 173 | Sub_sector | Industry | Others | Industry (other, energetic) | Energetic | industry_other_demand_hydrogen_energetic | Hydrogen | EU | Energy demand | 0 | FEC
FI | TYNDP2026 | NT | 2040 | TWh | 174 | Sub_sector | Industry | Others | Industry (other, energetic) | Energetic | industry_other_demand_methane_energetic | Methane | EU | Energy demand | 0.34798 | FEC
FI | TYNDP2026 | NT | 2040 | TWh | 175 | Sub_sector | Industry | Others | Industry (other, energetic) | Energetic | industry_other_demand_heat_energetic | Heat | EU | Energy demand | 5.0109 | FEC
FI | TYNDP2026 | NT | 2040 | TWh | 176 | Sub_sector | Industry | Others | Industry (other, energetic) | Energetic | industry_other_demand_biomass_energetic | Biomass | EU | Energy demand | 5.15 | FEC
FI | TYNDP2026 | NT | 2040 | TWh | 177 | Sub_sector | Industry | Others | Industry (other, energetic) | Energetic | industry_other_demand_coal_energetic | Solids | EU | Energy demand | 0.069595 | FEC
FI | TYNDP2026 | NT | 2040 | TWh | 178 | Sub_sector | Industry | Others | Industry (other, energetic) | Energetic | industry_other_demand_oil_energetic | Liquids | EU | Energy demand | 1.9487 | FEC
FI | TYNDP2026 | NT | 2040 | TWh | 179 | Sub_sector | Industry | Others | Industry (other, energetic) | Energetic | industry_other_demand_others_energetic | Others | EU | Energy demand | 0 | FEC
FI | TYNDP2026 | NT | 2040 | TWh | 180 | Sub_sector | Industry | Others | Industry (other, energetic) | Energetic | industry_other_demand_ammonia_energetic | Ammonia | EU | Energy demand | 0 | FEC
FI | TYNDP2026 | NT | 2040 | TWh | 182 | Sub_sector | Industry | Others | Industry (other, non-energetic) | Non-energetic | industry_other_demand_electricity_non_energetic | Electricity | EU | Energy demand | 0 | not_included_in_FEC
FI | TYNDP2026 | NT | 2040 | TWh | 183 | Sub_sector | Industry | Others | Industry (other, non-energetic) | Non-energetic | industry_other_demand_hydrogen_non_energetic | Hydrogen | EU | Energy demand | 4.8411 | not_included_in_FEC
FI | TYNDP2026 | NT | 2040 | TWh | 184 | Sub_sector | Industry | Others | Industry (other, non-energetic) | Non-energetic | industry_other_demand_methane_non_energetic | Methane | EU | Energy demand | 0 | not_included_in_FEC
FI | TYNDP2026 | NT | 2040 | TWh | 185 | Sub_sector | Industry | Others | Industry (other, non-energetic) | Non-energetic | industry_other_demand_heat_non_energetic | Heat | EU | Energy demand | 0 | not_included_in_FEC
FI | TYNDP2026 | NT | 2040 | TWh | 186 | Sub_sector | Industry | Others | Industry (other, non-energetic) | Non-energetic | industry_other_demand_biomass_non_energetic | Biomass | EU | Energy demand | 0 | not_included_in_FEC
FI | TYNDP2026 | NT | 2040 | TWh | 187 | Sub_sector | Industry | Others | Industry (other, non-energetic) | Non-energetic | industry_other_demand_coal_non_energetic | Solids | EU | Energy demand | 0 | not_included_in_FEC
FI | TYNDP2026 | NT | 2040 | TWh | 188 | Sub_sector | Industry | Others | Industry (other, non-energetic) | Non-energetic | industry_other_demand_oil_non_energetic | Liquids | EU | Energy demand | 2.6034 | not_included_in_FEC
FI | TYNDP2026 | NT | 2040 | TWh | 189 | Sub_sector | Industry | Others | Industry (other, non-energetic) | Non-energetic | industry_other_demand_others_non_energetic | Others | EU | Energy demand | 0 | not_included_in_FEC
FI | TYNDP2026 | NT | 2040 | TWh | 190 | Sub_sector | Industry | Others | Industry (other, non-energetic) | Non-energetic | industry_other_demand_ammonia_non_energetic | Ammonia | EU | Energy demand | 0 | not_included_in_FEC
FI | TYNDP2026 | NT | 2040 | TWh | 192 | Sub_sector | Industry | Paper | Industry (paper) | Energetic | industry_paper_demand_electricity_energetic | Electricity | EU | Energy demand | 22.7741 | FEC
FI | TYNDP2026 | NT | 2040 | TWh | 193 | Sub_sector | Industry | Paper | Industry (paper) | Energetic | industry_paper_demand_hydrogen_energetic | Hydrogen | EU | Energy demand | 0 | FEC
FI | TYNDP2026 | NT | 2040 | TWh | 194 | Sub_sector | Industry | Paper | Industry (paper) | Energetic | industry_paper_demand_methane_energetic | Methane | EU | Energy demand | 0 | FEC
FI | TYNDP2026 | NT | 2040 | TWh | 195 | Sub_sector | Industry | Paper | Industry (paper) | Energetic | industry_paper_demand_heat_energetic | Heat | EU | Energy demand | 3.2824 | FEC
FI | TYNDP2026 | NT | 2040 | TWh | 196 | Sub_sector | Industry | Paper | Industry (paper) | Energetic | industry_paper_demand_biomass_energetic | Biomass | EU | Energy demand | 30.0886 | FEC
FI | TYNDP2026 | NT | 2040 | TWh | 197 | Sub_sector | Industry | Paper | Industry (paper) | Energetic | industry_paper_demand_coal_energetic | Solids | EU | Energy demand | 0 | FEC
FI | TYNDP2026 | NT | 2040 | TWh | 198 | Sub_sector | Industry | Paper | Industry (paper) | Energetic | industry_paper_demand_oil_energetic | Liquids | EU | Energy demand | 0 | FEC
FI | TYNDP2026 | NT | 2040 | TWh | 199 | Sub_sector | Industry | Paper | Industry (paper) | Energetic | industry_paper_demand_others_energetic | Others | EU | Energy demand | 0 | FEC
FI | TYNDP2026 | NT | 2040 | TWh | 200 | Sub_sector | Industry | Paper | Industry (paper) | Energetic | industry_paper_demand_ammonia_energetic | Ammonia | EU | Energy demand | 0 | FEC
FI | TYNDP2026 | NT | 2040 | TWh | 202 | Sub_sector | Industry | Refineries | Industry (refineries, energetic) | Energetic | industry_refinery_demand_electricity_energetic | Electricity | EU | Energy demand | 1.33 | not_included_in_FEC
FI | TYNDP2026 | NT | 2040 | TWh | 203 | Sub_sector | Industry | Refineries | Industry (refineries, energetic) | Energetic | industry_refinery_demand_hydrogen_energetic | Hydrogen | EU | Energy demand | 0 | not_included_in_FEC
FI | TYNDP2026 | NT | 2040 | TWh | 204 | Sub_sector | Industry | Refineries | Industry (refineries, energetic) | Energetic | industry_refinery_demand_methane_energetic | Methane | EU | Energy demand | 1.4842 | not_included_in_FEC
FI | TYNDP2026 | NT | 2040 | TWh | 205 | Sub_sector | Industry | Refineries | Industry (refineries, energetic) | Energetic | industry_refinery_demand_heat_energetic | Heat | EU | Energy demand | 3.562 | not_included_in_FEC
FI | TYNDP2026 | NT | 2040 | TWh | 206 | Sub_sector | Industry | Refineries | Industry (refineries, energetic) | Energetic | industry_refinery_demand_biomass_energetic | Biomass | EU | Energy demand | 0 | not_included_in_FEC
FI | TYNDP2026 | NT | 2040 | TWh | 207 | Sub_sector | Industry | Refineries | Industry (refineries, energetic) | Energetic | industry_refinery_demand_coal_energetic | Solids | EU | Energy demand | 0 | not_included_in_FEC
FI | TYNDP2026 | NT | 2040 | TWh | 208 | Sub_sector | Industry | Refineries | Industry (refineries, energetic) | Energetic | industry_refinery_demand_oil_energetic | Liquids | EU | Energy demand | 4.828 | not_included_in_FEC
FI | TYNDP2026 | NT | 2040 | TWh | 209 | Sub_sector | Industry | Refineries | Industry (refineries, energetic) | Energetic | industry_refinery_demand_others_energetic | Others | EU | Energy demand | 0 | not_included_in_FEC
FI | TYNDP2026 | NT | 2040 | TWh | 210 | Sub_sector | Industry | Refineries | Industry (refineries, energetic) | Energetic | industry_refinery_demand_ammonia_energetic | Ammonia | EU | Energy demand | 0 | not_included_in_FEC
FI | TYNDP2026 | NT | 2040 | TWh | 212 | Sub_sector | Industry | Refineries | Industry (refineries, non-energetic) | Non-energetic | industry_refinery_demand_electricity_non_energetic | Electricity | EU | Energy demand | 0 | not_included_in_FEC
FI | TYNDP2026 | NT | 2040 | TWh | 213 | Sub_sector | Industry | Refineries | Industry (refineries, non-energetic) | Non-energetic | industry_refinery_demand_hydrogen_non_energetic | Hydrogen | EU | Energy demand | 0 | not_included_in_FEC
FI | TYNDP2026 | NT | 2040 | TWh | 214 | Sub_sector | Industry | Refineries | Industry (refineries, non-energetic) | Non-energetic | industry_refinery_demand_methane_non_energetic | Methane | EU | Energy demand | 0 | not_included_in_FEC
FI | TYNDP2026 | NT | 2040 | TWh | 215 | Sub_sector | Industry | Refineries | Industry (refineries, non-energetic) | Non-energetic | industry_refinery_demand_heat_non_energetic | Heat | EU | Energy demand | 0 | not_included_in_FEC
FI | TYNDP2026 | NT | 2040 | TWh | 216 | Sub_sector | Industry | Refineries | Industry (refineries, non-energetic) | Non-energetic | industry_refinery_demand_biomass_non_energetic | Biomass | EU | Energy demand | 0 | not_included_in_FEC
FI | TYNDP2026 | NT | 2040 | TWh | 217 | Sub_sector | Industry | Refineries | Industry (refineries, non-energetic) | Non-energetic | industry_refinery_demand_coal_non_energetic | Solids | EU | Energy demand | 0 | not_included_in_FEC
FI | TYNDP2026 | NT | 2040 | TWh | 218 | Sub_sector | Industry | Refineries | Industry (refineries, non-energetic) | Non-energetic | industry_refinery_demand_oil_non_energetic | Liquids | EU | Energy demand | 0 | not_included_in_FEC
FI | TYNDP2026 | NT | 2040 | TWh | 219 | Sub_sector | Industry | Refineries | Industry (refineries, non-energetic) | Non-energetic | industry_refinery_demand_others_non_energetic | Others | EU | Energy demand | 0 | not_included_in_FEC
FI | TYNDP2026 | NT | 2040 | TWh | 220 | Sub_sector | Industry | Refineries | Industry (refineries, non-energetic) | Non-energetic | industry_refinery_demand_ammonia_non_energetic | Ammonia | EU | Energy demand | 0 | not_included_in_FEC
FI | TYNDP2026 | NT | 2040 | TWh | 222 | Sub_sector | Industry | Steel | Industry (steel) | Energetic | industry_steel_demand_electricity_energetic | Electricity | EU | Energy demand | 10.259 | FEC
FI | TYNDP2026 | NT | 2040 | TWh | 223 | Sub_sector | Industry | Steel | Industry (steel) | Energetic | industry_steel_demand_hydrogen_energetic | Hydrogen | EU | Energy demand | 13.0908 | FEC
FI | TYNDP2026 | NT | 2040 | TWh | 224 | Sub_sector | Industry | Steel | Industry (steel) | Energetic | industry_steel_demand_methane_energetic | Methane | EU | Energy demand | 4.6305 | FEC
FI | TYNDP2026 | NT | 2040 | TWh | 225 | Sub_sector | Industry | Steel | Industry (steel) | Energetic | industry_steel_demand_heat_energetic | Heat | EU | Energy demand | 0.6759 | FEC
FI | TYNDP2026 | NT | 2040 | TWh | 226 | Sub_sector | Industry | Steel | Industry (steel) | Energetic | industry_steel_demand_biomass_energetic | Biomass | EU | Energy demand | 0 | FEC
FI | TYNDP2026 | NT | 2040 | TWh | 227 | Sub_sector | Industry | Steel | Industry (steel) | Energetic | industry_steel_demand_coal_energetic | Solids | EU | Energy demand | 3.6556 | FEC
FI | TYNDP2026 | NT | 2040 | TWh | 228 | Sub_sector | Industry | Steel | Industry (steel) | Energetic | industry_steel_demand_oil_energetic | Liquids | EU | Energy demand | 0.11632 | FEC
FI | TYNDP2026 | NT | 2040 | TWh | 229 | Sub_sector | Industry | Steel | Industry (steel) | Energetic | industry_steel_demand_others_energetic | Others | EU | Energy demand | 0 | FEC
FI | TYNDP2026 | NT | 2040 | TWh | 230 | Sub_sector | Industry | Steel | Industry (steel) | Energetic | industry_steel_demand_ammonia_energetic | Ammonia | EU | Energy demand | 0 | FEC
FI | TYNDP2026 | NT | 2040 | TWh | 232 | Sub_sector | Transport | Cars | Transport (cars) | Energetic | transport_cars_final_demand_electricity | Electricity | EU | Energy demand | 8.1254 | FEC
FI | TYNDP2026 | NT | 2040 | TWh | 233 | Sub_sector | Transport | Cars | Transport (cars) | Energetic | transport_cars_final_demand_hydrogen | Hydrogen | EU | Energy demand | 0 | FEC
FI | TYNDP2026 | NT | 2040 | TWh | 234 | Sub_sector | Transport | Cars | Transport (cars) | Energetic | transport_cars_final_demand_methane | Methane | EU | Energy demand | 0.95213 | FEC
FI | TYNDP2026 | NT | 2040 | TWh | 235 | Sub_sector | Transport | Cars | Transport (cars) | Energetic | transport_cars_final_demand_heat | Heat | EU | Energy demand | 0 | FEC
FI | TYNDP2026 | NT | 2040 | TWh | 236 | Sub_sector | Transport | Cars | Transport (cars) | Energetic | transport_cars_final_demand_biomass | Biomass | EU | Energy demand | 0 | FEC
FI | TYNDP2026 | NT | 2040 | TWh | 237 | Sub_sector | Transport | Cars | Transport (cars) | Energetic | transport_cars_final_demand_coal | Solids | EU | Energy demand | 0 | FEC
FI | TYNDP2026 | NT | 2040 | TWh | 238 | Sub_sector | Transport | Cars | Transport (cars) | Energetic | transport_cars_final_demand_oil | Liquids | EU | Energy demand | 4.806 | FEC
FI | TYNDP2026 | NT | 2040 | TWh | 239 | Sub_sector | Transport | Cars | Transport (cars) | Energetic | transport_cars_final_demand_other | Others | EU | Energy demand | 0 | FEC
FI | TYNDP2026 | NT | 2040 | TWh | 240 | Sub_sector | Transport | Cars | Transport (cars) | Energetic | transport_cars_final_demand_ammonia | Ammonia | EU | Energy demand | 0 | FEC
FI | TYNDP2026 | NT | 2040 | TWh | 242 | Sub_sector | Transport | Busses | Transport (busses) | Energetic | transport_busses_final_demand_electricity | Electricity | EU | Energy demand | 0.27137 | FEC
FI | TYNDP2026 | NT | 2040 | TWh | 243 | Sub_sector | Transport | Busses | Transport (busses) | Energetic | transport_busses_final_demand_hydrogen | Hydrogen | EU | Energy demand | 0.030318 | FEC
FI | TYNDP2026 | NT | 2040 | TWh | 244 | Sub_sector | Transport | Busses | Transport (busses) | Energetic | transport_busses_final_demand_methane | Methane | EU | Energy demand | 0.11905 | FEC
FI | TYNDP2026 | NT | 2040 | TWh | 245 | Sub_sector | Transport | Busses | Transport (busses) | Energetic | transport_busses_final_demand_heat | Heat | EU | Energy demand | 0 | FEC
FI | TYNDP2026 | NT | 2040 | TWh | 246 | Sub_sector | Transport | Busses | Transport (busses) | Energetic | transport_busses_final_demand_biomass | Biomass | EU | Energy demand | 0 | FEC
FI | TYNDP2026 | NT | 2040 | TWh | 247 | Sub_sector | Transport | Busses | Transport (busses) | Energetic | transport_busses_final_demand_coal | Solids | EU | Energy demand | 0 | FEC
FI | TYNDP2026 | NT | 2040 | TWh | 248 | Sub_sector | Transport | Busses | Transport (busses) | Energetic | transport_busses_final_demand_oil | Liquids | EU | Energy demand | 1.4734 | FEC
FI | TYNDP2026 | NT | 2040 | TWh | 249 | Sub_sector | Transport | Busses | Transport (busses) | Energetic | transport_busses_final_demand_other | Others | EU | Energy demand | 0 | FEC
FI | TYNDP2026 | NT | 2040 | TWh | 250 | Sub_sector | Transport | Busses | Transport (busses) | Energetic | transport_busses_final_demand_ammonia | Ammonia | EU | Energy demand | 0 | FEC
FI | TYNDP2026 | NT | 2040 | TWh | 252 | Sub_sector | Transport | Trucks | Transport (trucks) | Energetic | transport_trucks_final_demand_electricity | Electricity | EU | Energy demand | 0.91608 | FEC
FI | TYNDP2026 | NT | 2040 | TWh | 253 | Sub_sector | Transport | Trucks | Transport (trucks) | Energetic | transport_trucks_final_demand_hydrogen | Hydrogen | EU | Energy demand | 0.088397 | FEC
FI | TYNDP2026 | NT | 2040 | TWh | 254 | Sub_sector | Transport | Trucks | Transport (trucks) | Energetic | transport_trucks_final_demand_methane | Methane | EU | Energy demand | 0.359 | FEC
FI | TYNDP2026 | NT | 2040 | TWh | 255 | Sub_sector | Transport | Trucks | Transport (trucks) | Energetic | transport_trucks_final_demand_heat | Heat | EU | Energy demand | 0 | FEC
FI | TYNDP2026 | NT | 2040 | TWh | 256 | Sub_sector | Transport | Trucks | Transport (trucks) | Energetic | transport_trucks_final_demand_biomass | Biomass | EU | Energy demand | 0 | FEC
FI | TYNDP2026 | NT | 2040 | TWh | 257 | Sub_sector | Transport | Trucks | Transport (trucks) | Energetic | transport_trucks_final_demand_coal | Solids | EU | Energy demand | 0 | FEC
FI | TYNDP2026 | NT | 2040 | TWh | 258 | Sub_sector | Transport | Trucks | Transport (trucks) | Energetic | transport_trucks_final_demand_oil | Liquids | EU | Energy demand | 3.8891 | FEC
FI | TYNDP2026 | NT | 2040 | TWh | 259 | Sub_sector | Transport | Trucks | Transport (trucks) | Energetic | transport_trucks_final_demand_other | Others | EU | Energy demand | 0 | FEC
FI | TYNDP2026 | NT | 2040 | TWh | 260 | Sub_sector | Transport | Trucks | Transport (trucks) | Energetic | transport_trucks_final_demand_ammonia | Ammonia | EU | Energy demand | 0 | FEC
FI | TYNDP2026 | NT | 2040 | TWh | 262 | Sub_sector | Transport | Vans | Transport (vans) | Energetic | transport_vans_final_demand_electricity | Electricity | EU | Energy demand | 0.48036 | FEC
FI | TYNDP2026 | NT | 2040 | TWh | 263 | Sub_sector | Transport | Vans | Transport (vans) | Energetic | transport_vans_final_demand_hydrogen | Hydrogen | EU | Energy demand | 0 | FEC
FI | TYNDP2026 | NT | 2040 | TWh | 264 | Sub_sector | Transport | Vans | Transport (vans) | Energetic | transport_vans_final_demand_methane | Methane | EU | Energy demand | 0 | FEC
FI | TYNDP2026 | NT | 2040 | TWh | 265 | Sub_sector | Transport | Vans | Transport (vans) | Energetic | transport_vans_final_demand_heat | Heat | EU | Energy demand | 0 | FEC
FI | TYNDP2026 | NT | 2040 | TWh | 266 | Sub_sector | Transport | Vans | Transport (vans) | Energetic | transport_vans_final_demand_biomass | Biomass | EU | Energy demand | 0 | FEC
FI | TYNDP2026 | NT | 2040 | TWh | 267 | Sub_sector | Transport | Vans | Transport (vans) | Energetic | transport_vans_final_demand_coal | Solids | EU | Energy demand | 0 | FEC
FI | TYNDP2026 | NT | 2040 | TWh | 268 | Sub_sector | Transport | Vans | Transport (vans) | Energetic | transport_vans_final_demand_oil | Liquids | EU | Energy demand | 1.8959 | FEC
FI | TYNDP2026 | NT | 2040 | TWh | 269 | Sub_sector | Transport | Vans | Transport (vans) | Energetic | transport_vans_final_demand_other | Others | EU | Energy demand | 0 | FEC
FI | TYNDP2026 | NT | 2040 | TWh | 270 | Sub_sector | Transport | Vans | Transport (vans) | Energetic | transport_vans_final_demand_ammonia | Ammonia | EU | Energy demand | 0 | FEC
FI | TYNDP2026 | NT | 2040 | TWh | 272 | Sub_sector | Transport | Freight trains | Transport (trains) | Energetic | transport_trains_final_demand_electricity | Electricity | EU | Energy demand | 0.80326 | FEC
FI | TYNDP2026 | NT | 2040 | TWh | 273 | Sub_sector | Transport | Freight trains | Transport (trains) | Energetic | transport_trains_final_demand_hydrogen | Hydrogen | EU | Energy demand | 0 | FEC
FI | TYNDP2026 | NT | 2040 | TWh | 274 | Sub_sector | Transport | Freight trains | Transport (trains) | Energetic | transport_trains_final_demand_methane | Methane | EU | Energy demand | 0 | FEC
FI | TYNDP2026 | NT | 2040 | TWh | 275 | Sub_sector | Transport | Freight trains | Transport (trains) | Energetic | transport_trains_final_demand_heat | Heat | EU | Energy demand | 0 | FEC
FI | TYNDP2026 | NT | 2040 | TWh | 276 | Sub_sector | Transport | Freight trains | Transport (trains) | Energetic | transport_trains_final_demand_biomass | Biomass | EU | Energy demand | 0 | FEC
FI | TYNDP2026 | NT | 2040 | TWh | 277 | Sub_sector | Transport | Freight trains | Transport (trains) | Energetic | transport_trains_final_demand_coal | Solids | EU | Energy demand | 0 | FEC
FI | TYNDP2026 | NT | 2040 | TWh | 278 | Sub_sector | Transport | Freight trains | Transport (trains) | Energetic | transport_trains_final_demand_oil | Liquids | EU | Energy demand | 0.16778 | FEC
FI | TYNDP2026 | NT | 2040 | TWh | 279 | Sub_sector | Transport | Freight trains | Transport (trains) | Energetic | transport_trains_final_demand_other | Others | EU | Energy demand | 0 | FEC
FI | TYNDP2026 | NT | 2040 | TWh | 280 | Sub_sector | Transport | Freight trains | Transport (trains) | Energetic | transport_trains_final_demand_ammonia | Ammonia | EU | Energy demand | 0 | FEC
FI | TYNDP2026 | NT | 2040 | TWh | 282 | Sub_sector | Transport | Ships | Transport (ships) | Energetic | transport_ships_final_demand_electricity | Electricity | EU | Energy demand | 0 | FEC
FI | TYNDP2026 | NT | 2040 | TWh | 283 | Sub_sector | Transport | Ships | Transport (ships) | Energetic | transport_ships_final_demand_hydrogen | Hydrogen | EU | Energy demand | 0 | FEC
FI | TYNDP2026 | NT | 2040 | TWh | 284 | Sub_sector | Transport | Ships | Transport (ships) | Energetic | transport_ships_final_demand_methane | Methane | EU | Energy demand | 0.064402 | FEC
FI | TYNDP2026 | NT | 2040 | TWh | 285 | Sub_sector | Transport | Ships | Transport (ships) | Energetic | transport_ships_final_demand_heat | Heat | EU | Energy demand | 0 | FEC
FI | TYNDP2026 | NT | 2040 | TWh | 286 | Sub_sector | Transport | Ships | Transport (ships) | Energetic | transport_ships_final_demand_biomass | Biomass | EU | Energy demand | 0 | FEC
FI | TYNDP2026 | NT | 2040 | TWh | 287 | Sub_sector | Transport | Ships | Transport (ships) | Energetic | transport_ships_final_demand_coal | Solids | EU | Energy demand | 0 | FEC
FI | TYNDP2026 | NT | 2040 | TWh | 288 | Sub_sector | Transport | Ships | Transport (ships) | Energetic | transport_ships_final_demand_oil | Liquids | EU | Energy demand | 1.0304 | FEC
FI | TYNDP2026 | NT | 2040 | TWh | 289 | Sub_sector | Transport | Ships | Transport (ships) | Energetic | transport_ships_final_demand_other | Others | EU | Energy demand | 0 | FEC
FI | TYNDP2026 | NT | 2040 | TWh | 290 | Sub_sector | Transport | Ships | Transport (ships) | Energetic | transport_ships_final_demand_ammonia | Ammonia | EU | Energy demand | 0.16427 | FEC
FI | TYNDP2026 | NT | 2040 | TWh | 292 | Sub_sector | Transport | Planes | Transport (planes) | Energetic | transport_planes_final_demand_electricity | Electricity | EU | Energy demand | 0 | FEC
FI | TYNDP2026 | NT | 2040 | TWh | 293 | Sub_sector | Transport | Planes | Transport (planes) | Energetic | transport_planes_final_demand_hydrogen | Hydrogen | EU | Energy demand | 0 | FEC
FI | TYNDP2026 | NT | 2040 | TWh | 294 | Sub_sector | Transport | Planes | Transport (planes) | Energetic | transport_planes_final_demand_methane | Methane | EU | Energy demand | 0 | FEC
FI | TYNDP2026 | NT | 2040 | TWh | 295 | Sub_sector | Transport | Planes | Transport (planes) | Energetic | transport_planes_final_demand_heat | Heat | EU | Energy demand | 0 | FEC
FI | TYNDP2026 | NT | 2040 | TWh | 296 | Sub_sector | Transport | Planes | Transport (planes) | Energetic | transport_planes_final_demand_biomass | Biomass | EU | Energy demand | 0 | FEC
FI | TYNDP2026 | NT | 2040 | TWh | 297 | Sub_sector | Transport | Planes | Transport (planes) | Energetic | transport_planes_final_demand_coal | Solids | EU | Energy demand | 0 | FEC
FI | TYNDP2026 | NT | 2040 | TWh | 298 | Sub_sector | Transport | Planes | Transport (planes) | Energetic | transport_planes_final_demand_oil | Liquids | EU | Energy demand | 0.68674 | FEC
FI | TYNDP2026 | NT | 2040 | TWh | 299 | Sub_sector | Transport | Planes | Transport (planes) | Energetic | transport_planes_final_demand_other | Others | EU | Energy demand | 0 | FEC
FI | TYNDP2026 | NT | 2040 | TWh | 300 | Sub_sector | Transport | Planes | Transport (planes) | Energetic | transport_planes_final_demand_ammonia | Ammonia | EU | Energy demand | 0 | FEC
FI | TYNDP2026 | NT | 2040 | TWh | 302 | Sub_sector | Transport | Others | Transport (others) | Energetic | transport_other_final_demand_electricity | Electricity | EU | Energy demand | 0.019184 | FEC
FI | TYNDP2026 | NT | 2040 | TWh | 303 | Sub_sector | Transport | Others | Transport (others) | Energetic | transport_other_final_demand_hydrogen | Hydrogen | EU | Energy demand | 0 | FEC
FI | TYNDP2026 | NT | 2040 | TWh | 304 | Sub_sector | Transport | Others | Transport (others) | Energetic | transport_other_final_demand_methane | Methane | EU | Energy demand | 0 | FEC
FI | TYNDP2026 | NT | 2040 | TWh | 305 | Sub_sector | Transport | Others | Transport (others) | Energetic | transport_other_final_demand_heat | Heat | EU | Energy demand | 0 | FEC
FI | TYNDP2026 | NT | 2040 | TWh | 306 | Sub_sector | Transport | Others | Transport (others) | Energetic | transport_other_final_demand_biomass | Biomass | EU | Energy demand | 0 | FEC
FI | TYNDP2026 | NT | 2040 | TWh | 307 | Sub_sector | Transport | Others | Transport (others) | Energetic | transport_other_final_demand_coal | Solids | EU | Energy demand | 0 | FEC
FI | TYNDP2026 | NT | 2040 | TWh | 308 | Sub_sector | Transport | Others | Transport (others) | Energetic | transport_other_final_demand_oil | Liquids | EU | Energy demand | 0.35665 | FEC
FI | TYNDP2026 | NT | 2040 | TWh | 309 | Sub_sector | Transport | Others | Transport (others) | Energetic | transport_other_final_demand_other | Others | EU | Energy demand | 0 | FEC
FI | TYNDP2026 | NT | 2040 | TWh | 310 | Sub_sector | Transport | Others | Transport (others) | Energetic | transport_other_final_demand_ammonia | Ammonia | EU | Energy demand | 0 | FEC
FI | TYNDP2026 | NT | 2040 | TWh | 312 | Sub_sector | International transport | International aviation | Transport (int. aviation) | Energetic | transport_int_aviation_final_demand_electricity | Electricity | EU | Energy demand | 0 | FEC
FI | TYNDP2026 | NT | 2040 | TWh | 313 | Sub_sector | International transport | International aviation | Transport (int. aviation) | Energetic | transport_int_aviation_final_demand_hydrogen | Hydrogen | EU | Energy demand | 0 | FEC
FI | TYNDP2026 | NT | 2040 | TWh | 314 | Sub_sector | International transport | International aviation | Transport (int. aviation) | Energetic | transport_int_aviation_final_demand_methane | Methane | EU | Energy demand | 0 | FEC
FI | TYNDP2026 | NT | 2040 | TWh | 315 | Sub_sector | International transport | International aviation | Transport (int. aviation) | Energetic | transport_int_aviation_final_demand_heat | Heat | EU | Energy demand | 0 | FEC
FI | TYNDP2026 | NT | 2040 | TWh | 316 | Sub_sector | International transport | International aviation | Transport (int. aviation) | Energetic | transport_int_aviation_final_demand_biofuels | Biomass | EU | Energy demand | 0 | FEC
FI | TYNDP2026 | NT | 2040 | TWh | 317 | Sub_sector | International transport | International aviation | Transport (int. aviation) | Energetic | transport_int_aviation_final_demand_coal | Solids | EU | Energy demand | 0 | FEC
FI | TYNDP2026 | NT | 2040 | TWh | 318 | Sub_sector | International transport | International aviation | Transport (int. aviation) | Energetic | transport_int_aviation_final_demand_oil | Liquids | EU | Energy demand | 8.5777 | FEC
FI | TYNDP2026 | NT | 2040 | TWh | 319 | Sub_sector | International transport | International aviation | Transport (int. aviation) | Energetic | transport_int_aviation_final_demand_other | Others | EU | Energy demand | 0 | FEC
FI | TYNDP2026 | NT | 2040 | TWh | 320 | Sub_sector | International transport | International aviation | Transport (int. aviation) | Energetic | transport_int_aviation_final_demand_ammonia | Ammonia | EU | Energy demand | 0 | FEC
FI | TYNDP2026 | NT | 2040 | TWh | 322 | Sub_sector | International transport | International shipping | Transport (int. shipping) | Energetic | transport_int_shipping_final_demand_electricity | Electricity | EU | Energy demand | 0 | not_included_in_FEC
FI | TYNDP2026 | NT | 2040 | TWh | 323 | Sub_sector | International transport | International shipping | Transport (int. shipping) | Energetic | transport_int_shipping_final_demand_hydrogen | Hydrogen | EU | Energy demand | 0 | not_included_in_FEC
FI | TYNDP2026 | NT | 2040 | TWh | 324 | Sub_sector | International transport | International shipping | Transport (int. shipping) | Energetic | transport_int_shipping_final_demand_methane | Methane | EU | Energy demand | 0 | not_included_in_FEC
FI | TYNDP2026 | NT | 2040 | TWh | 325 | Sub_sector | International transport | International shipping | Transport (int. shipping) | Energetic | transport_int_shipping_final_demand_heat | Heat | EU | Energy demand | 0 | not_included_in_FEC
FI | TYNDP2026 | NT | 2040 | TWh | 326 | Sub_sector | International transport | International shipping | Transport (int. shipping) | Energetic | transport_int_shipping_final_demand_biofuels | Biomass | EU | Energy demand | 0 | not_included_in_FEC
FI | TYNDP2026 | NT | 2040 | TWh | 327 | Sub_sector | International transport | International shipping | Transport (int. shipping) | Energetic | transport_int_shipping_final_demand_coal | Solids | EU | Energy demand | 0 | not_included_in_FEC
FI | TYNDP2026 | NT | 2040 | TWh | 328 | Sub_sector | International transport | International shipping | Transport (int. shipping) | Energetic | transport_int_shipping_final_demand_oil | Liquids | EU | Energy demand | 3.2353 | not_included_in_FEC
FI | TYNDP2026 | NT | 2040 | TWh | 329 | Sub_sector | International transport | International shipping | Transport (int. shipping) | Energetic | transport_int_shipping_final_demand_other | Others | EU | Energy demand | 0 | not_included_in_FEC
FI | TYNDP2026 | NT | 2040 | TWh | 330 | Sub_sector | International transport | International shipping | Transport (int. shipping) | Energetic | transport_int_shipping_final_demand_ammonia | Ammonia | EU | Energy demand | 0 | not_included_in_FEC
FI | TYNDP2026 | NT | 2040 | TWh | 332 | Sub_sector | Households | Space heating | Households (heating) | Energetic | households_heating_final_demand_electricity | Electricity | EU | Energy demand | 13.8299 | FEC
FI | TYNDP2026 | NT | 2040 | TWh | 333 | Sub_sector | Households | Space heating | Households (heating) | Energetic | households_heating_final_demand_hydrogen | Hydrogen | EU | Energy demand | 0 | FEC
FI | TYNDP2026 | NT | 2040 | TWh | 334 | Sub_sector | Households | Space heating | Households (heating) | Energetic | households_heating_final_demand_methane | Methane | EU | Energy demand | 0 | FEC
FI | TYNDP2026 | NT | 2040 | TWh | 335 | Sub_sector | Households | Space heating | Households (heating) | Energetic | households_heating_final_demand_heat | Heat | EU | Energy demand | 10.899 | FEC
FI | TYNDP2026 | NT | 2040 | TWh | 336 | Sub_sector | Households | Space heating | Households (heating) | Energetic | households_heating_final_demand_biomass | Biomass | EU | Energy demand | 9.6971 | FEC
FI | TYNDP2026 | NT | 2040 | TWh | 337 | Sub_sector | Households | Space heating | Households (heating) | Energetic | households_heating_final_demand_coal | Solids | EU | Energy demand | 0 | FEC
FI | TYNDP2026 | NT | 2040 | TWh | 338 | Sub_sector | Households | Space heating | Households (heating) | Energetic | households_heating_final_demand_oil | Liquids | EU | Energy demand | 0 | FEC
FI | TYNDP2026 | NT | 2040 | TWh | 339 | Sub_sector | Households | Space heating | Households (heating) | Energetic | households_heating_final_demand_other | Others | EU | Energy demand | 0 | FEC
FI | TYNDP2026 | NT | 2040 | TWh | 340 | Sub_sector | Households | Space heating | Households (heating) | Energetic | households_heating_final_demand_ammonia | Ammonia | EU | Energy demand | 0 | FEC
FI | TYNDP2026 | NT | 2040 | TWh | 343 | Sub_sector | Households | Cooling | Households (cooling) | Energetic | households_cooling_final_demand_electricity | Electricity | EU | Energy demand | 0.094735 | FEC
FI | TYNDP2026 | NT | 2040 | TWh | 344 | Sub_sector | Households | Cooling | Households (cooling) | Energetic | households_cooling_final_demand_hydrogen | Hydrogen | EU | Energy demand | 0 | FEC
FI | TYNDP2026 | NT | 2040 | TWh | 345 | Sub_sector | Households | Cooling | Households (cooling) | Energetic | households_cooling_final_demand_methane | Methane | EU | Energy demand | 0 | FEC
FI | TYNDP2026 | NT | 2040 | TWh | 346 | Sub_sector | Households | Cooling | Households (cooling) | Energetic | households_cooling_final_demand_heat | Heat | EU | Energy demand | 0 | FEC
FI | TYNDP2026 | NT | 2040 | TWh | 347 | Sub_sector | Households | Cooling | Households (cooling) | Energetic | households_cooling_final_demand_biomass | Biomass | EU | Energy demand | 0 | FEC
FI | TYNDP2026 | NT | 2040 | TWh | 348 | Sub_sector | Households | Cooling | Households (cooling) | Energetic | households_cooling_final_demand_coal | Solids | EU | Energy demand | 0 | FEC
FI | TYNDP2026 | NT | 2040 | TWh | 349 | Sub_sector | Households | Cooling | Households (cooling) | Energetic | households_cooling_final_demand_oil | Liquids | EU | Energy demand | 0 | FEC
FI | TYNDP2026 | NT | 2040 | TWh | 350 | Sub_sector | Households | Cooling | Households (cooling) | Energetic | households_cooling_final_demand_other | Others | EU | Energy demand | 0 | FEC
FI | TYNDP2026 | NT | 2040 | TWh | 351 | Sub_sector | Households | Cooling | Households (cooling) | Energetic | households_cooling_final_demand_ammonia | Ammonia | EU | Energy demand | 0 | FEC
FI | TYNDP2026 | NT | 2040 | TWh | 354 | Sub_sector | Households | Hot water | Households (hot water) | Energetic | households_hot_water_final_demand_electricity | Electricity | EU | Energy demand | 3.8549 | FEC
FI | TYNDP2026 | NT | 2040 | TWh | 355 | Sub_sector | Households | Hot water | Households (hot water) | Energetic | households_hot_water_final_demand_hydrogen | Hydrogen | EU | Energy demand | 0 | FEC
FI | TYNDP2026 | NT | 2040 | TWh | 356 | Sub_sector | Households | Hot water | Households (hot water) | Energetic | households_hot_water_final_demand_methane | Methane | EU | Energy demand | 0 | FEC
FI | TYNDP2026 | NT | 2040 | TWh | 357 | Sub_sector | Households | Hot water | Households (hot water) | Energetic | households_hot_water_final_demand_heat | Heat | EU | Energy demand | 1.9808 | FEC
FI | TYNDP2026 | NT | 2040 | TWh | 358 | Sub_sector | Households | Hot water | Households (hot water) | Energetic | households_hot_water_final_demand_biomass | Biomass | EU | Energy demand | 1.8408 | FEC
FI | TYNDP2026 | NT | 2040 | TWh | 359 | Sub_sector | Households | Hot water | Households (hot water) | Energetic | households_hot_water_final_demand_coal | Solids | EU | Energy demand | 0 | FEC
FI | TYNDP2026 | NT | 2040 | TWh | 360 | Sub_sector | Households | Hot water | Households (hot water) | Energetic | households_hot_water_final_demand_oil | Liquids | EU | Energy demand | 0 | FEC
FI | TYNDP2026 | NT | 2040 | TWh | 361 | Sub_sector | Households | Hot water | Households (hot water) | Energetic | households_hot_water_final_demand_other | Others | EU | Energy demand | 0.016989 | FEC
FI | TYNDP2026 | NT | 2040 | TWh | 362 | Sub_sector | Households | Hot water | Households (hot water) | Energetic | households_hot_water_final_demand_ammonia | Ammonia | EU | Energy demand | 0 | FEC
FI | TYNDP2026 | NT | 2040 | TWh | 365 | Sub_sector | Households | Appliances | Households (appliances) | Energetic | households_appliances_final_demand_electricity | Electricity | EU | Energy demand | 8.5548 | FEC
FI | TYNDP2026 | NT | 2040 | TWh | 366 | Sub_sector | Households | Appliances | Households (appliances) | Energetic | households_appliances_final_demand_hydrogen | Hydrogen | EU | Energy demand | 0 | FEC
FI | TYNDP2026 | NT | 2040 | TWh | 367 | Sub_sector | Households | Appliances | Households (appliances) | Energetic | households_appliances_final_demand_methane | Methane | EU | Energy demand | 0.0058224 | FEC
FI | TYNDP2026 | NT | 2040 | TWh | 368 | Sub_sector | Households | Appliances | Households (appliances) | Energetic | households_appliances_final_demand_heat | Heat | EU | Energy demand | 0 | FEC
FI | TYNDP2026 | NT | 2040 | TWh | 369 | Sub_sector | Households | Appliances | Households (appliances) | Energetic | households_appliances_final_demand_biomass | Biomass | EU | Energy demand | 0.0028104 | FEC
FI | TYNDP2026 | NT | 2040 | TWh | 370 | Sub_sector | Households | Appliances | Households (appliances) | Energetic | households_appliances_final_demand_coal | Solids | EU | Energy demand | 0 | FEC
FI | TYNDP2026 | NT | 2040 | TWh | 371 | Sub_sector | Households | Appliances | Households (appliances) | Energetic | households_appliances_final_demand_oil | Liquids | EU | Energy demand | 0 | FEC
FI | TYNDP2026 | NT | 2040 | TWh | 372 | Sub_sector | Households | Appliances | Households (appliances) | Energetic | households_appliances_final_demand_other | Others | EU | Energy demand | 0 | FEC
FI | TYNDP2026 | NT | 2040 | TWh | 373 | Sub_sector | Households | Appliances | Households (appliances) | Energetic | households_appliances_final_demand_ammonia | Ammonia | EU | Energy demand | 0 | FEC
FI | TYNDP2026 | NT | 2040 | TWh | 375 | Sub_sector | Buildings | Space heating | Buildings (heat) | Energetic | buildings_heat_final_demand_electricity | Electricity | EU | Energy demand | 10.1027 | FEC
FI | TYNDP2026 | NT | 2040 | TWh | 376 | Sub_sector | Buildings | Space heating | Buildings (heat) | Energetic | buildings_heat_final_demand_hydrogen | Hydrogen | EU | Energy demand | 0 | FEC
FI | TYNDP2026 | NT | 2040 | TWh | 377 | Sub_sector | Buildings | Space heating | Buildings (heat) | Energetic | buildings_heat_final_demand_methane | Methane | EU | Energy demand | 0 | FEC
FI | TYNDP2026 | NT | 2040 | TWh | 378 | Sub_sector | Buildings | Space heating | Buildings (heat) | Energetic | buildings_heat_final_demand_heat | Heat | EU | Energy demand | 12.8984 | FEC
FI | TYNDP2026 | NT | 2040 | TWh | 379 | Sub_sector | Buildings | Space heating | Buildings (heat) | Energetic | buildings_heat_final_demand_biomass | Biomass | EU | Energy demand | 3.7011 | FEC
FI | TYNDP2026 | NT | 2040 | TWh | 380 | Sub_sector | Buildings | Space heating | Buildings (heat) | Energetic | buildings_heat_final_demand_coal | Solids | EU | Energy demand | 0 | FEC
FI | TYNDP2026 | NT | 2040 | TWh | 381 | Sub_sector | Buildings | Space heating | Buildings (heat) | Energetic | buildings_heat_final_demand_oil | Liquids | EU | Energy demand | 0 | FEC
FI | TYNDP2026 | NT | 2040 | TWh | 382 | Sub_sector | Buildings | Space heating | Buildings (heat) | Energetic | buildings_heat_final_demand_other | Others | EU | Energy demand | 0 | FEC
FI | TYNDP2026 | NT | 2040 | TWh | 383 | Sub_sector | Buildings | Space heating | Buildings (heat) | Energetic | buildings_heat_final_demand_ammonia | Ammonia | EU | Energy demand | 0 | FEC
FI | TYNDP2026 | NT | 2040 | TWh | 386 | Sub_sector | Buildings | Cooling | Buildings (cooling) | Energetic | buildings_cooling_final_demand_electricity | Electricity | EU | Energy demand | 0.40517 | FEC
FI | TYNDP2026 | NT | 2040 | TWh | 387 | Sub_sector | Buildings | Cooling | Buildings (cooling) | Energetic | buildings_cooling_final_demand_hydrogen | Hydrogen | EU | Energy demand | 0 | FEC
FI | TYNDP2026 | NT | 2040 | TWh | 388 | Sub_sector | Buildings | Cooling | Buildings (cooling) | Energetic | buildings_cooling_final_demand_methane | Methane | EU | Energy demand | 0 | FEC
FI | TYNDP2026 | NT | 2040 | TWh | 389 | Sub_sector | Buildings | Cooling | Buildings (cooling) | Energetic | buildings_cooling_final_demand_heat | Heat | EU | Energy demand | 0 | FEC
FI | TYNDP2026 | NT | 2040 | TWh | 390 | Sub_sector | Buildings | Cooling | Buildings (cooling) | Energetic | buildings_cooling_final_demand_biomass | Biomass | EU | Energy demand | 0 | FEC
FI | TYNDP2026 | NT | 2040 | TWh | 391 | Sub_sector | Buildings | Cooling | Buildings (cooling) | Energetic | buildings_cooling_final_demand_coal | Solids | EU | Energy demand | 0 | FEC
FI | TYNDP2026 | NT | 2040 | TWh | 392 | Sub_sector | Buildings | Cooling | Buildings (cooling) | Energetic | buildings_cooling_final_demand_oil | Liquids | EU | Energy demand | 0 | FEC
FI | TYNDP2026 | NT | 2040 | TWh | 393 | Sub_sector | Buildings | Cooling | Buildings (cooling) | Energetic | buildings_cooling_final_demand_other | Others | EU | Energy demand | 0 | FEC
FI | TYNDP2026 | NT | 2040 | TWh | 394 | Sub_sector | Buildings | Cooling | Buildings (cooling) | Energetic | buildings_cooling_final_demand_ammonia | Ammonia | EU | Energy demand | 0 | FEC
FI | TYNDP2026 | NT | 2040 | TWh | 397 | Sub_sector | Buildings | Appliances | Buildings (appliances) | Energetic | buildings_appliances_final_demand_electricity | Electricity | EU | Energy demand | 6.1587 | FEC
FI | TYNDP2026 | NT | 2040 | TWh | 398 | Sub_sector | Buildings | Appliances | Buildings (appliances) | Energetic | buildings_appliances_final_demand_hydrogen | Hydrogen | EU | Energy demand | 0 | FEC
FI | TYNDP2026 | NT | 2040 | TWh | 399 | Sub_sector | Buildings | Appliances | Buildings (appliances) | Energetic | buildings_appliances_final_demand_methane | Methane | EU | Energy demand | 0.063299 | FEC
FI | TYNDP2026 | NT | 2040 | TWh | 400 | Sub_sector | Buildings | Appliances | Buildings (appliances) | Energetic | buildings_appliances_final_demand_heat | Heat | EU | Energy demand | 0 | FEC
FI | TYNDP2026 | NT | 2040 | TWh | 401 | Sub_sector | Buildings | Appliances | Buildings (appliances) | Energetic | buildings_appliances_final_demand_biomass | Biomass | EU | Energy demand | 0 | FEC
FI | TYNDP2026 | NT | 2040 | TWh | 402 | Sub_sector | Buildings | Appliances | Buildings (appliances) | Energetic | buildings_appliances_final_demand_coal | Solids | EU | Energy demand | 0 | FEC
FI | TYNDP2026 | NT | 2040 | TWh | 403 | Sub_sector | Buildings | Appliances | Buildings (appliances) | Energetic | buildings_appliances_final_demand_oil | Liquids | EU | Energy demand | 0 | FEC
FI | TYNDP2026 | NT | 2040 | TWh | 404 | Sub_sector | Buildings | Appliances | Buildings (appliances) | Energetic | buildings_appliances_final_demand_other | Others | EU | Energy demand | 0 | FEC
FI | TYNDP2026 | NT | 2040 | TWh | 405 | Sub_sector | Buildings | Appliances | Buildings (appliances) | Energetic | buildings_appliances_final_demand_ammonia | Ammonia | EU | Energy demand | 0 | FEC
FI | TYNDP2026 | NT | 2040 | TWh | 407 | Sub_sector | Buildings | Datacenters | Datacenters & ICT | Energetic | datacentres_final_demand_electricity_energetic | Electricity | EU | Energy demand | 19.7367 | FEC
FI | TYNDP2026 | NT | 2040 | TWh | 408 | Sub_sector | Buildings | Datacenters | Datacenters & ICT | Energetic | datacentres_final_demand_hydrogen_energetic | Hydrogen | EU | Energy demand | 0 | FEC
FI | TYNDP2026 | NT | 2040 | TWh | 409 | Sub_sector | Buildings | Datacenters | Datacenters & ICT | Energetic | datacentres_final_demand_methane_energetic | Methane | EU | Energy demand | 0 | FEC
FI | TYNDP2026 | NT | 2040 | TWh | 410 | Sub_sector | Buildings | Datacenters | Datacenters & ICT | Energetic | datacentres_final_demand_heat_energetic | Heat | EU | Energy demand | 0 | FEC
FI | TYNDP2026 | NT | 2040 | TWh | 411 | Sub_sector | Buildings | Datacenters | Datacenters & ICT | Energetic | datacentres_final_demand_biomass_energetic | Biomass | EU | Energy demand | 0 | FEC
FI | TYNDP2026 | NT | 2040 | TWh | 412 | Sub_sector | Buildings | Datacenters | Datacenters & ICT | Energetic | datacentres_final_demand_coal_energetic | Solids | EU | Energy demand | 0 | FEC
FI | TYNDP2026 | NT | 2040 | TWh | 413 | Sub_sector | Buildings | Datacenters | Datacenters & ICT | Energetic | datacentres_final_demand_oil_energetic | Liquids | EU | Energy demand | 0 | FEC
FI | TYNDP2026 | NT | 2040 | TWh | 414 | Sub_sector | Buildings | Datacenters | Datacenters & ICT | Energetic | datacentres_final_demand_other_energetic | Others | EU | Energy demand | 0 | FEC
FI | TYNDP2026 | NT | 2040 | TWh | 415 | Sub_sector | Buildings | Datacenters | Datacenters & ICT | Energetic | datacentres_final_demand_ammonia_energetic | Ammonia | EU | Energy demand | 0 | FEC
FI | TYNDP2026 | NT | 2040 | TWh | 417 | Sub_sector | Transport | Others_Sector | Others_Sector | Energetic | other_final_demand_electricity_energetic | Electricity | EU | Energy demand | 0 | FEC
FI | TYNDP2026 | NT | 2040 | TWh | 418 | Sub_sector | Transport | Others_Sector | Others_Sector | Energetic | other_final_demand_hydrogen_energetic | Hydrogen | EU | Energy demand | 0 | FEC
FI | TYNDP2026 | NT | 2040 | TWh | 419 | Sub_sector | Transport | Pipeline Transport | Others_Sector | Energetic | other_final_demand_methane_energetic | Methane | EU | Energy demand | 0.035754 | FEC
FI | TYNDP2026 | NT | 2040 | TWh | 420 | Sub_sector | Transport | Others_Sector | Others_Sector | Energetic | other_final_demand_heat_energetic | Heat | EU | Energy demand | 0.37833 | FEC
FI | TYNDP2026 | NT | 2040 | TWh | 421 | Sub_sector | Transport | Others_Sector | Others_Sector | Energetic | other_final_demand_biomass_energetic | Biomass | EU | Energy demand | 0 | FEC
FI | TYNDP2026 | NT | 2040 | TWh | 422 | Sub_sector | Transport | Others_Sector | Others_Sector | Energetic | other_final_demand_coal_energetic | Solids | EU | Energy demand | 0 | FEC
FI | TYNDP2026 | NT | 2040 | TWh | 423 | Sub_sector | Transport | Others_Sector | Others_Sector | Energetic | other_final_demand_oil_energetic | Liquids | EU | Energy demand | 2.0773 | FEC
FI | TYNDP2026 | NT | 2040 | TWh | 424 | Sub_sector | Others_Sector | Others_Sector | Others_Sector | Non-energetic | other_final_demand_oil_non_energetic | Liquids | EU | Energy demand | 0 | not_included_in_FEC
FI | TYNDP2026 | NT | 2040 | TWh | 425 | Sub_sector | Transport | Others_Sector | Others_Sector | Energetic | other_final_demand_other_energetic | Others | EU | Energy demand | 0 | FEC
FI | TYNDP2026 | NT | 2040 | TWh | 426 | Sub_sector | Transport | Others_Sector | Others_Sector | Energetic | other_final_demand_ammonia_energetic | Ammonia | EU | Energy demand | 0 | FEC
FI | TYNDP2026 | NT | 2040 | TWh | 427 | Sub_sector | Industry | Surplus_Heat_in_Industry | Surplus_Heat_in_Industry | Energetic | final_demand_of_industry_unused_local_production_steam_hot_water | Heat | EU | Energy demand | 7.4482 | FEC
FI | TYNDP2026 | NT | 2040 | TWh | 429 | Sub_sector | Agriculture | Total | Agriculture | Energetic | agriculture_final_demand_electricity_energetic | Electricity | EU | Energy demand | 1.681 | FEC
FI | TYNDP2026 | NT | 2040 | TWh | 430 | Sub_sector | Agriculture | Total | Agriculture | Energetic | agriculture_final_demand_hydrogen_energetic | Hydrogen | EU | Energy demand | 0 | FEC
FI | TYNDP2026 | NT | 2040 | TWh | 431 | Sub_sector | Agriculture | Total | Agriculture | Energetic | agriculture_final_demand_methane_energetic | Methane | EU | Energy demand | 0 | FEC
FI | TYNDP2026 | NT | 2040 | TWh | 432 | Sub_sector | Agriculture | Total | Agriculture | Energetic | agriculture_final_demand_heat_energetic | Heat | EU | Energy demand | 0 | FEC
FI | TYNDP2026 | NT | 2040 | TWh | 433 | Sub_sector | Agriculture | Total | Agriculture | Energetic | agriculture_final_demand_biomass_energetic | Biomass | EU | Energy demand | 4.265 | FEC
FI | TYNDP2026 | NT | 2040 | TWh | 434 | Sub_sector | Agriculture | Total | Agriculture | Energetic | agriculture_final_demand_coal_energetic | Solids | EU | Energy demand | 0 | FEC
FI | TYNDP2026 | NT | 2040 | TWh | 435 | Sub_sector | Agriculture | Total | Agriculture | Energetic | agriculture_final_demand_oil_energetic | Liquids | EU | Energy demand | 0.58778 | FEC
FI | TYNDP2026 | NT | 2040 | TWh | 436 | Sub_sector | Agriculture | Total | Agriculture | Energetic | agriculture_final_demand_other_energetic | Others | EU | Energy demand | 0 | FEC
FI | TYNDP2026 | NT | 2040 | TWh | 437 | Sub_sector | Agriculture | Total | Agriculture | Energetic | agriculture_final_demand_ammonia_energetic | Ammonia | EU | Energy demand | 0 | FEC
FI | TYNDP2026 | NT | 2040 | TWh | 447 | Sub_sector | Buildings | Surplus Energy | Buildings | Energetic | GAP | Electricity | EU | Energy demand | 0 | FEC
FI | TYNDP2026 | NT | 2040 | TWh | 448 | Sub_sector | Buildings | Surplus Energy | Buildings | Energetic | GAP | Hydrogen | EU | Energy demand | 0 | FEC
FI | TYNDP2026 | NT | 2040 | TWh | 449 | Sub_sector | Buildings | Surplus Energy | Buildings | Energetic | GAP | Methane | EU | Energy demand | 0 | FEC
FI | TYNDP2026 | NT | 2040 | TWh | 450 | Sub_sector | Buildings | Surplus Energy | Buildings | Energetic | GAP | Heat | EU | Energy demand | 0 | FEC
FI | TYNDP2026 | NT | 2040 | TWh | 451 | Sub_sector | Buildings | Surplus Energy | Buildings | Energetic | GAP | Biomass | EU | Energy demand | 0.095809 | FEC
FI | TYNDP2026 | NT | 2040 | TWh | 452 | Sub_sector | Buildings | Surplus Energy | Buildings | Energetic | GAP | Solids | EU | Energy demand | 0 | FEC
FI | TYNDP2026 | NT | 2040 | TWh | 453 | Sub_sector | Buildings | Surplus Energy | Buildings | Energetic | GAP | Liquids | EU | Energy demand | 0.1999 | FEC
FI | TYNDP2026 | NT | 2040 | TWh | 454 | Sub_sector | Buildings | Surplus Energy | Buildings | Energetic | GAP | Others | EU | Energy demand | 0 | FEC
FI | TYNDP2026 | NT | 2040 | TWh | 455 | Sub_sector | Buildings | Surplus Energy | Buildings | Energetic | GAP | Ammonia | EU | Energy demand | 0 | FEC
FI | TYNDP2026 | NT | 2040 | TWh | 456 | Sub_sector | Households | Surplus Energy | Households | Energetic | GAP | Electricity | EU | Energy demand | 0 | FEC
FI | TYNDP2026 | NT | 2040 | TWh | 457 | Sub_sector | Households | Surplus Energy | Households | Energetic | GAP | Hydrogen | EU | Energy demand | 0 | FEC
FI | TYNDP2026 | NT | 2040 | TWh | 458 | Sub_sector | Households | Surplus Energy | Households | Energetic | GAP | Methane | EU | Energy demand | 0 | FEC
FI | TYNDP2026 | NT | 2040 | TWh | 459 | Sub_sector | Households | Surplus Energy | Households | Energetic | GAP | Heat | EU | Energy demand | 0 | FEC
FI | TYNDP2026 | NT | 2040 | TWh | 460 | Sub_sector | Households | Surplus Energy | Households | Energetic | GAP | Biomass | EU | Energy demand | 0 | FEC
FI | TYNDP2026 | NT | 2040 | TWh | 461 | Sub_sector | Households | Surplus Energy | Households | Energetic | GAP | Solids | EU | Energy demand | 0 | FEC
FI | TYNDP2026 | NT | 2040 | TWh | 462 | Sub_sector | Households | Surplus Energy | Households | Energetic | GAP | Liquids | EU | Energy demand | 0 | FEC
FI | TYNDP2026 | NT | 2040 | TWh | 463 | Sub_sector | Households | Surplus Energy | Households | Energetic | GAP | Others | EU | Energy demand | 0 | FEC
FI | TYNDP2026 | NT | 2040 | TWh | 464 | Sub_sector | Households | Surplus Energy | Households | Energetic | GAP | Ammonia | EU | Energy demand | 0 | FEC
FI | TYNDP2026 | NT | 2050 | TWh | 102 | Sub_sector | Industry | Aluminium | Industry (aluminium) | Energetic | industry_aluminium_demand_electricity_energetic | Electricity | EU | Energy demand | 0 | FEC
FI | TYNDP2026 | NT | 2050 | TWh | 103 | Sub_sector | Industry | Aluminium | Industry (aluminium) | Energetic | industry_aluminium_demand_hydrogen_energetic | Hydrogen | EU | Energy demand | 0 | FEC
FI | TYNDP2026 | NT | 2050 | TWh | 104 | Sub_sector | Industry | Aluminium | Industry (aluminium) | Energetic | industry_aluminium_demand_methane_energetic | Methane | EU | Energy demand | 0 | FEC
FI | TYNDP2026 | NT | 2050 | TWh | 105 | Sub_sector | Industry | Aluminium | Industry (aluminium) | Energetic | industry_aluminium_demand_heat_energetic | Heat | EU | Energy demand | 0 | FEC
FI | TYNDP2026 | NT | 2050 | TWh | 106 | Sub_sector | Industry | Aluminium | Industry (aluminium) | Energetic | industry_aluminium_demand_biomass_energetic | Biomass | EU | Energy demand | 0 | FEC
FI | TYNDP2026 | NT | 2050 | TWh | 107 | Sub_sector | Industry | Aluminium | Industry (aluminium) | Energetic | industry_aluminium_demand_coal_energetic | Solids | EU | Energy demand | 0 | FEC
FI | TYNDP2026 | NT | 2050 | TWh | 108 | Sub_sector | Industry | Aluminium | Industry (aluminium) | Energetic | industry_aluminium_demand_oil_energetic | Liquids | EU | Energy demand | 0 | FEC
FI | TYNDP2026 | NT | 2050 | TWh | 109 | Sub_sector | Industry | Aluminium | Industry (aluminium) | Energetic | industry_aluminium_demand_others_energetic | Others | EU | Energy demand | 0 | FEC
FI | TYNDP2026 | NT | 2050 | TWh | 110 | Sub_sector | Industry | Aluminium | Industry (aluminium) | Energetic | industry_ammonia_demand_others_energetic | Ammonia | EU | Energy demand | 0 | FEC
FI | TYNDP2026 | NT | 2050 | TWh | 112 | Sub_sector | Industry | Chemicals | Industry (chemicals, energetic) | Energetic | industry_chemical_demand_electricity_energetic | Electricity | EU | Energy demand | 7.1603 | FEC
FI | TYNDP2026 | NT | 2050 | TWh | 113 | Sub_sector | Industry | Chemicals | Industry (chemicals, energetic) | Energetic | industry_chemical_demand_hydrogen_energetic | Hydrogen | EU | Energy demand | 0 | FEC
FI | TYNDP2026 | NT | 2050 | TWh | 114 | Sub_sector | Industry | Chemicals | Industry (chemicals, energetic) | Energetic | industry_chemical_demand_methane_energetic | Methane | EU | Energy demand | 1.9211 | FEC
FI | TYNDP2026 | NT | 2050 | TWh | 115 | Sub_sector | Industry | Chemicals | Industry (chemicals, energetic) | Energetic | industry_chemical_demand_heat_energetic | Heat | EU | Energy demand | 1.8427 | FEC
FI | TYNDP2026 | NT | 2050 | TWh | 116 | Sub_sector | Industry | Chemicals | Industry (chemicals, energetic) | Energetic | industry_chemical_demand_biomass_energetic | Biomass | EU | Energy demand | 0.058333 | FEC
FI | TYNDP2026 | NT | 2050 | TWh | 117 | Sub_sector | Industry | Chemicals | Industry (chemicals, energetic) | Energetic | industry_chemical_demand_coal_energetic | Solids | EU | Energy demand | 0 | FEC
FI | TYNDP2026 | NT | 2050 | TWh | 118 | Sub_sector | Industry | Chemicals | Industry (chemicals, energetic) | Energetic | industry_chemical_demand_oil_energetic | Liquids | EU | Energy demand | 1.83e-09 | FEC
FI | TYNDP2026 | NT | 2050 | TWh | 119 | Sub_sector | Industry | Chemicals | Industry (chemicals, energetic) | Energetic | industry_chemical_demand_others_energetic | Others | EU | Energy demand | 0 | FEC
FI | TYNDP2026 | NT | 2050 | TWh | 120 | Sub_sector | Industry | Chemicals | Industry (chemicals, energetic) | Energetic | industry_chemical_demand_ammonia_energetic | Ammonia | EU | Energy demand | 0 | FEC
FI | TYNDP2026 | NT | 2050 | TWh | 122 | Sub_sector | Industry | Chemicals | Industry (chemicals, non-energetic) | Non-energetic | industry_chemical_demand_electricity_non_energetic | Electricity | EU | Energy demand | 0 | not_included_in_FEC
FI | TYNDP2026 | NT | 2050 | TWh | 123 | Sub_sector | Industry | Chemicals | Industry (chemicals, non-energetic) | Non-energetic | industry_chemical_demand_hydrogen_non_energetic | Hydrogen | EU | Energy demand | 0 | not_included_in_FEC
FI | TYNDP2026 | NT | 2050 | TWh | 124 | Sub_sector | Industry | Chemicals | Industry (chemicals, non-energetic) | Non-energetic | industry_chemical_demand_methane_non_energetic | Methane | EU | Energy demand | 0.20077 | not_included_in_FEC
FI | TYNDP2026 | NT | 2050 | TWh | 125 | Sub_sector | Industry | Chemicals | Industry (chemicals, non-energetic) | Non-energetic | industry_chemical_demand_heat_non_energetic | Heat | EU | Energy demand | 0 | not_included_in_FEC
FI | TYNDP2026 | NT | 2050 | TWh | 126 | Sub_sector | Industry | Chemicals | Industry (chemicals, non-energetic) | Non-energetic | industry_chemical_demand_biomass_non_energetic | Biomass | EU | Energy demand | 0 | not_included_in_FEC
FI | TYNDP2026 | NT | 2050 | TWh | 127 | Sub_sector | Industry | Chemicals | Industry (chemicals, non-energetic) | Non-energetic | industry_chemical_demand_coal_non_energetic | Solids | EU | Energy demand | 0 | not_included_in_FEC
FI | TYNDP2026 | NT | 2050 | TWh | 128 | Sub_sector | Industry | Chemicals | Industry (chemicals, non-energetic) | Non-energetic | industry_chemical_demand_oil_non_energetic | Liquids | EU | Energy demand | 12.6463 | not_included_in_FEC
FI | TYNDP2026 | NT | 2050 | TWh | 129 | Sub_sector | Industry | Chemicals | Industry (chemicals, non-energetic) | Non-energetic | industry_chemical_demand_others_non_energetic | Others | EU | Energy demand | 0 | not_included_in_FEC
FI | TYNDP2026 | NT | 2050 | TWh | 130 | Sub_sector | Industry | Chemicals | Industry (chemicals, non-energetic) | Non-energetic | industry_chemical_demand_ammonia_non_energetic | Ammonia | EU | Energy demand | 0 | not_included_in_FEC
FI | TYNDP2026 | NT | 2050 | TWh | 132 | Sub_sector | Industry | Fertilizers | Industry (fertilizers, energetic) | Energetic | industry_fertilizers_demand_electricity_energetic | Electricity | EU | Energy demand | 0 | FEC
FI | TYNDP2026 | NT | 2050 | TWh | 133 | Sub_sector | Industry | Fertilizers | Industry (fertilizers, energetic) | Energetic | industry_fertilizers_demand_hydrogen_energetic | Hydrogen | EU | Energy demand | 0 | FEC
FI | TYNDP2026 | NT | 2050 | TWh | 134 | Sub_sector | Industry | Fertilizers | Industry (fertilizers, energetic) | Energetic | industry_fertilizers_demand_methane_energetic | Methane | EU | Energy demand | 0 | FEC
FI | TYNDP2026 | NT | 2050 | TWh | 135 | Sub_sector | Industry | Fertilizers | Industry (fertilizers, energetic) | Energetic | industry_fertilizers_demand_heat_energetic | Heat | EU | Energy demand | 0 | FEC
FI | TYNDP2026 | NT | 2050 | TWh | 136 | Sub_sector | Industry | Fertilizers | Industry (fertilizers, energetic) | Energetic | industry_fertilizers_demand_biomass_energetic | Biomass | EU | Energy demand | 0 | FEC
FI | TYNDP2026 | NT | 2050 | TWh | 137 | Sub_sector | Industry | Fertilizers | Industry (fertilizers, energetic) | Energetic | industry_fertilizers_demand_coal_energetic | Solids | EU | Energy demand | 0 | FEC
FI | TYNDP2026 | NT | 2050 | TWh | 138 | Sub_sector | Industry | Fertilizers | Industry (fertilizers, energetic) | Energetic | industry_fertilizers_demand_oil_energetic | Liquids | EU | Energy demand | 0 | FEC
FI | TYNDP2026 | NT | 2050 | TWh | 139 | Sub_sector | Industry | Fertilizers | Industry (fertilizers, energetic) | Energetic | industry_fertilizers_demand_others_energetic | Others | EU | Energy demand | 0 | FEC
FI | TYNDP2026 | NT | 2050 | TWh | 140 | Sub_sector | Industry | Fertilizers | Industry (fertilizers, energetic) | Energetic | industry_fertilizers_demand_ammonia_energetic | Ammonia | EU | Energy demand | 0 | FEC
FI | TYNDP2026 | NT | 2050 | TWh | 142 | Sub_sector | Industry | Fertilizers | Industry (fertilizers, non-energetic) | Non-energetic | industry_fertilizers_demand_electricity_non_energetic | Electricity | EU | Energy demand | 0 | not_included_in_FEC
FI | TYNDP2026 | NT | 2050 | TWh | 143 | Sub_sector | Industry | Fertilizers | Industry (fertilizers, non-energetic) | Non-energetic | industry_fertilizers_demand_hydrogen_non_energetic | Hydrogen | EU | Energy demand | 0 | not_included_in_FEC
FI | TYNDP2026 | NT | 2050 | TWh | 144 | Sub_sector | Industry | Fertilizers | Industry (fertilizers, non-energetic) | Non-energetic | industry_fertilizers_demand_methane_non_energetic | Methane | EU | Energy demand | 0 | not_included_in_FEC
FI | TYNDP2026 | NT | 2050 | TWh | 145 | Sub_sector | Industry | Fertilizers | Industry (fertilizers, non-energetic) | Non-energetic | industry_fertilizers_demand_heat_non_energetic | Heat | EU | Energy demand | 0 | not_included_in_FEC
FI | TYNDP2026 | NT | 2050 | TWh | 146 | Sub_sector | Industry | Fertilizers | Industry (fertilizers, non-energetic) | Non-energetic | industry_fertilizers_demand_biomass_non_energetic | Biomass | EU | Energy demand | 0 | not_included_in_FEC
FI | TYNDP2026 | NT | 2050 | TWh | 147 | Sub_sector | Industry | Fertilizers | Industry (fertilizers, non-energetic) | Non-energetic | industry_fertilizers_demand_coal_non_energetic | Solids | EU | Energy demand | 0 | not_included_in_FEC
FI | TYNDP2026 | NT | 2050 | TWh | 148 | Sub_sector | Industry | Fertilizers | Industry (fertilizers, non-energetic) | Non-energetic | industry_fertilizers_demand_oil_non_energetic | Liquids | EU | Energy demand | 0 | not_included_in_FEC
FI | TYNDP2026 | NT | 2050 | TWh | 149 | Sub_sector | Industry | Fertilizers | Industry (fertilizers, non-energetic) | Non-energetic | industry_fertilizers_demand_others_non_energetic | Others | EU | Energy demand | 0 | not_included_in_FEC
FI | TYNDP2026 | NT | 2050 | TWh | 150 | Sub_sector | Industry | Fertilizers | Industry (fertilizers, non-energetic) | Non-energetic | industry_fertilizers_demand_ammonia_non_energetic | Ammonia | EU | Energy demand | 6.48 | not_included_in_FEC
FI | TYNDP2026 | NT | 2050 | TWh | 152 | Sub_sector | Industry | Food | Industry (food) | Energetic | industry_food_demand_electricity_energetic | Electricity | EU | Energy demand | 2.6199 | FEC
FI | TYNDP2026 | NT | 2050 | TWh | 153 | Sub_sector | Industry | Food | Industry (food) | Energetic | industry_food_demand_hydrogen_energetic | Hydrogen | EU | Energy demand | 0 | FEC
FI | TYNDP2026 | NT | 2050 | TWh | 154 | Sub_sector | Industry | Food | Industry (food) | Energetic | industry_food_demand_methane_energetic | Methane | EU | Energy demand | 0 | FEC
FI | TYNDP2026 | NT | 2050 | TWh | 155 | Sub_sector | Industry | Food | Industry (food) | Energetic | industry_food_demand_heat_energetic | Heat | EU | Energy demand | 1.8497 | FEC
FI | TYNDP2026 | NT | 2050 | TWh | 156 | Sub_sector | Industry | Food | Industry (food) | Energetic | industry_food_demand_biomass_energetic | Biomass | EU | Energy demand | 0.16515 | FEC
FI | TYNDP2026 | NT | 2050 | TWh | 157 | Sub_sector | Industry | Food | Industry (food) | Energetic | industry_food_demand_coal_energetic | Solids | EU | Energy demand | 0 | FEC
FI | TYNDP2026 | NT | 2050 | TWh | 158 | Sub_sector | Industry | Food | Industry (food) | Energetic | industry_food_demand_oil_energetic | Liquids | EU | Energy demand | 0 | FEC
FI | TYNDP2026 | NT | 2050 | TWh | 159 | Sub_sector | Industry | Food | Industry (food) | Energetic | industry_food_demand_others_energetic | Others | EU | Energy demand | 0 | FEC
FI | TYNDP2026 | NT | 2050 | TWh | 160 | Sub_sector | Industry | Food | Industry (food) | Energetic | industry_food_demand_ammonia_energetic | Ammonia | EU | Energy demand | 0 | FEC
FI | TYNDP2026 | NT | 2050 | TWh | 162 | Sub_sector | Industry | Metals | Industry (metal) | Energetic | industry_metal_demand_electricity_energetic | Electricity | EU | Energy demand | 4.312 | FEC
FI | TYNDP2026 | NT | 2050 | TWh | 163 | Sub_sector | Industry | Metals | Industry (metal) | Energetic | industry_metal_demand_hydrogen_energetic | Hydrogen | EU | Energy demand | 0 | FEC
FI | TYNDP2026 | NT | 2050 | TWh | 164 | Sub_sector | Industry | Metals | Industry (metal) | Energetic | industry_metal_demand_methane_energetic | Methane | EU | Energy demand | 0.029703 | FEC
FI | TYNDP2026 | NT | 2050 | TWh | 165 | Sub_sector | Industry | Metals | Industry (metal) | Energetic | industry_metal_demand_heat_energetic | Heat | EU | Energy demand | 1.1923 | FEC
FI | TYNDP2026 | NT | 2050 | TWh | 166 | Sub_sector | Industry | Metals | Industry (metal) | Energetic | industry_metal_demand_biomass_energetic | Biomass | EU | Energy demand | 0 | FEC
FI | TYNDP2026 | NT | 2050 | TWh | 167 | Sub_sector | Industry | Metals | Industry (metal) | Energetic | industry_metal_demand_coal_energetic | Solids | EU | Energy demand | 0.0045571 | FEC
FI | TYNDP2026 | NT | 2050 | TWh | 168 | Sub_sector | Industry | Metals | Industry (metal) | Energetic | industry_metal_demand_oil_energetic | Liquids | EU | Energy demand | 0.6875 | FEC
FI | TYNDP2026 | NT | 2050 | TWh | 169 | Sub_sector | Industry | Metals | Industry (metal) | Energetic | industry_metal_demand_others_energetic | Others | EU | Energy demand | 0 | FEC
FI | TYNDP2026 | NT | 2050 | TWh | 170 | Sub_sector | Industry | Metals | Industry (metal) | Energetic | industry_metal_demand_ammonia_energetic | Ammonia | EU | Energy demand | 0 | FEC
FI | TYNDP2026 | NT | 2050 | TWh | 172 | Sub_sector | Industry | Others | Industry (other, energetic) | Energetic | industry_other_demand_electricity_energetic | Electricity | EU | Energy demand | 18.0948 | FEC
FI | TYNDP2026 | NT | 2050 | TWh | 173 | Sub_sector | Industry | Others | Industry (other, energetic) | Energetic | industry_other_demand_hydrogen_energetic | Hydrogen | EU | Energy demand | 6.0316 | FEC
FI | TYNDP2026 | NT | 2050 | TWh | 174 | Sub_sector | Industry | Others | Industry (other, energetic) | Energetic | industry_other_demand_methane_energetic | Methane | EU | Energy demand | 0 | FEC
FI | TYNDP2026 | NT | 2050 | TWh | 175 | Sub_sector | Industry | Others | Industry (other, energetic) | Energetic | industry_other_demand_heat_energetic | Heat | EU | Energy demand | 3.9205 | FEC
FI | TYNDP2026 | NT | 2050 | TWh | 176 | Sub_sector | Industry | Others | Industry (other, energetic) | Energetic | industry_other_demand_biomass_energetic | Biomass | EU | Energy demand | 2.1111 | FEC
FI | TYNDP2026 | NT | 2050 | TWh | 177 | Sub_sector | Industry | Others | Industry (other, energetic) | Energetic | industry_other_demand_coal_energetic | Solids | EU | Energy demand | 0 | FEC
FI | TYNDP2026 | NT | 2050 | TWh | 178 | Sub_sector | Industry | Others | Industry (other, energetic) | Energetic | industry_other_demand_oil_energetic | Liquids | EU | Energy demand | 0 | FEC
FI | TYNDP2026 | NT | 2050 | TWh | 179 | Sub_sector | Industry | Others | Industry (other, energetic) | Energetic | industry_other_demand_others_energetic | Others | EU | Energy demand | 0 | FEC
FI | TYNDP2026 | NT | 2050 | TWh | 180 | Sub_sector | Industry | Others | Industry (other, energetic) | Energetic | industry_other_demand_ammonia_energetic | Ammonia | EU | Energy demand | 0 | FEC
FI | TYNDP2026 | NT | 2050 | TWh | 182 | Sub_sector | Industry | Others | Industry (other, non-energetic) | Non-energetic | industry_other_demand_electricity_non_energetic | Electricity | EU | Energy demand | 0 | not_included_in_FEC
FI | TYNDP2026 | NT | 2050 | TWh | 183 | Sub_sector | Industry | Others | Industry (other, non-energetic) | Non-energetic | industry_other_demand_hydrogen_non_energetic | Hydrogen | EU | Energy demand | 10.6813 | not_included_in_FEC
FI | TYNDP2026 | NT | 2050 | TWh | 184 | Sub_sector | Industry | Others | Industry (other, non-energetic) | Non-energetic | industry_other_demand_methane_non_energetic | Methane | EU | Energy demand | 0 | not_included_in_FEC
FI | TYNDP2026 | NT | 2050 | TWh | 185 | Sub_sector | Industry | Others | Industry (other, non-energetic) | Non-energetic | industry_other_demand_heat_non_energetic | Heat | EU | Energy demand | 0 | not_included_in_FEC
FI | TYNDP2026 | NT | 2050 | TWh | 186 | Sub_sector | Industry | Others | Industry (other, non-energetic) | Non-energetic | industry_other_demand_biomass_non_energetic | Biomass | EU | Energy demand | 0 | not_included_in_FEC
FI | TYNDP2026 | NT | 2050 | TWh | 187 | Sub_sector | Industry | Others | Industry (other, non-energetic) | Non-energetic | industry_other_demand_coal_non_energetic | Solids | EU | Energy demand | 0 | not_included_in_FEC
FI | TYNDP2026 | NT | 2050 | TWh | 188 | Sub_sector | Industry | Others | Industry (other, non-energetic) | Non-energetic | industry_other_demand_oil_non_energetic | Liquids | EU | Energy demand | 0 | not_included_in_FEC
FI | TYNDP2026 | NT | 2050 | TWh | 189 | Sub_sector | Industry | Others | Industry (other, non-energetic) | Non-energetic | industry_other_demand_others_non_energetic | Others | EU | Energy demand | 0 | not_included_in_FEC
FI | TYNDP2026 | NT | 2050 | TWh | 190 | Sub_sector | Industry | Others | Industry (other, non-energetic) | Non-energetic | industry_other_demand_ammonia_non_energetic | Ammonia | EU | Energy demand | 0 | not_included_in_FEC
FI | TYNDP2026 | NT | 2050 | TWh | 192 | Sub_sector | Industry | Paper | Industry (paper) | Energetic | industry_paper_demand_electricity_energetic | Electricity | EU | Energy demand | 23.6481 | FEC
FI | TYNDP2026 | NT | 2050 | TWh | 193 | Sub_sector | Industry | Paper | Industry (paper) | Energetic | industry_paper_demand_hydrogen_energetic | Hydrogen | EU | Energy demand | 0 | FEC
FI | TYNDP2026 | NT | 2050 | TWh | 194 | Sub_sector | Industry | Paper | Industry (paper) | Energetic | industry_paper_demand_methane_energetic | Methane | EU | Energy demand | 0 | FEC
FI | TYNDP2026 | NT | 2050 | TWh | 195 | Sub_sector | Industry | Paper | Industry (paper) | Energetic | industry_paper_demand_heat_energetic | Heat | EU | Energy demand | 3.505 | FEC
FI | TYNDP2026 | NT | 2050 | TWh | 196 | Sub_sector | Industry | Paper | Industry (paper) | Energetic | industry_paper_demand_biomass_energetic | Biomass | EU | Energy demand | 26.2875 | FEC
FI | TYNDP2026 | NT | 2050 | TWh | 197 | Sub_sector | Industry | Paper | Industry (paper) | Energetic | industry_paper_demand_coal_energetic | Solids | EU | Energy demand | 0 | FEC
FI | TYNDP2026 | NT | 2050 | TWh | 198 | Sub_sector | Industry | Paper | Industry (paper) | Energetic | industry_paper_demand_oil_energetic | Liquids | EU | Energy demand | 0 | FEC
FI | TYNDP2026 | NT | 2050 | TWh | 199 | Sub_sector | Industry | Paper | Industry (paper) | Energetic | industry_paper_demand_others_energetic | Others | EU | Energy demand | 0 | FEC
FI | TYNDP2026 | NT | 2050 | TWh | 200 | Sub_sector | Industry | Paper | Industry (paper) | Energetic | industry_paper_demand_ammonia_energetic | Ammonia | EU | Energy demand | 0 | FEC
FI | TYNDP2026 | NT | 2050 | TWh | 202 | Sub_sector | Industry | Refineries | Industry (refineries, energetic) | Energetic | industry_refinery_demand_electricity_energetic | Electricity | EU | Energy demand | 1.33 | not_included_in_FEC
FI | TYNDP2026 | NT | 2050 | TWh | 203 | Sub_sector | Industry | Refineries | Industry (refineries, energetic) | Energetic | industry_refinery_demand_hydrogen_energetic | Hydrogen | EU | Energy demand | 0 | not_included_in_FEC
FI | TYNDP2026 | NT | 2050 | TWh | 204 | Sub_sector | Industry | Refineries | Industry (refineries, energetic) | Energetic | industry_refinery_demand_methane_energetic | Methane | EU | Energy demand | 0.98945 | not_included_in_FEC
FI | TYNDP2026 | NT | 2050 | TWh | 205 | Sub_sector | Industry | Refineries | Industry (refineries, energetic) | Energetic | industry_refinery_demand_heat_energetic | Heat | EU | Energy demand | 5.343 | not_included_in_FEC
FI | TYNDP2026 | NT | 2050 | TWh | 206 | Sub_sector | Industry | Refineries | Industry (refineries, energetic) | Energetic | industry_refinery_demand_biomass_energetic | Biomass | EU | Energy demand | 0 | not_included_in_FEC
FI | TYNDP2026 | NT | 2050 | TWh | 207 | Sub_sector | Industry | Refineries | Industry (refineries, energetic) | Energetic | industry_refinery_demand_coal_energetic | Solids | EU | Energy demand | 0 | not_included_in_FEC
FI | TYNDP2026 | NT | 2050 | TWh | 208 | Sub_sector | Industry | Refineries | Industry (refineries, energetic) | Energetic | industry_refinery_demand_oil_energetic | Liquids | EU | Energy demand | 3.2187 | not_included_in_FEC
FI | TYNDP2026 | NT | 2050 | TWh | 209 | Sub_sector | Industry | Refineries | Industry (refineries, energetic) | Energetic | industry_refinery_demand_others_energetic | Others | EU | Energy demand | 0 | not_included_in_FEC
FI | TYNDP2026 | NT | 2050 | TWh | 210 | Sub_sector | Industry | Refineries | Industry (refineries, energetic) | Energetic | industry_refinery_demand_ammonia_energetic | Ammonia | EU | Energy demand | 0 | not_included_in_FEC
FI | TYNDP2026 | NT | 2050 | TWh | 212 | Sub_sector | Industry | Refineries | Industry (refineries, non-energetic) | Non-energetic | industry_refinery_demand_electricity_non_energetic | Electricity | EU | Energy demand | 0 | not_included_in_FEC
FI | TYNDP2026 | NT | 2050 | TWh | 213 | Sub_sector | Industry | Refineries | Industry (refineries, non-energetic) | Non-energetic | industry_refinery_demand_hydrogen_non_energetic | Hydrogen | EU | Energy demand | 0 | not_included_in_FEC
FI | TYNDP2026 | NT | 2050 | TWh | 214 | Sub_sector | Industry | Refineries | Industry (refineries, non-energetic) | Non-energetic | industry_refinery_demand_methane_non_energetic | Methane | EU | Energy demand | 0 | not_included_in_FEC
FI | TYNDP2026 | NT | 2050 | TWh | 215 | Sub_sector | Industry | Refineries | Industry (refineries, non-energetic) | Non-energetic | industry_refinery_demand_heat_non_energetic | Heat | EU | Energy demand | 0 | not_included_in_FEC
FI | TYNDP2026 | NT | 2050 | TWh | 216 | Sub_sector | Industry | Refineries | Industry (refineries, non-energetic) | Non-energetic | industry_refinery_demand_biomass_non_energetic | Biomass | EU | Energy demand | 0 | not_included_in_FEC
FI | TYNDP2026 | NT | 2050 | TWh | 217 | Sub_sector | Industry | Refineries | Industry (refineries, non-energetic) | Non-energetic | industry_refinery_demand_coal_non_energetic | Solids | EU | Energy demand | 0 | not_included_in_FEC
FI | TYNDP2026 | NT | 2050 | TWh | 218 | Sub_sector | Industry | Refineries | Industry (refineries, non-energetic) | Non-energetic | industry_refinery_demand_oil_non_energetic | Liquids | EU | Energy demand | 0 | not_included_in_FEC
FI | TYNDP2026 | NT | 2050 | TWh | 219 | Sub_sector | Industry | Refineries | Industry (refineries, non-energetic) | Non-energetic | industry_refinery_demand_others_non_energetic | Others | EU | Energy demand | 0 | not_included_in_FEC
FI | TYNDP2026 | NT | 2050 | TWh | 220 | Sub_sector | Industry | Refineries | Industry (refineries, non-energetic) | Non-energetic | industry_refinery_demand_ammonia_non_energetic | Ammonia | EU | Energy demand | 0 | not_included_in_FEC
FI | TYNDP2026 | NT | 2050 | TWh | 222 | Sub_sector | Industry | Steel | Industry (steel) | Energetic | industry_steel_demand_electricity_energetic | Electricity | EU | Energy demand | 10.1247 | FEC
FI | TYNDP2026 | NT | 2050 | TWh | 223 | Sub_sector | Industry | Steel | Industry (steel) | Energetic | industry_steel_demand_hydrogen_energetic | Hydrogen | EU | Energy demand | 16.1117 | FEC
FI | TYNDP2026 | NT | 2050 | TWh | 224 | Sub_sector | Industry | Steel | Industry (steel) | Energetic | industry_steel_demand_methane_energetic | Methane | EU | Energy demand | 4.8622 | FEC
FI | TYNDP2026 | NT | 2050 | TWh | 225 | Sub_sector | Industry | Steel | Industry (steel) | Energetic | industry_steel_demand_heat_energetic | Heat | EU | Energy demand | 0 | FEC
FI | TYNDP2026 | NT | 2050 | TWh | 226 | Sub_sector | Industry | Steel | Industry (steel) | Energetic | industry_steel_demand_biomass_energetic | Biomass | EU | Energy demand | 0 | FEC
FI | TYNDP2026 | NT | 2050 | TWh | 227 | Sub_sector | Industry | Steel | Industry (steel) | Energetic | industry_steel_demand_coal_energetic | Solids | EU | Energy demand | 1.5907 | FEC
FI | TYNDP2026 | NT | 2050 | TWh | 228 | Sub_sector | Industry | Steel | Industry (steel) | Energetic | industry_steel_demand_oil_energetic | Liquids | EU | Energy demand | 0 | FEC
FI | TYNDP2026 | NT | 2050 | TWh | 229 | Sub_sector | Industry | Steel | Industry (steel) | Energetic | industry_steel_demand_others_energetic | Others | EU | Energy demand | 0 | FEC
FI | TYNDP2026 | NT | 2050 | TWh | 230 | Sub_sector | Industry | Steel | Industry (steel) | Energetic | industry_steel_demand_ammonia_energetic | Ammonia | EU | Energy demand | 0 | FEC
FI | TYNDP2026 | NT | 2050 | TWh | 232 | Sub_sector | Transport | Cars | Transport (cars) | Energetic | transport_cars_final_demand_electricity | Electricity | EU | Energy demand | 9.5698 | FEC
FI | TYNDP2026 | NT | 2050 | TWh | 233 | Sub_sector | Transport | Cars | Transport (cars) | Energetic | transport_cars_final_demand_hydrogen | Hydrogen | EU | Energy demand | 0 | FEC
FI | TYNDP2026 | NT | 2050 | TWh | 234 | Sub_sector | Transport | Cars | Transport (cars) | Energetic | transport_cars_final_demand_methane | Methane | EU | Energy demand | 0.16197 | FEC
FI | TYNDP2026 | NT | 2050 | TWh | 235 | Sub_sector | Transport | Cars | Transport (cars) | Energetic | transport_cars_final_demand_heat | Heat | EU | Energy demand | 0 | FEC
FI | TYNDP2026 | NT | 2050 | TWh | 236 | Sub_sector | Transport | Cars | Transport (cars) | Energetic | transport_cars_final_demand_biomass | Biomass | EU | Energy demand | 0 | FEC
FI | TYNDP2026 | NT | 2050 | TWh | 237 | Sub_sector | Transport | Cars | Transport (cars) | Energetic | transport_cars_final_demand_coal | Solids | EU | Energy demand | 0 | FEC
FI | TYNDP2026 | NT | 2050 | TWh | 238 | Sub_sector | Transport | Cars | Transport (cars) | Energetic | transport_cars_final_demand_oil | Liquids | EU | Energy demand | 0.33903 | FEC
FI | TYNDP2026 | NT | 2050 | TWh | 239 | Sub_sector | Transport | Cars | Transport (cars) | Energetic | transport_cars_final_demand_other | Others | EU | Energy demand | 0 | FEC
FI | TYNDP2026 | NT | 2050 | TWh | 240 | Sub_sector | Transport | Cars | Transport (cars) | Energetic | transport_cars_final_demand_ammonia | Ammonia | EU | Energy demand | 0 | FEC
FI | TYNDP2026 | NT | 2050 | TWh | 242 | Sub_sector | Transport | Busses | Transport (busses) | Energetic | transport_busses_final_demand_electricity | Electricity | EU | Energy demand | 0.53943 | FEC
FI | TYNDP2026 | NT | 2050 | TWh | 243 | Sub_sector | Transport | Busses | Transport (busses) | Energetic | transport_busses_final_demand_hydrogen | Hydrogen | EU | Energy demand | 0.11769 | FEC
FI | TYNDP2026 | NT | 2050 | TWh | 244 | Sub_sector | Transport | Busses | Transport (busses) | Energetic | transport_busses_final_demand_methane | Methane | EU | Energy demand | 0.13659 | FEC
FI | TYNDP2026 | NT | 2050 | TWh | 245 | Sub_sector | Transport | Busses | Transport (busses) | Energetic | transport_busses_final_demand_heat | Heat | EU | Energy demand | 0 | FEC
FI | TYNDP2026 | NT | 2050 | TWh | 246 | Sub_sector | Transport | Busses | Transport (busses) | Energetic | transport_busses_final_demand_biomass | Biomass | EU | Energy demand | 0 | FEC
FI | TYNDP2026 | NT | 2050 | TWh | 247 | Sub_sector | Transport | Busses | Transport (busses) | Energetic | transport_busses_final_demand_coal | Solids | EU | Energy demand | 0 | FEC
FI | TYNDP2026 | NT | 2050 | TWh | 248 | Sub_sector | Transport | Busses | Transport (busses) | Energetic | transport_busses_final_demand_oil | Liquids | EU | Energy demand | 0.65045 | FEC
FI | TYNDP2026 | NT | 2050 | TWh | 249 | Sub_sector | Transport | Busses | Transport (busses) | Energetic | transport_busses_final_demand_other | Others | EU | Energy demand | 0 | FEC
FI | TYNDP2026 | NT | 2050 | TWh | 250 | Sub_sector | Transport | Busses | Transport (busses) | Energetic | transport_busses_final_demand_ammonia | Ammonia | EU | Energy demand | 0 | FEC
FI | TYNDP2026 | NT | 2050 | TWh | 252 | Sub_sector | Transport | Trucks | Transport (trucks) | Energetic | transport_trucks_final_demand_electricity | Electricity | EU | Energy demand | 1.811 | FEC
FI | TYNDP2026 | NT | 2050 | TWh | 253 | Sub_sector | Transport | Trucks | Transport (trucks) | Energetic | transport_trucks_final_demand_hydrogen | Hydrogen | EU | Energy demand | 0.34315 | FEC
FI | TYNDP2026 | NT | 2050 | TWh | 254 | Sub_sector | Transport | Trucks | Transport (trucks) | Energetic | transport_trucks_final_demand_methane | Methane | EU | Energy demand | 0.40244 | FEC
FI | TYNDP2026 | NT | 2050 | TWh | 255 | Sub_sector | Transport | Trucks | Transport (trucks) | Energetic | transport_trucks_final_demand_heat | Heat | EU | Energy demand | 0 | FEC
FI | TYNDP2026 | NT | 2050 | TWh | 256 | Sub_sector | Transport | Trucks | Transport (trucks) | Energetic | transport_trucks_final_demand_biomass | Biomass | EU | Energy demand | 0 | FEC
FI | TYNDP2026 | NT | 2050 | TWh | 257 | Sub_sector | Transport | Trucks | Transport (trucks) | Energetic | transport_trucks_final_demand_coal | Solids | EU | Energy demand | 0 | FEC
FI | TYNDP2026 | NT | 2050 | TWh | 258 | Sub_sector | Transport | Trucks | Transport (trucks) | Energetic | transport_trucks_final_demand_oil | Liquids | EU | Energy demand | 1.7247 | FEC
FI | TYNDP2026 | NT | 2050 | TWh | 259 | Sub_sector | Transport | Trucks | Transport (trucks) | Energetic | transport_trucks_final_demand_other | Others | EU | Energy demand | 0 | FEC
FI | TYNDP2026 | NT | 2050 | TWh | 260 | Sub_sector | Transport | Trucks | Transport (trucks) | Energetic | transport_trucks_final_demand_ammonia | Ammonia | EU | Energy demand | 0 | FEC
FI | TYNDP2026 | NT | 2050 | TWh | 262 | Sub_sector | Transport | Vans | Transport (vans) | Energetic | transport_vans_final_demand_electricity | Electricity | EU | Energy demand | 0.93237 | FEC
FI | TYNDP2026 | NT | 2050 | TWh | 263 | Sub_sector | Transport | Vans | Transport (vans) | Energetic | transport_vans_final_demand_hydrogen | Hydrogen | EU | Energy demand | 0 | FEC
FI | TYNDP2026 | NT | 2050 | TWh | 264 | Sub_sector | Transport | Vans | Transport (vans) | Energetic | transport_vans_final_demand_methane | Methane | EU | Energy demand | 0 | FEC
FI | TYNDP2026 | NT | 2050 | TWh | 265 | Sub_sector | Transport | Vans | Transport (vans) | Energetic | transport_vans_final_demand_heat | Heat | EU | Energy demand | 0 | FEC
FI | TYNDP2026 | NT | 2050 | TWh | 266 | Sub_sector | Transport | Vans | Transport (vans) | Energetic | transport_vans_final_demand_biomass | Biomass | EU | Energy demand | 0 | FEC
FI | TYNDP2026 | NT | 2050 | TWh | 267 | Sub_sector | Transport | Vans | Transport (vans) | Energetic | transport_vans_final_demand_coal | Solids | EU | Energy demand | 0 | FEC
FI | TYNDP2026 | NT | 2050 | TWh | 268 | Sub_sector | Transport | Vans | Transport (vans) | Energetic | transport_vans_final_demand_oil | Liquids | EU | Energy demand | 0.84081 | FEC
FI | TYNDP2026 | NT | 2050 | TWh | 269 | Sub_sector | Transport | Vans | Transport (vans) | Energetic | transport_vans_final_demand_other | Others | EU | Energy demand | 0 | FEC
FI | TYNDP2026 | NT | 2050 | TWh | 270 | Sub_sector | Transport | Vans | Transport (vans) | Energetic | transport_vans_final_demand_ammonia | Ammonia | EU | Energy demand | 0 | FEC
FI | TYNDP2026 | NT | 2050 | TWh | 272 | Sub_sector | Transport | Freight trains | Transport (trains) | Energetic | transport_trains_final_demand_electricity | Electricity | EU | Energy demand | 0.81129 | FEC
FI | TYNDP2026 | NT | 2050 | TWh | 273 | Sub_sector | Transport | Freight trains | Transport (trains) | Energetic | transport_trains_final_demand_hydrogen | Hydrogen | EU | Energy demand | 0.030149 | FEC
FI | TYNDP2026 | NT | 2050 | TWh | 274 | Sub_sector | Transport | Freight trains | Transport (trains) | Energetic | transport_trains_final_demand_methane | Methane | EU | Energy demand | 0 | FEC
FI | TYNDP2026 | NT | 2050 | TWh | 275 | Sub_sector | Transport | Freight trains | Transport (trains) | Energetic | transport_trains_final_demand_heat | Heat | EU | Energy demand | 0 | FEC
FI | TYNDP2026 | NT | 2050 | TWh | 276 | Sub_sector | Transport | Freight trains | Transport (trains) | Energetic | transport_trains_final_demand_biomass | Biomass | EU | Energy demand | 0 | FEC
FI | TYNDP2026 | NT | 2050 | TWh | 277 | Sub_sector | Transport | Freight trains | Transport (trains) | Energetic | transport_trains_final_demand_coal | Solids | EU | Energy demand | 0 | FEC
FI | TYNDP2026 | NT | 2050 | TWh | 278 | Sub_sector | Transport | Freight trains | Transport (trains) | Energetic | transport_trains_final_demand_oil | Liquids | EU | Energy demand | 0.078465 | FEC
FI | TYNDP2026 | NT | 2050 | TWh | 279 | Sub_sector | Transport | Freight trains | Transport (trains) | Energetic | transport_trains_final_demand_other | Others | EU | Energy demand | 0 | FEC
FI | TYNDP2026 | NT | 2050 | TWh | 280 | Sub_sector | Transport | Freight trains | Transport (trains) | Energetic | transport_trains_final_demand_ammonia | Ammonia | EU | Energy demand | 0 | FEC
FI | TYNDP2026 | NT | 2050 | TWh | 282 | Sub_sector | Transport | Ships | Transport (ships) | Energetic | transport_ships_final_demand_electricity | Electricity | EU | Energy demand | 0 | FEC
FI | TYNDP2026 | NT | 2050 | TWh | 283 | Sub_sector | Transport | Ships | Transport (ships) | Energetic | transport_ships_final_demand_hydrogen | Hydrogen | EU | Energy demand | 0 | FEC
FI | TYNDP2026 | NT | 2050 | TWh | 284 | Sub_sector | Transport | Ships | Transport (ships) | Energetic | transport_ships_final_demand_methane | Methane | EU | Energy demand | 0.23553 | FEC
FI | TYNDP2026 | NT | 2050 | TWh | 285 | Sub_sector | Transport | Ships | Transport (ships) | Energetic | transport_ships_final_demand_heat | Heat | EU | Energy demand | 0 | FEC
FI | TYNDP2026 | NT | 2050 | TWh | 286 | Sub_sector | Transport | Ships | Transport (ships) | Energetic | transport_ships_final_demand_biomass | Biomass | EU | Energy demand | 0 | FEC
FI | TYNDP2026 | NT | 2050 | TWh | 287 | Sub_sector | Transport | Ships | Transport (ships) | Energetic | transport_ships_final_demand_coal | Solids | EU | Energy demand | 0 | FEC
FI | TYNDP2026 | NT | 2050 | TWh | 288 | Sub_sector | Transport | Ships | Transport (ships) | Energetic | transport_ships_final_demand_oil | Liquids | EU | Energy demand | 0.3533 | FEC
FI | TYNDP2026 | NT | 2050 | TWh | 289 | Sub_sector | Transport | Ships | Transport (ships) | Energetic | transport_ships_final_demand_other | Others | EU | Energy demand | 0 | FEC
FI | TYNDP2026 | NT | 2050 | TWh | 290 | Sub_sector | Transport | Ships | Transport (ships) | Energetic | transport_ships_final_demand_ammonia | Ammonia | EU | Energy demand | 0.50062 | FEC
FI | TYNDP2026 | NT | 2050 | TWh | 292 | Sub_sector | Transport | Planes | Transport (planes) | Energetic | transport_planes_final_demand_electricity | Electricity | EU | Energy demand | 0 | FEC
FI | TYNDP2026 | NT | 2050 | TWh | 293 | Sub_sector | Transport | Planes | Transport (planes) | Energetic | transport_planes_final_demand_hydrogen | Hydrogen | EU | Energy demand | 0 | FEC
FI | TYNDP2026 | NT | 2050 | TWh | 294 | Sub_sector | Transport | Planes | Transport (planes) | Energetic | transport_planes_final_demand_methane | Methane | EU | Energy demand | 0 | FEC
FI | TYNDP2026 | NT | 2050 | TWh | 295 | Sub_sector | Transport | Planes | Transport (planes) | Energetic | transport_planes_final_demand_heat | Heat | EU | Energy demand | 0 | FEC
FI | TYNDP2026 | NT | 2050 | TWh | 296 | Sub_sector | Transport | Planes | Transport (planes) | Energetic | transport_planes_final_demand_biomass | Biomass | EU | Energy demand | 0 | FEC
FI | TYNDP2026 | NT | 2050 | TWh | 297 | Sub_sector | Transport | Planes | Transport (planes) | Energetic | transport_planes_final_demand_coal | Solids | EU | Energy demand | 0 | FEC
FI | TYNDP2026 | NT | 2050 | TWh | 298 | Sub_sector | Transport | Planes | Transport (planes) | Energetic | transport_planes_final_demand_oil | Liquids | EU | Energy demand | 0.64558 | FEC
FI | TYNDP2026 | NT | 2050 | TWh | 299 | Sub_sector | Transport | Planes | Transport (planes) | Energetic | transport_planes_final_demand_other | Others | EU | Energy demand | 0 | FEC
FI | TYNDP2026 | NT | 2050 | TWh | 300 | Sub_sector | Transport | Planes | Transport (planes) | Energetic | transport_planes_final_demand_ammonia | Ammonia | EU | Energy demand | 0 | FEC
FI | TYNDP2026 | NT | 2050 | TWh | 302 | Sub_sector | Transport | Others | Transport (others) | Energetic | transport_other_final_demand_electricity | Electricity | EU | Energy demand | 0.026597 | FEC
FI | TYNDP2026 | NT | 2050 | TWh | 303 | Sub_sector | Transport | Others | Transport (others) | Energetic | transport_other_final_demand_hydrogen | Hydrogen | EU | Energy demand | 0 | FEC
FI | TYNDP2026 | NT | 2050 | TWh | 304 | Sub_sector | Transport | Others | Transport (others) | Energetic | transport_other_final_demand_methane | Methane | EU | Energy demand | 0 | FEC
FI | TYNDP2026 | NT | 2050 | TWh | 305 | Sub_sector | Transport | Others | Transport (others) | Energetic | transport_other_final_demand_heat | Heat | EU | Energy demand | 0 | FEC
FI | TYNDP2026 | NT | 2050 | TWh | 306 | Sub_sector | Transport | Others | Transport (others) | Energetic | transport_other_final_demand_biomass | Biomass | EU | Energy demand | 0 | FEC
FI | TYNDP2026 | NT | 2050 | TWh | 307 | Sub_sector | Transport | Others | Transport (others) | Energetic | transport_other_final_demand_coal | Solids | EU | Energy demand | 0 | FEC
FI | TYNDP2026 | NT | 2050 | TWh | 308 | Sub_sector | Transport | Others | Transport (others) | Energetic | transport_other_final_demand_oil | Liquids | EU | Energy demand | 0.26361 | FEC
FI | TYNDP2026 | NT | 2050 | TWh | 309 | Sub_sector | Transport | Others | Transport (others) | Energetic | transport_other_final_demand_other | Others | EU | Energy demand | 0 | FEC
FI | TYNDP2026 | NT | 2050 | TWh | 310 | Sub_sector | Transport | Others | Transport (others) | Energetic | transport_other_final_demand_ammonia | Ammonia | EU | Energy demand | 0 | FEC
FI | TYNDP2026 | NT | 2050 | TWh | 312 | Sub_sector | International transport | International aviation | Transport (int. aviation) | Energetic | transport_int_aviation_final_demand_electricity | Electricity | EU | Energy demand | 0 | FEC
FI | TYNDP2026 | NT | 2050 | TWh | 313 | Sub_sector | International transport | International aviation | Transport (int. aviation) | Energetic | transport_int_aviation_final_demand_hydrogen | Hydrogen | EU | Energy demand | 0 | FEC
FI | TYNDP2026 | NT | 2050 | TWh | 314 | Sub_sector | International transport | International aviation | Transport (int. aviation) | Energetic | transport_int_aviation_final_demand_methane | Methane | EU | Energy demand | 0 | FEC
FI | TYNDP2026 | NT | 2050 | TWh | 315 | Sub_sector | International transport | International aviation | Transport (int. aviation) | Energetic | transport_int_aviation_final_demand_heat | Heat | EU | Energy demand | 0 | FEC
FI | TYNDP2026 | NT | 2050 | TWh | 316 | Sub_sector | International transport | International aviation | Transport (int. aviation) | Energetic | transport_int_aviation_final_demand_biofuels | Biomass | EU | Energy demand | 0 | FEC
FI | TYNDP2026 | NT | 2050 | TWh | 317 | Sub_sector | International transport | International aviation | Transport (int. aviation) | Energetic | transport_int_aviation_final_demand_coal | Solids | EU | Energy demand | 0 | FEC
FI | TYNDP2026 | NT | 2050 | TWh | 318 | Sub_sector | International transport | International aviation | Transport (int. aviation) | Energetic | transport_int_aviation_final_demand_oil | Liquids | EU | Energy demand | 8.0636 | FEC
FI | TYNDP2026 | NT | 2050 | TWh | 319 | Sub_sector | International transport | International aviation | Transport (int. aviation) | Energetic | transport_int_aviation_final_demand_other | Others | EU | Energy demand | 0 | FEC
FI | TYNDP2026 | NT | 2050 | TWh | 320 | Sub_sector | International transport | International aviation | Transport (int. aviation) | Energetic | transport_int_aviation_final_demand_ammonia | Ammonia | EU | Energy demand | 0 | FEC
FI | TYNDP2026 | NT | 2050 | TWh | 322 | Sub_sector | International transport | International shipping | Transport (int. shipping) | Energetic | transport_int_shipping_final_demand_electricity | Electricity | EU | Energy demand | 0 | not_included_in_FEC
FI | TYNDP2026 | NT | 2050 | TWh | 323 | Sub_sector | International transport | International shipping | Transport (int. shipping) | Energetic | transport_int_shipping_final_demand_hydrogen | Hydrogen | EU | Energy demand | 0 | not_included_in_FEC
FI | TYNDP2026 | NT | 2050 | TWh | 324 | Sub_sector | International transport | International shipping | Transport (int. shipping) | Energetic | transport_int_shipping_final_demand_methane | Methane | EU | Energy demand | 0 | not_included_in_FEC
FI | TYNDP2026 | NT | 2050 | TWh | 325 | Sub_sector | International transport | International shipping | Transport (int. shipping) | Energetic | transport_int_shipping_final_demand_heat | Heat | EU | Energy demand | 0 | not_included_in_FEC
FI | TYNDP2026 | NT | 2050 | TWh | 326 | Sub_sector | International transport | International shipping | Transport (int. shipping) | Energetic | transport_int_shipping_final_demand_biofuels | Biomass | EU | Energy demand | 0 | not_included_in_FEC
FI | TYNDP2026 | NT | 2050 | TWh | 327 | Sub_sector | International transport | International shipping | Transport (int. shipping) | Energetic | transport_int_shipping_final_demand_coal | Solids | EU | Energy demand | 0 | not_included_in_FEC
FI | TYNDP2026 | NT | 2050 | TWh | 328 | Sub_sector | International transport | International shipping | Transport (int. shipping) | Energetic | transport_int_shipping_final_demand_oil | Liquids | EU | Energy demand | 2.9581 | not_included_in_FEC
FI | TYNDP2026 | NT | 2050 | TWh | 329 | Sub_sector | International transport | International shipping | Transport (int. shipping) | Energetic | transport_int_shipping_final_demand_other | Others | EU | Energy demand | 0 | not_included_in_FEC
FI | TYNDP2026 | NT | 2050 | TWh | 330 | Sub_sector | International transport | International shipping | Transport (int. shipping) | Energetic | transport_int_shipping_final_demand_ammonia | Ammonia | EU | Energy demand | 0 | not_included_in_FEC
FI | TYNDP2026 | NT | 2050 | TWh | 332 | Sub_sector | Households | Space heating | Households (heating) | Energetic | households_heating_final_demand_electricity | Electricity | EU | Energy demand | 14.312 | FEC
FI | TYNDP2026 | NT | 2050 | TWh | 333 | Sub_sector | Households | Space heating | Households (heating) | Energetic | households_heating_final_demand_hydrogen | Hydrogen | EU | Energy demand | 0 | FEC
FI | TYNDP2026 | NT | 2050 | TWh | 334 | Sub_sector | Households | Space heating | Households (heating) | Energetic | households_heating_final_demand_methane | Methane | EU | Energy demand | 0 | FEC
FI | TYNDP2026 | NT | 2050 | TWh | 335 | Sub_sector | Households | Space heating | Households (heating) | Energetic | households_heating_final_demand_heat | Heat | EU | Energy demand | 10.0946 | FEC
FI | TYNDP2026 | NT | 2050 | TWh | 336 | Sub_sector | Households | Space heating | Households (heating) | Energetic | households_heating_final_demand_biomass | Biomass | EU | Energy demand | 8.5026 | FEC
FI | TYNDP2026 | NT | 2050 | TWh | 337 | Sub_sector | Households | Space heating | Households (heating) | Energetic | households_heating_final_demand_coal | Solids | EU | Energy demand | 0 | FEC
FI | TYNDP2026 | NT | 2050 | TWh | 338 | Sub_sector | Households | Space heating | Households (heating) | Energetic | households_heating_final_demand_oil | Liquids | EU | Energy demand | 0 | FEC
FI | TYNDP2026 | NT | 2050 | TWh | 339 | Sub_sector | Households | Space heating | Households (heating) | Energetic | households_heating_final_demand_other | Others | EU | Energy demand | 0 | FEC
FI | TYNDP2026 | NT | 2050 | TWh | 340 | Sub_sector | Households | Space heating | Households (heating) | Energetic | households_heating_final_demand_ammonia | Ammonia | EU | Energy demand | 0 | FEC
FI | TYNDP2026 | NT | 2050 | TWh | 343 | Sub_sector | Households | Cooling | Households (cooling) | Energetic | households_cooling_final_demand_electricity | Electricity | EU | Energy demand | 0.089726 | FEC
FI | TYNDP2026 | NT | 2050 | TWh | 344 | Sub_sector | Households | Cooling | Households (cooling) | Energetic | households_cooling_final_demand_hydrogen | Hydrogen | EU | Energy demand | 0 | FEC
FI | TYNDP2026 | NT | 2050 | TWh | 345 | Sub_sector | Households | Cooling | Households (cooling) | Energetic | households_cooling_final_demand_methane | Methane | EU | Energy demand | 0 | FEC
FI | TYNDP2026 | NT | 2050 | TWh | 346 | Sub_sector | Households | Cooling | Households (cooling) | Energetic | households_cooling_final_demand_heat | Heat | EU | Energy demand | 0 | FEC
FI | TYNDP2026 | NT | 2050 | TWh | 347 | Sub_sector | Households | Cooling | Households (cooling) | Energetic | households_cooling_final_demand_biomass | Biomass | EU | Energy demand | 0 | FEC
FI | TYNDP2026 | NT | 2050 | TWh | 348 | Sub_sector | Households | Cooling | Households (cooling) | Energetic | households_cooling_final_demand_coal | Solids | EU | Energy demand | 0 | FEC
FI | TYNDP2026 | NT | 2050 | TWh | 349 | Sub_sector | Households | Cooling | Households (cooling) | Energetic | households_cooling_final_demand_oil | Liquids | EU | Energy demand | 0 | FEC
FI | TYNDP2026 | NT | 2050 | TWh | 350 | Sub_sector | Households | Cooling | Households (cooling) | Energetic | households_cooling_final_demand_other | Others | EU | Energy demand | 0 | FEC
FI | TYNDP2026 | NT | 2050 | TWh | 351 | Sub_sector | Households | Cooling | Households (cooling) | Energetic | households_cooling_final_demand_ammonia | Ammonia | EU | Energy demand | 0 | FEC
FI | TYNDP2026 | NT | 2050 | TWh | 354 | Sub_sector | Households | Hot water | Households (hot water) | Energetic | households_hot_water_final_demand_electricity | Electricity | EU | Energy demand | 3.6888 | FEC
FI | TYNDP2026 | NT | 2050 | TWh | 355 | Sub_sector | Households | Hot water | Households (hot water) | Energetic | households_hot_water_final_demand_hydrogen | Hydrogen | EU | Energy demand | 0 | FEC
FI | TYNDP2026 | NT | 2050 | TWh | 356 | Sub_sector | Households | Hot water | Households (hot water) | Energetic | households_hot_water_final_demand_methane | Methane | EU | Energy demand | 0 | FEC
FI | TYNDP2026 | NT | 2050 | TWh | 357 | Sub_sector | Households | Hot water | Households (hot water) | Energetic | households_hot_water_final_demand_heat | Heat | EU | Energy demand | 1.9792 | FEC
FI | TYNDP2026 | NT | 2050 | TWh | 358 | Sub_sector | Households | Hot water | Households (hot water) | Energetic | households_hot_water_final_demand_biomass | Biomass | EU | Energy demand | 1.5689 | FEC
FI | TYNDP2026 | NT | 2050 | TWh | 359 | Sub_sector | Households | Hot water | Households (hot water) | Energetic | households_hot_water_final_demand_coal | Solids | EU | Energy demand | 0 | FEC
FI | TYNDP2026 | NT | 2050 | TWh | 360 | Sub_sector | Households | Hot water | Households (hot water) | Energetic | households_hot_water_final_demand_oil | Liquids | EU | Energy demand | 0 | FEC
FI | TYNDP2026 | NT | 2050 | TWh | 361 | Sub_sector | Households | Hot water | Households (hot water) | Energetic | households_hot_water_final_demand_other | Others | EU | Energy demand | 0.016989 | FEC
FI | TYNDP2026 | NT | 2050 | TWh | 362 | Sub_sector | Households | Hot water | Households (hot water) | Energetic | households_hot_water_final_demand_ammonia | Ammonia | EU | Energy demand | 0 | FEC
FI | TYNDP2026 | NT | 2050 | TWh | 365 | Sub_sector | Households | Appliances | Households (appliances) | Energetic | households_appliances_final_demand_electricity | Electricity | EU | Energy demand | 8.5464 | FEC
FI | TYNDP2026 | NT | 2050 | TWh | 366 | Sub_sector | Households | Appliances | Households (appliances) | Energetic | households_appliances_final_demand_hydrogen | Hydrogen | EU | Energy demand | 0 | FEC
FI | TYNDP2026 | NT | 2050 | TWh | 367 | Sub_sector | Households | Appliances | Households (appliances) | Energetic | households_appliances_final_demand_methane | Methane | EU | Energy demand | 0.0058224 | FEC
FI | TYNDP2026 | NT | 2050 | TWh | 368 | Sub_sector | Households | Appliances | Households (appliances) | Energetic | households_appliances_final_demand_heat | Heat | EU | Energy demand | 0 | FEC
FI | TYNDP2026 | NT | 2050 | TWh | 369 | Sub_sector | Households | Appliances | Households (appliances) | Energetic | households_appliances_final_demand_biomass | Biomass | EU | Energy demand | 0.0028104 | FEC
FI | TYNDP2026 | NT | 2050 | TWh | 370 | Sub_sector | Households | Appliances | Households (appliances) | Energetic | households_appliances_final_demand_coal | Solids | EU | Energy demand | 0 | FEC
FI | TYNDP2026 | NT | 2050 | TWh | 371 | Sub_sector | Households | Appliances | Households (appliances) | Energetic | households_appliances_final_demand_oil | Liquids | EU | Energy demand | 0 | FEC
FI | TYNDP2026 | NT | 2050 | TWh | 372 | Sub_sector | Households | Appliances | Households (appliances) | Energetic | households_appliances_final_demand_other | Others | EU | Energy demand | 0 | FEC
FI | TYNDP2026 | NT | 2050 | TWh | 373 | Sub_sector | Households | Appliances | Households (appliances) | Energetic | households_appliances_final_demand_ammonia | Ammonia | EU | Energy demand | 0 | FEC
FI | TYNDP2026 | NT | 2050 | TWh | 375 | Sub_sector | Buildings | Space heating | Buildings (heat) | Energetic | buildings_heat_final_demand_electricity | Electricity | EU | Energy demand | 9.6425 | FEC
FI | TYNDP2026 | NT | 2050 | TWh | 376 | Sub_sector | Buildings | Space heating | Buildings (heat) | Energetic | buildings_heat_final_demand_hydrogen | Hydrogen | EU | Energy demand | 0 | FEC
FI | TYNDP2026 | NT | 2050 | TWh | 377 | Sub_sector | Buildings | Space heating | Buildings (heat) | Energetic | buildings_heat_final_demand_methane | Methane | EU | Energy demand | 0 | FEC
FI | TYNDP2026 | NT | 2050 | TWh | 378 | Sub_sector | Buildings | Space heating | Buildings (heat) | Energetic | buildings_heat_final_demand_heat | Heat | EU | Energy demand | 13.2777 | FEC
FI | TYNDP2026 | NT | 2050 | TWh | 379 | Sub_sector | Buildings | Space heating | Buildings (heat) | Energetic | buildings_heat_final_demand_biomass | Biomass | EU | Energy demand | 2.3132 | FEC
FI | TYNDP2026 | NT | 2050 | TWh | 380 | Sub_sector | Buildings | Space heating | Buildings (heat) | Energetic | buildings_heat_final_demand_coal | Solids | EU | Energy demand | 0 | FEC
FI | TYNDP2026 | NT | 2050 | TWh | 381 | Sub_sector | Buildings | Space heating | Buildings (heat) | Energetic | buildings_heat_final_demand_oil | Liquids | EU | Energy demand | 0 | FEC
FI | TYNDP2026 | NT | 2050 | TWh | 382 | Sub_sector | Buildings | Space heating | Buildings (heat) | Energetic | buildings_heat_final_demand_other | Others | EU | Energy demand | 0 | FEC
FI | TYNDP2026 | NT | 2050 | TWh | 383 | Sub_sector | Buildings | Space heating | Buildings (heat) | Energetic | buildings_heat_final_demand_ammonia | Ammonia | EU | Energy demand | 0 | FEC
FI | TYNDP2026 | NT | 2050 | TWh | 386 | Sub_sector | Buildings | Cooling | Buildings (cooling) | Energetic | buildings_cooling_final_demand_electricity | Electricity | EU | Energy demand | 0.40031 | FEC
FI | TYNDP2026 | NT | 2050 | TWh | 387 | Sub_sector | Buildings | Cooling | Buildings (cooling) | Energetic | buildings_cooling_final_demand_hydrogen | Hydrogen | EU | Energy demand | 0 | FEC
FI | TYNDP2026 | NT | 2050 | TWh | 388 | Sub_sector | Buildings | Cooling | Buildings (cooling) | Energetic | buildings_cooling_final_demand_methane | Methane | EU | Energy demand | 0 | FEC
FI | TYNDP2026 | NT | 2050 | TWh | 389 | Sub_sector | Buildings | Cooling | Buildings (cooling) | Energetic | buildings_cooling_final_demand_heat | Heat | EU | Energy demand | 0 | FEC
FI | TYNDP2026 | NT | 2050 | TWh | 390 | Sub_sector | Buildings | Cooling | Buildings (cooling) | Energetic | buildings_cooling_final_demand_biomass | Biomass | EU | Energy demand | 0 | FEC
FI | TYNDP2026 | NT | 2050 | TWh | 391 | Sub_sector | Buildings | Cooling | Buildings (cooling) | Energetic | buildings_cooling_final_demand_coal | Solids | EU | Energy demand | 0 | FEC
FI | TYNDP2026 | NT | 2050 | TWh | 392 | Sub_sector | Buildings | Cooling | Buildings (cooling) | Energetic | buildings_cooling_final_demand_oil | Liquids | EU | Energy demand | 0 | FEC
FI | TYNDP2026 | NT | 2050 | TWh | 393 | Sub_sector | Buildings | Cooling | Buildings (cooling) | Energetic | buildings_cooling_final_demand_other | Others | EU | Energy demand | 0 | FEC
FI | TYNDP2026 | NT | 2050 | TWh | 394 | Sub_sector | Buildings | Cooling | Buildings (cooling) | Energetic | buildings_cooling_final_demand_ammonia | Ammonia | EU | Energy demand | 0 | FEC
FI | TYNDP2026 | NT | 2050 | TWh | 397 | Sub_sector | Buildings | Appliances | Buildings (appliances) | Energetic | buildings_appliances_final_demand_electricity | Electricity | EU | Energy demand | 8.2551 | FEC
FI | TYNDP2026 | NT | 2050 | TWh | 398 | Sub_sector | Buildings | Appliances | Buildings (appliances) | Energetic | buildings_appliances_final_demand_hydrogen | Hydrogen | EU | Energy demand | 0 | FEC
FI | TYNDP2026 | NT | 2050 | TWh | 399 | Sub_sector | Buildings | Appliances | Buildings (appliances) | Energetic | buildings_appliances_final_demand_methane | Methane | EU | Energy demand | 0.063299 | FEC
FI | TYNDP2026 | NT | 2050 | TWh | 400 | Sub_sector | Buildings | Appliances | Buildings (appliances) | Energetic | buildings_appliances_final_demand_heat | Heat | EU | Energy demand | 0 | FEC
FI | TYNDP2026 | NT | 2050 | TWh | 401 | Sub_sector | Buildings | Appliances | Buildings (appliances) | Energetic | buildings_appliances_final_demand_biomass | Biomass | EU | Energy demand | 0 | FEC
FI | TYNDP2026 | NT | 2050 | TWh | 402 | Sub_sector | Buildings | Appliances | Buildings (appliances) | Energetic | buildings_appliances_final_demand_coal | Solids | EU | Energy demand | 0 | FEC
FI | TYNDP2026 | NT | 2050 | TWh | 403 | Sub_sector | Buildings | Appliances | Buildings (appliances) | Energetic | buildings_appliances_final_demand_oil | Liquids | EU | Energy demand | 0 | FEC
FI | TYNDP2026 | NT | 2050 | TWh | 404 | Sub_sector | Buildings | Appliances | Buildings (appliances) | Energetic | buildings_appliances_final_demand_other | Others | EU | Energy demand | 0 | FEC
FI | TYNDP2026 | NT | 2050 | TWh | 405 | Sub_sector | Buildings | Appliances | Buildings (appliances) | Energetic | buildings_appliances_final_demand_ammonia | Ammonia | EU | Energy demand | 0 | FEC
FI | TYNDP2026 | NT | 2050 | TWh | 407 | Sub_sector | Buildings | Datacenters | Datacenters & ICT | Energetic | datacentres_final_demand_electricity_energetic | Electricity | EU | Energy demand | 19.7367 | FEC
FI | TYNDP2026 | NT | 2050 | TWh | 408 | Sub_sector | Buildings | Datacenters | Datacenters & ICT | Energetic | datacentres_final_demand_hydrogen_energetic | Hydrogen | EU | Energy demand | 0 | FEC
FI | TYNDP2026 | NT | 2050 | TWh | 409 | Sub_sector | Buildings | Datacenters | Datacenters & ICT | Energetic | datacentres_final_demand_methane_energetic | Methane | EU | Energy demand | 0 | FEC
FI | TYNDP2026 | NT | 2050 | TWh | 410 | Sub_sector | Buildings | Datacenters | Datacenters & ICT | Energetic | datacentres_final_demand_heat_energetic | Heat | EU | Energy demand | 0 | FEC
FI | TYNDP2026 | NT | 2050 | TWh | 411 | Sub_sector | Buildings | Datacenters | Datacenters & ICT | Energetic | datacentres_final_demand_biomass_energetic | Biomass | EU | Energy demand | 0 | FEC
FI | TYNDP2026 | NT | 2050 | TWh | 412 | Sub_sector | Buildings | Datacenters | Datacenters & ICT | Energetic | datacentres_final_demand_coal_energetic | Solids | EU | Energy demand | 0 | FEC
FI | TYNDP2026 | NT | 2050 | TWh | 413 | Sub_sector | Buildings | Datacenters | Datacenters & ICT | Energetic | datacentres_final_demand_oil_energetic | Liquids | EU | Energy demand | 0 | FEC
FI | TYNDP2026 | NT | 2050 | TWh | 414 | Sub_sector | Buildings | Datacenters | Datacenters & ICT | Energetic | datacentres_final_demand_other_energetic | Others | EU | Energy demand | 0 | FEC
FI | TYNDP2026 | NT | 2050 | TWh | 415 | Sub_sector | Buildings | Datacenters | Datacenters & ICT | Energetic | datacentres_final_demand_ammonia_energetic | Ammonia | EU | Energy demand | 0 | FEC
FI | TYNDP2026 | NT | 2050 | TWh | 417 | Sub_sector | Transport | Others_Sector | Others_Sector | Energetic | other_final_demand_electricity_energetic | Electricity | EU | Energy demand | 0 | FEC
FI | TYNDP2026 | NT | 2050 | TWh | 418 | Sub_sector | Transport | Others_Sector | Others_Sector | Energetic | other_final_demand_hydrogen_energetic | Hydrogen | EU | Energy demand | 0 | FEC
FI | TYNDP2026 | NT | 2050 | TWh | 419 | Sub_sector | Transport | Pipeline Transport | Others_Sector | Energetic | other_final_demand_methane_energetic | Methane | EU | Energy demand | 0.035754 | FEC
FI | TYNDP2026 | NT | 2050 | TWh | 420 | Sub_sector | Transport | Others_Sector | Others_Sector | Energetic | other_final_demand_heat_energetic | Heat | EU | Energy demand | 0.37833 | FEC
FI | TYNDP2026 | NT | 2050 | TWh | 421 | Sub_sector | Transport | Others_Sector | Others_Sector | Energetic | other_final_demand_biomass_energetic | Biomass | EU | Energy demand | 0 | FEC
FI | TYNDP2026 | NT | 2050 | TWh | 422 | Sub_sector | Transport | Others_Sector | Others_Sector | Energetic | other_final_demand_coal_energetic | Solids | EU | Energy demand | 0 | FEC
FI | TYNDP2026 | NT | 2050 | TWh | 423 | Sub_sector | Transport | Others_Sector | Others_Sector | Energetic | other_final_demand_oil_energetic | Liquids | EU | Energy demand | 2.0773 | FEC
FI | TYNDP2026 | NT | 2050 | TWh | 424 | Sub_sector | Others_Sector | Others_Sector | Others_Sector | Non-energetic | other_final_demand_oil_non_energetic | Liquids | EU | Energy demand | 0 | not_included_in_FEC
FI | TYNDP2026 | NT | 2050 | TWh | 425 | Sub_sector | Transport | Others_Sector | Others_Sector | Energetic | other_final_demand_other_energetic | Others | EU | Energy demand | 0 | FEC
FI | TYNDP2026 | NT | 2050 | TWh | 426 | Sub_sector | Transport | Others_Sector | Others_Sector | Energetic | other_final_demand_ammonia_energetic | Ammonia | EU | Energy demand | 0 | FEC
FI | TYNDP2026 | NT | 2050 | TWh | 427 | Sub_sector | Industry | Surplus_Heat_in_Industry | Surplus_Heat_in_Industry | Energetic | final_demand_of_industry_unused_local_production_steam_hot_water | Heat | EU | Energy demand | 8.3178 | FEC
FI | TYNDP2026 | NT | 2050 | TWh | 429 | Sub_sector | Agriculture | Total | Agriculture | Energetic | agriculture_final_demand_electricity_energetic | Electricity | EU | Energy demand | 1.7325 | FEC
FI | TYNDP2026 | NT | 2050 | TWh | 430 | Sub_sector | Agriculture | Total | Agriculture | Energetic | agriculture_final_demand_hydrogen_energetic | Hydrogen | EU | Energy demand | 0 | FEC
FI | TYNDP2026 | NT | 2050 | TWh | 431 | Sub_sector | Agriculture | Total | Agriculture | Energetic | agriculture_final_demand_methane_energetic | Methane | EU | Energy demand | 0 | FEC
FI | TYNDP2026 | NT | 2050 | TWh | 432 | Sub_sector | Agriculture | Total | Agriculture | Energetic | agriculture_final_demand_heat_energetic | Heat | EU | Energy demand | 0 | FEC
FI | TYNDP2026 | NT | 2050 | TWh | 433 | Sub_sector | Agriculture | Total | Agriculture | Energetic | agriculture_final_demand_biomass_energetic | Biomass | EU | Energy demand | 4.5696 | FEC
FI | TYNDP2026 | NT | 2050 | TWh | 434 | Sub_sector | Agriculture | Total | Agriculture | Energetic | agriculture_final_demand_coal_energetic | Solids | EU | Energy demand | 0 | FEC
FI | TYNDP2026 | NT | 2050 | TWh | 435 | Sub_sector | Agriculture | Total | Agriculture | Energetic | agriculture_final_demand_oil_energetic | Liquids | EU | Energy demand | 0 | FEC
FI | TYNDP2026 | NT | 2050 | TWh | 436 | Sub_sector | Agriculture | Total | Agriculture | Energetic | agriculture_final_demand_other_energetic | Others | EU | Energy demand | 0 | FEC
FI | TYNDP2026 | NT | 2050 | TWh | 437 | Sub_sector | Agriculture | Total | Agriculture | Energetic | agriculture_final_demand_ammonia_energetic | Ammonia | EU | Energy demand | 0 | FEC
FI | TYNDP2026 | NT | 2050 | TWh | 447 | Sub_sector | Buildings | Surplus Energy | Buildings | Energetic | GAP | Electricity | EU | Energy demand | 0 | FEC
FI | TYNDP2026 | NT | 2050 | TWh | 448 | Sub_sector | Buildings | Surplus Energy | Buildings | Energetic | GAP | Hydrogen | EU | Energy demand | 0 | FEC
FI | TYNDP2026 | NT | 2050 | TWh | 449 | Sub_sector | Buildings | Surplus Energy | Buildings | Energetic | GAP | Methane | EU | Energy demand | 0 | FEC
FI | TYNDP2026 | NT | 2050 | TWh | 450 | Sub_sector | Buildings | Surplus Energy | Buildings | Energetic | GAP | Heat | EU | Energy demand | 0 | FEC
FI | TYNDP2026 | NT | 2050 | TWh | 451 | Sub_sector | Buildings | Surplus Energy | Buildings | Energetic | GAP | Biomass | EU | Energy demand | 0.095809 | FEC
FI | TYNDP2026 | NT | 2050 | TWh | 452 | Sub_sector | Buildings | Surplus Energy | Buildings | Energetic | GAP | Solids | EU | Energy demand | 0 | FEC
FI | TYNDP2026 | NT | 2050 | TWh | 453 | Sub_sector | Buildings | Surplus Energy | Buildings | Energetic | GAP | Liquids | EU | Energy demand | 0.1999 | FEC
FI | TYNDP2026 | NT | 2050 | TWh | 454 | Sub_sector | Buildings | Surplus Energy | Buildings | Energetic | GAP | Others | EU | Energy demand | 0 | FEC
FI | TYNDP2026 | NT | 2050 | TWh | 455 | Sub_sector | Buildings | Surplus Energy | Buildings | Energetic | GAP | Ammonia | EU | Energy demand | 0 | FEC
FI | TYNDP2026 | NT | 2050 | TWh | 456 | Sub_sector | Households | Surplus Energy | Households | Energetic | GAP | Electricity | EU | Energy demand | 0 | FEC
FI | TYNDP2026 | NT | 2050 | TWh | 457 | Sub_sector | Households | Surplus Energy | Households | Energetic | GAP | Hydrogen | EU | Energy demand | 0 | FEC
FI | TYNDP2026 | NT | 2050 | TWh | 458 | Sub_sector | Households | Surplus Energy | Households | Energetic | GAP | Methane | EU | Energy demand | 0 | FEC
FI | TYNDP2026 | NT | 2050 | TWh | 459 | Sub_sector | Households | Surplus Energy | Households | Energetic | GAP | Heat | EU | Energy demand | 0 | FEC
FI | TYNDP2026 | NT | 2050 | TWh | 460 | Sub_sector | Households | Surplus Energy | Households | Energetic | GAP | Biomass | EU | Energy demand | 0 | FEC
FI | TYNDP2026 | NT | 2050 | TWh | 461 | Sub_sector | Households | Surplus Energy | Households | Energetic | GAP | Solids | EU | Energy demand | 0 | FEC
FI | TYNDP2026 | NT | 2050 | TWh | 462 | Sub_sector | Households | Surplus Energy | Households | Energetic | GAP | Liquids | EU | Energy demand | 0 | FEC
FI | TYNDP2026 | NT | 2050 | TWh | 463 | Sub_sector | Households | Surplus Energy | Households | Energetic | GAP | Others | EU | Energy demand | 0 | FEC
FI | TYNDP2026 | NT | 2050 | TWh | 464 | Sub_sector | Households | Surplus Energy | Households | Energetic | GAP | Ammonia | EU | Energy demand | 0 | FEC
FI | TYNDP2026 | HEV | 2035 | TWh | 102 | Sub_sector | Industry | Aluminium | Industry (aluminium) | Energetic | industry_aluminium_demand_electricity_energetic | Electricity | EU | Energy demand | 0 | FEC
FI | TYNDP2026 | HEV | 2035 | TWh | 103 | Sub_sector | Industry | Aluminium | Industry (aluminium) | Energetic | industry_aluminium_demand_hydrogen_energetic | Hydrogen | EU | Energy demand | 0 | FEC
FI | TYNDP2026 | HEV | 2035 | TWh | 104 | Sub_sector | Industry | Aluminium | Industry (aluminium) | Energetic | industry_aluminium_demand_methane_energetic | Methane | EU | Energy demand | 0 | FEC
FI | TYNDP2026 | HEV | 2035 | TWh | 105 | Sub_sector | Industry | Aluminium | Industry (aluminium) | Energetic | industry_aluminium_demand_heat_energetic | Heat | EU | Energy demand | 0 | FEC
FI | TYNDP2026 | HEV | 2035 | TWh | 106 | Sub_sector | Industry | Aluminium | Industry (aluminium) | Energetic | industry_aluminium_demand_biomass_energetic | Biomass | EU | Energy demand | 0 | FEC
FI | TYNDP2026 | HEV | 2035 | TWh | 107 | Sub_sector | Industry | Aluminium | Industry (aluminium) | Energetic | industry_aluminium_demand_coal_energetic | Solids | EU | Energy demand | 0 | FEC
FI | TYNDP2026 | HEV | 2035 | TWh | 108 | Sub_sector | Industry | Aluminium | Industry (aluminium) | Energetic | industry_aluminium_demand_oil_energetic | Liquids | EU | Energy demand | 0 | FEC
FI | TYNDP2026 | HEV | 2035 | TWh | 109 | Sub_sector | Industry | Aluminium | Industry (aluminium) | Energetic | industry_aluminium_demand_others_energetic | Others | EU | Energy demand | 0 | FEC
FI | TYNDP2026 | HEV | 2035 | TWh | 110 | Sub_sector | Industry | Aluminium | Industry (aluminium) | Energetic | industry_ammonia_demand_others_energetic | Ammonia | EU | Energy demand | 0 | FEC
FI | TYNDP2026 | HEV | 2035 | TWh | 112 | Sub_sector | Industry | Chemicals | Industry (chemicals, energetic) | Energetic | industry_chemical_demand_electricity_energetic | Electricity | EU | Energy demand | 5.0912 | FEC
FI | TYNDP2026 | HEV | 2035 | TWh | 113 | Sub_sector | Industry | Chemicals | Industry (chemicals, energetic) | Energetic | industry_chemical_demand_hydrogen_energetic | Hydrogen | EU | Energy demand | 0 | FEC
FI | TYNDP2026 | HEV | 2035 | TWh | 114 | Sub_sector | Industry | Chemicals | Industry (chemicals, energetic) | Energetic | industry_chemical_demand_methane_energetic | Methane | EU | Energy demand | 0.51659 | FEC
FI | TYNDP2026 | HEV | 2035 | TWh | 115 | Sub_sector | Industry | Chemicals | Industry (chemicals, energetic) | Energetic | industry_chemical_demand_heat_energetic | Heat | EU | Energy demand | 3.2746 | FEC
FI | TYNDP2026 | HEV | 2035 | TWh | 116 | Sub_sector | Industry | Chemicals | Industry (chemicals, energetic) | Energetic | industry_chemical_demand_biomass_energetic | Biomass | EU | Energy demand | 0.062708 | FEC
FI | TYNDP2026 | HEV | 2035 | TWh | 117 | Sub_sector | Industry | Chemicals | Industry (chemicals, energetic) | Energetic | industry_chemical_demand_coal_energetic | Solids | EU | Energy demand | 0 | FEC
FI | TYNDP2026 | HEV | 2035 | TWh | 118 | Sub_sector | Industry | Chemicals | Industry (chemicals, energetic) | Energetic | industry_chemical_demand_oil_energetic | Liquids | EU | Energy demand | 3.2447 | FEC
FI | TYNDP2026 | HEV | 2035 | TWh | 119 | Sub_sector | Industry | Chemicals | Industry (chemicals, energetic) | Energetic | industry_chemical_demand_others_energetic | Others | EU | Energy demand | 0 | FEC
FI | TYNDP2026 | HEV | 2035 | TWh | 120 | Sub_sector | Industry | Chemicals | Industry (chemicals, energetic) | Energetic | industry_chemical_demand_ammonia_energetic | Ammonia | EU | Energy demand | 0 | FEC
FI | TYNDP2026 | HEV | 2035 | TWh | 122 | Sub_sector | Industry | Chemicals | Industry (chemicals, non-energetic) | Non-energetic | industry_chemical_demand_electricity_non_energetic | Electricity | EU | Energy demand | 0 | not_included_in_FEC
FI | TYNDP2026 | HEV | 2035 | TWh | 123 | Sub_sector | Industry | Chemicals | Industry (chemicals, non-energetic) | Non-energetic | industry_chemical_demand_hydrogen_non_energetic | Hydrogen | EU | Energy demand | 0 | not_included_in_FEC
FI | TYNDP2026 | HEV | 2035 | TWh | 124 | Sub_sector | Industry | Chemicals | Industry (chemicals, non-energetic) | Non-energetic | industry_chemical_demand_methane_non_energetic | Methane | EU | Energy demand | 0.21583 | not_included_in_FEC
FI | TYNDP2026 | HEV | 2035 | TWh | 125 | Sub_sector | Industry | Chemicals | Industry (chemicals, non-energetic) | Non-energetic | industry_chemical_demand_heat_non_energetic | Heat | EU | Energy demand | 0 | not_included_in_FEC
FI | TYNDP2026 | HEV | 2035 | TWh | 126 | Sub_sector | Industry | Chemicals | Industry (chemicals, non-energetic) | Non-energetic | industry_chemical_demand_biomass_non_energetic | Biomass | EU | Energy demand | 0 | not_included_in_FEC
FI | TYNDP2026 | HEV | 2035 | TWh | 127 | Sub_sector | Industry | Chemicals | Industry (chemicals, non-energetic) | Non-energetic | industry_chemical_demand_coal_non_energetic | Solids | EU | Energy demand | 0 | not_included_in_FEC
FI | TYNDP2026 | HEV | 2035 | TWh | 128 | Sub_sector | Industry | Chemicals | Industry (chemicals, non-energetic) | Non-energetic | industry_chemical_demand_oil_non_energetic | Liquids | EU | Energy demand | 13.5948 | not_included_in_FEC
FI | TYNDP2026 | HEV | 2035 | TWh | 129 | Sub_sector | Industry | Chemicals | Industry (chemicals, non-energetic) | Non-energetic | industry_chemical_demand_others_non_energetic | Others | EU | Energy demand | 0 | not_included_in_FEC
FI | TYNDP2026 | HEV | 2035 | TWh | 130 | Sub_sector | Industry | Chemicals | Industry (chemicals, non-energetic) | Non-energetic | industry_chemical_demand_ammonia_non_energetic | Ammonia | EU | Energy demand | 0 | not_included_in_FEC
FI | TYNDP2026 | HEV | 2035 | TWh | 132 | Sub_sector | Industry | Fertilizers | Industry (fertilizers, energetic) | Energetic | industry_fertilizers_demand_electricity_energetic | Electricity | EU | Energy demand | 0 | FEC
FI | TYNDP2026 | HEV | 2035 | TWh | 133 | Sub_sector | Industry | Fertilizers | Industry (fertilizers, energetic) | Energetic | industry_fertilizers_demand_hydrogen_energetic | Hydrogen | EU | Energy demand | 0 | FEC
FI | TYNDP2026 | HEV | 2035 | TWh | 134 | Sub_sector | Industry | Fertilizers | Industry (fertilizers, energetic) | Energetic | industry_fertilizers_demand_methane_energetic | Methane | EU | Energy demand | 0 | FEC
FI | TYNDP2026 | HEV | 2035 | TWh | 135 | Sub_sector | Industry | Fertilizers | Industry (fertilizers, energetic) | Energetic | industry_fertilizers_demand_heat_energetic | Heat | EU | Energy demand | 0 | FEC
FI | TYNDP2026 | HEV | 2035 | TWh | 136 | Sub_sector | Industry | Fertilizers | Industry (fertilizers, energetic) | Energetic | industry_fertilizers_demand_biomass_energetic | Biomass | EU | Energy demand | 0 | FEC
FI | TYNDP2026 | HEV | 2035 | TWh | 137 | Sub_sector | Industry | Fertilizers | Industry (fertilizers, energetic) | Energetic | industry_fertilizers_demand_coal_energetic | Solids | EU | Energy demand | 0 | FEC
FI | TYNDP2026 | HEV | 2035 | TWh | 138 | Sub_sector | Industry | Fertilizers | Industry (fertilizers, energetic) | Energetic | industry_fertilizers_demand_oil_energetic | Liquids | EU | Energy demand | 0 | FEC
FI | TYNDP2026 | HEV | 2035 | TWh | 139 | Sub_sector | Industry | Fertilizers | Industry (fertilizers, energetic) | Energetic | industry_fertilizers_demand_others_energetic | Others | EU | Energy demand | 0 | FEC
FI | TYNDP2026 | HEV | 2035 | TWh | 140 | Sub_sector | Industry | Fertilizers | Industry (fertilizers, energetic) | Energetic | industry_fertilizers_demand_ammonia_energetic | Ammonia | EU | Energy demand | 0 | FEC
FI | TYNDP2026 | HEV | 2035 | TWh | 142 | Sub_sector | Industry | Fertilizers | Industry (fertilizers, non-energetic) | Non-energetic | industry_fertilizers_demand_electricity_non_energetic | Electricity | EU | Energy demand | 0 | not_included_in_FEC
FI | TYNDP2026 | HEV | 2035 | TWh | 143 | Sub_sector | Industry | Fertilizers | Industry (fertilizers, non-energetic) | Non-energetic | industry_fertilizers_demand_hydrogen_non_energetic | Hydrogen | EU | Energy demand | 0 | not_included_in_FEC
FI | TYNDP2026 | HEV | 2035 | TWh | 144 | Sub_sector | Industry | Fertilizers | Industry (fertilizers, non-energetic) | Non-energetic | industry_fertilizers_demand_methane_non_energetic | Methane | EU | Energy demand | 0 | not_included_in_FEC
FI | TYNDP2026 | HEV | 2035 | TWh | 145 | Sub_sector | Industry | Fertilizers | Industry (fertilizers, non-energetic) | Non-energetic | industry_fertilizers_demand_heat_non_energetic | Heat | EU | Energy demand | 0 | not_included_in_FEC
FI | TYNDP2026 | HEV | 2035 | TWh | 146 | Sub_sector | Industry | Fertilizers | Industry (fertilizers, non-energetic) | Non-energetic | industry_fertilizers_demand_biomass_non_energetic | Biomass | EU | Energy demand | 0 | not_included_in_FEC
FI | TYNDP2026 | HEV | 2035 | TWh | 147 | Sub_sector | Industry | Fertilizers | Industry (fertilizers, non-energetic) | Non-energetic | industry_fertilizers_demand_coal_non_energetic | Solids | EU | Energy demand | 0 | not_included_in_FEC
FI | TYNDP2026 | HEV | 2035 | TWh | 148 | Sub_sector | Industry | Fertilizers | Industry (fertilizers, non-energetic) | Non-energetic | industry_fertilizers_demand_oil_non_energetic | Liquids | EU | Energy demand | 0 | not_included_in_FEC
FI | TYNDP2026 | HEV | 2035 | TWh | 149 | Sub_sector | Industry | Fertilizers | Industry (fertilizers, non-energetic) | Non-energetic | industry_fertilizers_demand_others_non_energetic | Others | EU | Energy demand | 0 | not_included_in_FEC
FI | TYNDP2026 | HEV | 2035 | TWh | 150 | Sub_sector | Industry | Fertilizers | Industry (fertilizers, non-energetic) | Non-energetic | industry_fertilizers_demand_ammonia_non_energetic | Ammonia | EU | Energy demand | 4.75 | not_included_in_FEC
FI | TYNDP2026 | HEV | 2035 | TWh | 152 | Sub_sector | Industry | Food | Industry (food) | Energetic | industry_food_demand_electricity_energetic | Electricity | EU | Energy demand | 2.6745 | FEC
FI | TYNDP2026 | HEV | 2035 | TWh | 153 | Sub_sector | Industry | Food | Industry (food) | Energetic | industry_food_demand_hydrogen_energetic | Hydrogen | EU | Energy demand | 0 | FEC
FI | TYNDP2026 | HEV | 2035 | TWh | 154 | Sub_sector | Industry | Food | Industry (food) | Energetic | industry_food_demand_methane_energetic | Methane | EU | Energy demand | 0.078007 | FEC
FI | TYNDP2026 | HEV | 2035 | TWh | 155 | Sub_sector | Industry | Food | Industry (food) | Energetic | industry_food_demand_heat_energetic | Heat | EU | Energy demand | 2.0594 | FEC
FI | TYNDP2026 | HEV | 2035 | TWh | 156 | Sub_sector | Industry | Food | Industry (food) | Energetic | industry_food_demand_biomass_energetic | Biomass | EU | Energy demand | 0.17754 | FEC
FI | TYNDP2026 | HEV | 2035 | TWh | 157 | Sub_sector | Industry | Food | Industry (food) | Energetic | industry_food_demand_coal_energetic | Solids | EU | Energy demand | 0 | FEC
FI | TYNDP2026 | HEV | 2035 | TWh | 158 | Sub_sector | Industry | Food | Industry (food) | Energetic | industry_food_demand_oil_energetic | Liquids | EU | Energy demand | 0 | FEC
FI | TYNDP2026 | HEV | 2035 | TWh | 159 | Sub_sector | Industry | Food | Industry (food) | Energetic | industry_food_demand_others_energetic | Others | EU | Energy demand | 0 | FEC
FI | TYNDP2026 | HEV | 2035 | TWh | 160 | Sub_sector | Industry | Food | Industry (food) | Energetic | industry_food_demand_ammonia_energetic | Ammonia | EU | Energy demand | 0 | FEC
FI | TYNDP2026 | HEV | 2035 | TWh | 162 | Sub_sector | Industry | Metals | Industry (metal) | Energetic | industry_metal_demand_electricity_energetic | Electricity | EU | Energy demand | 2.352 | FEC
FI | TYNDP2026 | HEV | 2035 | TWh | 163 | Sub_sector | Industry | Metals | Industry (metal) | Energetic | industry_metal_demand_hydrogen_energetic | Hydrogen | EU | Energy demand | 0 | FEC
FI | TYNDP2026 | HEV | 2035 | TWh | 164 | Sub_sector | Industry | Metals | Industry (metal) | Energetic | industry_metal_demand_methane_energetic | Methane | EU | Energy demand | 0.016202 | FEC
FI | TYNDP2026 | HEV | 2035 | TWh | 165 | Sub_sector | Industry | Metals | Industry (metal) | Energetic | industry_metal_demand_heat_energetic | Heat | EU | Energy demand | 0.65033 | FEC
FI | TYNDP2026 | HEV | 2035 | TWh | 166 | Sub_sector | Industry | Metals | Industry (metal) | Energetic | industry_metal_demand_biomass_energetic | Biomass | EU | Energy demand | 0 | FEC
FI | TYNDP2026 | HEV | 2035 | TWh | 167 | Sub_sector | Industry | Metals | Industry (metal) | Energetic | industry_metal_demand_coal_energetic | Solids | EU | Energy demand | 0.0024857 | FEC
FI | TYNDP2026 | HEV | 2035 | TWh | 168 | Sub_sector | Industry | Metals | Industry (metal) | Energetic | industry_metal_demand_oil_energetic | Liquids | EU | Energy demand | 0.375 | FEC
FI | TYNDP2026 | HEV | 2035 | TWh | 169 | Sub_sector | Industry | Metals | Industry (metal) | Energetic | industry_metal_demand_others_energetic | Others | EU | Energy demand | 0 | FEC
FI | TYNDP2026 | HEV | 2035 | TWh | 170 | Sub_sector | Industry | Metals | Industry (metal) | Energetic | industry_metal_demand_ammonia_energetic | Ammonia | EU | Energy demand | 0 | FEC
FI | TYNDP2026 | HEV | 2035 | TWh | 172 | Sub_sector | Industry | Others | Industry (other, energetic) | Energetic | industry_other_demand_electricity_energetic | Electricity | EU | Energy demand | 15.7735 | FEC
FI | TYNDP2026 | HEV | 2035 | TWh | 173 | Sub_sector | Industry | Others | Industry (other, energetic) | Energetic | industry_other_demand_hydrogen_energetic | Hydrogen | EU | Energy demand | 2.1007 | FEC
FI | TYNDP2026 | HEV | 2035 | TWh | 174 | Sub_sector | Industry | Others | Industry (other, energetic) | Energetic | industry_other_demand_methane_energetic | Methane | EU | Energy demand | 0.41465 | FEC
FI | TYNDP2026 | HEV | 2035 | TWh | 175 | Sub_sector | Industry | Others | Industry (other, energetic) | Energetic | industry_other_demand_heat_energetic | Heat | EU | Energy demand | 5.4864 | FEC
FI | TYNDP2026 | HEV | 2035 | TWh | 176 | Sub_sector | Industry | Others | Industry (other, energetic) | Energetic | industry_other_demand_biomass_energetic | Biomass | EU | Energy demand | 2.2198 | FEC
FI | TYNDP2026 | HEV | 2035 | TWh | 177 | Sub_sector | Industry | Others | Industry (other, energetic) | Energetic | industry_other_demand_coal_energetic | Solids | EU | Energy demand | 0.22659 | FEC
FI | TYNDP2026 | HEV | 2035 | TWh | 178 | Sub_sector | Industry | Others | Industry (other, energetic) | Energetic | industry_other_demand_oil_energetic | Liquids | EU | Energy demand | 1.2105 | FEC
FI | TYNDP2026 | HEV | 2035 | TWh | 179 | Sub_sector | Industry | Others | Industry (other, energetic) | Energetic | industry_other_demand_others_energetic | Others | EU | Energy demand | 0 | FEC
FI | TYNDP2026 | HEV | 2035 | TWh | 180 | Sub_sector | Industry | Others | Industry (other, energetic) | Energetic | industry_other_demand_ammonia_energetic | Ammonia | EU | Energy demand | 0 | FEC
FI | TYNDP2026 | HEV | 2035 | TWh | 182 | Sub_sector | Industry | Others | Industry (other, non-energetic) | Non-energetic | industry_other_demand_electricity_non_energetic | Electricity | EU | Energy demand | 0 | not_included_in_FEC
FI | TYNDP2026 | HEV | 2035 | TWh | 183 | Sub_sector | Industry | Others | Industry (other, non-energetic) | Non-energetic | industry_other_demand_hydrogen_non_energetic | Hydrogen | EU | Energy demand | 4.8361 | not_included_in_FEC
FI | TYNDP2026 | HEV | 2035 | TWh | 184 | Sub_sector | Industry | Others | Industry (other, non-energetic) | Non-energetic | industry_other_demand_methane_non_energetic | Methane | EU | Energy demand | 0 | not_included_in_FEC
FI | TYNDP2026 | HEV | 2035 | TWh | 185 | Sub_sector | Industry | Others | Industry (other, non-energetic) | Non-energetic | industry_other_demand_heat_non_energetic | Heat | EU | Energy demand | 0 | not_included_in_FEC
FI | TYNDP2026 | HEV | 2035 | TWh | 186 | Sub_sector | Industry | Others | Industry (other, non-energetic) | Non-energetic | industry_other_demand_biomass_non_energetic | Biomass | EU | Energy demand | 0 | not_included_in_FEC
FI | TYNDP2026 | HEV | 2035 | TWh | 187 | Sub_sector | Industry | Others | Industry (other, non-energetic) | Non-energetic | industry_other_demand_coal_non_energetic | Solids | EU | Energy demand | 0 | not_included_in_FEC
FI | TYNDP2026 | HEV | 2035 | TWh | 188 | Sub_sector | Industry | Others | Industry (other, non-energetic) | Non-energetic | industry_other_demand_oil_non_energetic | Liquids | EU | Energy demand | 2.6084 | not_included_in_FEC
FI | TYNDP2026 | HEV | 2035 | TWh | 189 | Sub_sector | Industry | Others | Industry (other, non-energetic) | Non-energetic | industry_other_demand_others_non_energetic | Others | EU | Energy demand | 0 | not_included_in_FEC
FI | TYNDP2026 | HEV | 2035 | TWh | 190 | Sub_sector | Industry | Others | Industry (other, non-energetic) | Non-energetic | industry_other_demand_ammonia_non_energetic | Ammonia | EU | Energy demand | 0 | not_included_in_FEC
FI | TYNDP2026 | HEV | 2035 | TWh | 192 | Sub_sector | Industry | Paper | Industry (paper) | Energetic | industry_paper_demand_electricity_energetic | Electricity | EU | Energy demand | 23.9052 | FEC
FI | TYNDP2026 | HEV | 2035 | TWh | 193 | Sub_sector | Industry | Paper | Industry (paper) | Energetic | industry_paper_demand_hydrogen_energetic | Hydrogen | EU | Energy demand | 0 | FEC
FI | TYNDP2026 | HEV | 2035 | TWh | 194 | Sub_sector | Industry | Paper | Industry (paper) | Energetic | industry_paper_demand_methane_energetic | Methane | EU | Energy demand | 0 | FEC
FI | TYNDP2026 | HEV | 2035 | TWh | 195 | Sub_sector | Industry | Paper | Industry (paper) | Energetic | industry_paper_demand_heat_energetic | Heat | EU | Energy demand | 3.218 | FEC
FI | TYNDP2026 | HEV | 2035 | TWh | 196 | Sub_sector | Industry | Paper | Industry (paper) | Energetic | industry_paper_demand_biomass_energetic | Biomass | EU | Energy demand | 35.1966 | FEC
FI | TYNDP2026 | HEV | 2035 | TWh | 197 | Sub_sector | Industry | Paper | Industry (paper) | Energetic | industry_paper_demand_coal_energetic | Solids | EU | Energy demand | 0 | FEC
FI | TYNDP2026 | HEV | 2035 | TWh | 198 | Sub_sector | Industry | Paper | Industry (paper) | Energetic | industry_paper_demand_oil_energetic | Liquids | EU | Energy demand | 0 | FEC
FI | TYNDP2026 | HEV | 2035 | TWh | 199 | Sub_sector | Industry | Paper | Industry (paper) | Energetic | industry_paper_demand_others_energetic | Others | EU | Energy demand | 0 | FEC
FI | TYNDP2026 | HEV | 2035 | TWh | 200 | Sub_sector | Industry | Paper | Industry (paper) | Energetic | industry_paper_demand_ammonia_energetic | Ammonia | EU | Energy demand | 0 | FEC
FI | TYNDP2026 | HEV | 2035 | TWh | 202 | Sub_sector | Industry | Refineries | Industry (refineries, energetic) | Energetic | industry_refinery_demand_electricity_energetic | Electricity | EU | Energy demand | 1.2303 | not_included_in_FEC
FI | TYNDP2026 | HEV | 2035 | TWh | 203 | Sub_sector | Industry | Refineries | Industry (refineries, energetic) | Energetic | industry_refinery_demand_hydrogen_energetic | Hydrogen | EU | Energy demand | 0 | not_included_in_FEC
FI | TYNDP2026 | HEV | 2035 | TWh | 204 | Sub_sector | Industry | Refineries | Industry (refineries, energetic) | Energetic | industry_refinery_demand_methane_energetic | Methane | EU | Energy demand | 1.3729 | not_included_in_FEC
FI | TYNDP2026 | HEV | 2035 | TWh | 205 | Sub_sector | Industry | Refineries | Industry (refineries, energetic) | Energetic | industry_refinery_demand_heat_energetic | Heat | EU | Energy demand | 2.4711 | not_included_in_FEC
FI | TYNDP2026 | HEV | 2035 | TWh | 206 | Sub_sector | Industry | Refineries | Industry (refineries, energetic) | Energetic | industry_refinery_demand_biomass_energetic | Biomass | EU | Energy demand | 0 | not_included_in_FEC
FI | TYNDP2026 | HEV | 2035 | TWh | 207 | Sub_sector | Industry | Refineries | Industry (refineries, energetic) | Energetic | industry_refinery_demand_coal_energetic | Solids | EU | Energy demand | 0 | not_included_in_FEC
FI | TYNDP2026 | HEV | 2035 | TWh | 208 | Sub_sector | Industry | Refineries | Industry (refineries, energetic) | Energetic | industry_refinery_demand_oil_energetic | Liquids | EU | Energy demand | 5.4584 | not_included_in_FEC
FI | TYNDP2026 | HEV | 2035 | TWh | 209 | Sub_sector | Industry | Refineries | Industry (refineries, energetic) | Energetic | industry_refinery_demand_others_energetic | Others | EU | Energy demand | 0 | not_included_in_FEC
FI | TYNDP2026 | HEV | 2035 | TWh | 210 | Sub_sector | Industry | Refineries | Industry (refineries, energetic) | Energetic | industry_refinery_demand_ammonia_energetic | Ammonia | EU | Energy demand | 0 | not_included_in_FEC
FI | TYNDP2026 | HEV | 2035 | TWh | 212 | Sub_sector | Industry | Refineries | Industry (refineries, non-energetic) | Non-energetic | industry_refinery_demand_electricity_non_energetic | Electricity | EU | Energy demand | 0 | not_included_in_FEC
FI | TYNDP2026 | HEV | 2035 | TWh | 213 | Sub_sector | Industry | Refineries | Industry (refineries, non-energetic) | Non-energetic | industry_refinery_demand_hydrogen_non_energetic | Hydrogen | EU | Energy demand | 0 | not_included_in_FEC
FI | TYNDP2026 | HEV | 2035 | TWh | 214 | Sub_sector | Industry | Refineries | Industry (refineries, non-energetic) | Non-energetic | industry_refinery_demand_methane_non_energetic | Methane | EU | Energy demand | 0 | not_included_in_FEC
FI | TYNDP2026 | HEV | 2035 | TWh | 215 | Sub_sector | Industry | Refineries | Industry (refineries, non-energetic) | Non-energetic | industry_refinery_demand_heat_non_energetic | Heat | EU | Energy demand | 0 | not_included_in_FEC
FI | TYNDP2026 | HEV | 2035 | TWh | 216 | Sub_sector | Industry | Refineries | Industry (refineries, non-energetic) | Non-energetic | industry_refinery_demand_biomass_non_energetic | Biomass | EU | Energy demand | 0 | not_included_in_FEC
FI | TYNDP2026 | HEV | 2035 | TWh | 217 | Sub_sector | Industry | Refineries | Industry (refineries, non-energetic) | Non-energetic | industry_refinery_demand_coal_non_energetic | Solids | EU | Energy demand | 0 | not_included_in_FEC
FI | TYNDP2026 | HEV | 2035 | TWh | 218 | Sub_sector | Industry | Refineries | Industry (refineries, non-energetic) | Non-energetic | industry_refinery_demand_oil_non_energetic | Liquids | EU | Energy demand | 0 | not_included_in_FEC
FI | TYNDP2026 | HEV | 2035 | TWh | 219 | Sub_sector | Industry | Refineries | Industry (refineries, non-energetic) | Non-energetic | industry_refinery_demand_others_non_energetic | Others | EU | Energy demand | 0 | not_included_in_FEC
FI | TYNDP2026 | HEV | 2035 | TWh | 220 | Sub_sector | Industry | Refineries | Industry (refineries, non-energetic) | Non-energetic | industry_refinery_demand_ammonia_non_energetic | Ammonia | EU | Energy demand | 0 | not_included_in_FEC
FI | TYNDP2026 | HEV | 2035 | TWh | 222 | Sub_sector | Industry | Steel | Industry (steel) | Energetic | industry_steel_demand_electricity_energetic | Electricity | EU | Energy demand | 8.4293 | FEC
FI | TYNDP2026 | HEV | 2035 | TWh | 223 | Sub_sector | Industry | Steel | Industry (steel) | Energetic | industry_steel_demand_hydrogen_energetic | Hydrogen | EU | Energy demand | 6.6391 | FEC
FI | TYNDP2026 | HEV | 2035 | TWh | 224 | Sub_sector | Industry | Steel | Industry (steel) | Energetic | industry_steel_demand_methane_energetic | Methane | EU | Energy demand | 3.6948 | FEC
FI | TYNDP2026 | HEV | 2035 | TWh | 225 | Sub_sector | Industry | Steel | Industry (steel) | Energetic | industry_steel_demand_heat_energetic | Heat | EU | Energy demand | 0.82493 | FEC
FI | TYNDP2026 | HEV | 2035 | TWh | 226 | Sub_sector | Industry | Steel | Industry (steel) | Energetic | industry_steel_demand_biomass_energetic | Biomass | EU | Energy demand | 0 | FEC
FI | TYNDP2026 | HEV | 2035 | TWh | 227 | Sub_sector | Industry | Steel | Industry (steel) | Energetic | industry_steel_demand_coal_energetic | Solids | EU | Energy demand | 3.5397 | FEC
FI | TYNDP2026 | HEV | 2035 | TWh | 228 | Sub_sector | Industry | Steel | Industry (steel) | Energetic | industry_steel_demand_oil_energetic | Liquids | EU | Energy demand | 0.14197 | FEC
FI | TYNDP2026 | HEV | 2035 | TWh | 229 | Sub_sector | Industry | Steel | Industry (steel) | Energetic | industry_steel_demand_others_energetic | Others | EU | Energy demand | 0 | FEC
FI | TYNDP2026 | HEV | 2035 | TWh | 230 | Sub_sector | Industry | Steel | Industry (steel) | Energetic | industry_steel_demand_ammonia_energetic | Ammonia | EU | Energy demand | 0 | FEC
FI | TYNDP2026 | HEV | 2035 | TWh | 232 | Sub_sector | Transport | Cars | Transport (cars) | Energetic | transport_cars_final_demand_electricity | Electricity | EU | Energy demand | 6.7372 | FEC
FI | TYNDP2026 | HEV | 2035 | TWh | 233 | Sub_sector | Transport | Cars | Transport (cars) | Energetic | transport_cars_final_demand_hydrogen | Hydrogen | EU | Energy demand | 0 | FEC
FI | TYNDP2026 | HEV | 2035 | TWh | 234 | Sub_sector | Transport | Cars | Transport (cars) | Energetic | transport_cars_final_demand_methane | Methane | EU | Energy demand | 0.93318 | FEC
FI | TYNDP2026 | HEV | 2035 | TWh | 235 | Sub_sector | Transport | Cars | Transport (cars) | Energetic | transport_cars_final_demand_heat | Heat | EU | Energy demand | 0 | FEC
FI | TYNDP2026 | HEV | 2035 | TWh | 236 | Sub_sector | Transport | Cars | Transport (cars) | Energetic | transport_cars_final_demand_biomass | Biomass | EU | Energy demand | 0 | FEC
FI | TYNDP2026 | HEV | 2035 | TWh | 237 | Sub_sector | Transport | Cars | Transport (cars) | Energetic | transport_cars_final_demand_coal | Solids | EU | Energy demand | 0 | FEC
FI | TYNDP2026 | HEV | 2035 | TWh | 238 | Sub_sector | Transport | Cars | Transport (cars) | Energetic | transport_cars_final_demand_oil | Liquids | EU | Energy demand | 9.4909 | FEC
FI | TYNDP2026 | HEV | 2035 | TWh | 239 | Sub_sector | Transport | Cars | Transport (cars) | Energetic | transport_cars_final_demand_other | Others | EU | Energy demand | 0 | FEC
FI | TYNDP2026 | HEV | 2035 | TWh | 240 | Sub_sector | Transport | Cars | Transport (cars) | Energetic | transport_cars_final_demand_ammonia | Ammonia | EU | Energy demand | 0 | FEC
FI | TYNDP2026 | HEV | 2035 | TWh | 242 | Sub_sector | Transport | Busses | Transport (busses) | Energetic | transport_busses_final_demand_electricity | Electricity | EU | Energy demand | 0.16634 | FEC
FI | TYNDP2026 | HEV | 2035 | TWh | 243 | Sub_sector | Transport | Busses | Transport (busses) | Energetic | transport_busses_final_demand_hydrogen | Hydrogen | EU | Energy demand | 0.015411 | FEC
FI | TYNDP2026 | HEV | 2035 | TWh | 244 | Sub_sector | Transport | Busses | Transport (busses) | Energetic | transport_busses_final_demand_methane | Methane | EU | Energy demand | 0.082686 | FEC
FI | TYNDP2026 | HEV | 2035 | TWh | 245 | Sub_sector | Transport | Busses | Transport (busses) | Energetic | transport_busses_final_demand_heat | Heat | EU | Energy demand | 0 | FEC
FI | TYNDP2026 | HEV | 2035 | TWh | 246 | Sub_sector | Transport | Busses | Transport (busses) | Energetic | transport_busses_final_demand_biomass | Biomass | EU | Energy demand | 0 | FEC
FI | TYNDP2026 | HEV | 2035 | TWh | 247 | Sub_sector | Transport | Busses | Transport (busses) | Energetic | transport_busses_final_demand_coal | Solids | EU | Energy demand | 0 | FEC
FI | TYNDP2026 | HEV | 2035 | TWh | 248 | Sub_sector | Transport | Busses | Transport (busses) | Energetic | transport_busses_final_demand_oil | Liquids | EU | Energy demand | 1.8138 | FEC
FI | TYNDP2026 | HEV | 2035 | TWh | 249 | Sub_sector | Transport | Busses | Transport (busses) | Energetic | transport_busses_final_demand_other | Others | EU | Energy demand | 0 | FEC
FI | TYNDP2026 | HEV | 2035 | TWh | 250 | Sub_sector | Transport | Busses | Transport (busses) | Energetic | transport_busses_final_demand_ammonia | Ammonia | EU | Energy demand | 0 | FEC
FI | TYNDP2026 | HEV | 2035 | TWh | 252 | Sub_sector | Transport | Trucks | Transport (trucks) | Energetic | transport_trucks_final_demand_electricity | Electricity | EU | Energy demand | 0.5586 | FEC
FI | TYNDP2026 | HEV | 2035 | TWh | 253 | Sub_sector | Transport | Trucks | Transport (trucks) | Energetic | transport_trucks_final_demand_hydrogen | Hydrogen | EU | Energy demand | 0.044932 | FEC
FI | TYNDP2026 | HEV | 2035 | TWh | 254 | Sub_sector | Transport | Trucks | Transport (trucks) | Energetic | transport_trucks_final_demand_methane | Methane | EU | Energy demand | 0.24317 | FEC
FI | TYNDP2026 | HEV | 2035 | TWh | 255 | Sub_sector | Transport | Trucks | Transport (trucks) | Energetic | transport_trucks_final_demand_heat | Heat | EU | Energy demand | 0 | FEC
FI | TYNDP2026 | HEV | 2035 | TWh | 256 | Sub_sector | Transport | Trucks | Transport (trucks) | Energetic | transport_trucks_final_demand_biomass | Biomass | EU | Energy demand | 0 | FEC
FI | TYNDP2026 | HEV | 2035 | TWh | 257 | Sub_sector | Transport | Trucks | Transport (trucks) | Energetic | transport_trucks_final_demand_coal | Solids | EU | Energy demand | 0 | FEC
FI | TYNDP2026 | HEV | 2035 | TWh | 258 | Sub_sector | Transport | Trucks | Transport (trucks) | Energetic | transport_trucks_final_demand_oil | Liquids | EU | Energy demand | 4.8096 | FEC
FI | TYNDP2026 | HEV | 2035 | TWh | 259 | Sub_sector | Transport | Trucks | Transport (trucks) | Energetic | transport_trucks_final_demand_other | Others | EU | Energy demand | 0 | FEC
FI | TYNDP2026 | HEV | 2035 | TWh | 260 | Sub_sector | Transport | Trucks | Transport (trucks) | Energetic | transport_trucks_final_demand_ammonia | Ammonia | EU | Energy demand | 0 | FEC
FI | TYNDP2026 | HEV | 2035 | TWh | 262 | Sub_sector | Transport | Vans | Transport (vans) | Energetic | transport_vans_final_demand_electricity | Electricity | EU | Energy demand | 0.27863 | FEC
FI | TYNDP2026 | HEV | 2035 | TWh | 263 | Sub_sector | Transport | Vans | Transport (vans) | Energetic | transport_vans_final_demand_hydrogen | Hydrogen | EU | Energy demand | 0.10523 | FEC
FI | TYNDP2026 | HEV | 2035 | TWh | 264 | Sub_sector | Transport | Vans | Transport (vans) | Energetic | transport_vans_final_demand_methane | Methane | EU | Energy demand | 0.00094006 | FEC
FI | TYNDP2026 | HEV | 2035 | TWh | 265 | Sub_sector | Transport | Vans | Transport (vans) | Energetic | transport_vans_final_demand_heat | Heat | EU | Energy demand | 0 | FEC
FI | TYNDP2026 | HEV | 2035 | TWh | 266 | Sub_sector | Transport | Vans | Transport (vans) | Energetic | transport_vans_final_demand_biomass | Biomass | EU | Energy demand | 0 | FEC
FI | TYNDP2026 | HEV | 2035 | TWh | 267 | Sub_sector | Transport | Vans | Transport (vans) | Energetic | transport_vans_final_demand_coal | Solids | EU | Energy demand | 0 | FEC
FI | TYNDP2026 | HEV | 2035 | TWh | 268 | Sub_sector | Transport | Vans | Transport (vans) | Energetic | transport_vans_final_demand_oil | Liquids | EU | Energy demand | 2.2307 | FEC
FI | TYNDP2026 | HEV | 2035 | TWh | 269 | Sub_sector | Transport | Vans | Transport (vans) | Energetic | transport_vans_final_demand_other | Others | EU | Energy demand | 0 | FEC
FI | TYNDP2026 | HEV | 2035 | TWh | 270 | Sub_sector | Transport | Vans | Transport (vans) | Energetic | transport_vans_final_demand_ammonia | Ammonia | EU | Energy demand | 0 | FEC
FI | TYNDP2026 | HEV | 2035 | TWh | 272 | Sub_sector | Transport | Freight trains | Transport (trains) | Energetic | transport_trains_final_demand_electricity | Electricity | EU | Energy demand | 0.79074 | FEC
FI | TYNDP2026 | HEV | 2035 | TWh | 273 | Sub_sector | Transport | Freight trains | Transport (trains) | Energetic | transport_trains_final_demand_hydrogen | Hydrogen | EU | Energy demand | 0 | FEC
FI | TYNDP2026 | HEV | 2035 | TWh | 274 | Sub_sector | Transport | Freight trains | Transport (trains) | Energetic | transport_trains_final_demand_methane | Methane | EU | Energy demand | 0 | FEC
FI | TYNDP2026 | HEV | 2035 | TWh | 275 | Sub_sector | Transport | Freight trains | Transport (trains) | Energetic | transport_trains_final_demand_heat | Heat | EU | Energy demand | 0 | FEC
FI | TYNDP2026 | HEV | 2035 | TWh | 276 | Sub_sector | Transport | Freight trains | Transport (trains) | Energetic | transport_trains_final_demand_biomass | Biomass | EU | Energy demand | 0 | FEC
FI | TYNDP2026 | HEV | 2035 | TWh | 277 | Sub_sector | Transport | Freight trains | Transport (trains) | Energetic | transport_trains_final_demand_coal | Solids | EU | Energy demand | 0 | FEC
FI | TYNDP2026 | HEV | 2035 | TWh | 278 | Sub_sector | Transport | Freight trains | Transport (trains) | Energetic | transport_trains_final_demand_oil | Liquids | EU | Energy demand | 0.21311 | FEC
FI | TYNDP2026 | HEV | 2035 | TWh | 279 | Sub_sector | Transport | Freight trains | Transport (trains) | Energetic | transport_trains_final_demand_other | Others | EU | Energy demand | 0 | FEC
FI | TYNDP2026 | HEV | 2035 | TWh | 280 | Sub_sector | Transport | Freight trains | Transport (trains) | Energetic | transport_trains_final_demand_ammonia | Ammonia | EU | Energy demand | 0 | FEC
FI | TYNDP2026 | HEV | 2035 | TWh | 282 | Sub_sector | Transport | Ships | Transport (ships) | Energetic | transport_ships_final_demand_electricity | Electricity | EU | Energy demand | 0 | FEC
FI | TYNDP2026 | HEV | 2035 | TWh | 283 | Sub_sector | Transport | Ships | Transport (ships) | Energetic | transport_ships_final_demand_hydrogen | Hydrogen | EU | Energy demand | 0 | FEC
FI | TYNDP2026 | HEV | 2035 | TWh | 284 | Sub_sector | Transport | Ships | Transport (ships) | Energetic | transport_ships_final_demand_methane | Methane | EU | Energy demand | 0.033786 | FEC
FI | TYNDP2026 | HEV | 2035 | TWh | 285 | Sub_sector | Transport | Ships | Transport (ships) | Energetic | transport_ships_final_demand_heat | Heat | EU | Energy demand | 0 | FEC
FI | TYNDP2026 | HEV | 2035 | TWh | 286 | Sub_sector | Transport | Ships | Transport (ships) | Energetic | transport_ships_final_demand_biomass | Biomass | EU | Energy demand | 0 | FEC
FI | TYNDP2026 | HEV | 2035 | TWh | 287 | Sub_sector | Transport | Ships | Transport (ships) | Energetic | transport_ships_final_demand_coal | Solids | EU | Energy demand | 0 | FEC
FI | TYNDP2026 | HEV | 2035 | TWh | 288 | Sub_sector | Transport | Ships | Transport (ships) | Energetic | transport_ships_final_demand_oil | Liquids | EU | Energy demand | 1.2101 | FEC
FI | TYNDP2026 | HEV | 2035 | TWh | 289 | Sub_sector | Transport | Ships | Transport (ships) | Energetic | transport_ships_final_demand_other | Others | EU | Energy demand | 0 | FEC
FI | TYNDP2026 | HEV | 2035 | TWh | 290 | Sub_sector | Transport | Ships | Transport (ships) | Energetic | transport_ships_final_demand_ammonia | Ammonia | EU | Energy demand | 0.087703 | FEC
FI | TYNDP2026 | HEV | 2035 | TWh | 292 | Sub_sector | Transport | Planes | Transport (planes) | Energetic | transport_planes_final_demand_electricity | Electricity | EU | Energy demand | 0 | FEC
FI | TYNDP2026 | HEV | 2035 | TWh | 293 | Sub_sector | Transport | Planes | Transport (planes) | Energetic | transport_planes_final_demand_hydrogen | Hydrogen | EU | Energy demand | 0 | FEC
FI | TYNDP2026 | HEV | 2035 | TWh | 294 | Sub_sector | Transport | Planes | Transport (planes) | Energetic | transport_planes_final_demand_methane | Methane | EU | Energy demand | 0 | FEC
FI | TYNDP2026 | HEV | 2035 | TWh | 295 | Sub_sector | Transport | Planes | Transport (planes) | Energetic | transport_planes_final_demand_heat | Heat | EU | Energy demand | 0 | FEC
FI | TYNDP2026 | HEV | 2035 | TWh | 296 | Sub_sector | Transport | Planes | Transport (planes) | Energetic | transport_planes_final_demand_biomass | Biomass | EU | Energy demand | 0 | FEC
FI | TYNDP2026 | HEV | 2035 | TWh | 297 | Sub_sector | Transport | Planes | Transport (planes) | Energetic | transport_planes_final_demand_coal | Solids | EU | Energy demand | 0 | FEC
FI | TYNDP2026 | HEV | 2035 | TWh | 298 | Sub_sector | Transport | Planes | Transport (planes) | Energetic | transport_planes_final_demand_oil | Liquids | EU | Energy demand | 0.70829 | FEC
FI | TYNDP2026 | HEV | 2035 | TWh | 299 | Sub_sector | Transport | Planes | Transport (planes) | Energetic | transport_planes_final_demand_other | Others | EU | Energy demand | 0 | FEC
FI | TYNDP2026 | HEV | 2035 | TWh | 300 | Sub_sector | Transport | Planes | Transport (planes) | Energetic | transport_planes_final_demand_ammonia | Ammonia | EU | Energy demand | 0 | FEC
FI | TYNDP2026 | HEV | 2035 | TWh | 302 | Sub_sector | Transport | Others | Transport (others) | Energetic | transport_other_final_demand_electricity | Electricity | EU | Energy demand | 0.016692 | FEC
FI | TYNDP2026 | HEV | 2035 | TWh | 303 | Sub_sector | Transport | Others | Transport (others) | Energetic | transport_other_final_demand_hydrogen | Hydrogen | EU | Energy demand | 0 | FEC
FI | TYNDP2026 | HEV | 2035 | TWh | 304 | Sub_sector | Transport | Others | Transport (others) | Energetic | transport_other_final_demand_methane | Methane | EU | Energy demand | 0 | FEC
FI | TYNDP2026 | HEV | 2035 | TWh | 305 | Sub_sector | Transport | Others | Transport (others) | Energetic | transport_other_final_demand_heat | Heat | EU | Energy demand | 0 | FEC
FI | TYNDP2026 | HEV | 2035 | TWh | 306 | Sub_sector | Transport | Others | Transport (others) | Energetic | transport_other_final_demand_biomass | Biomass | EU | Energy demand | 0 | FEC
FI | TYNDP2026 | HEV | 2035 | TWh | 307 | Sub_sector | Transport | Others | Transport (others) | Energetic | transport_other_final_demand_coal | Solids | EU | Energy demand | 0 | FEC
FI | TYNDP2026 | HEV | 2035 | TWh | 308 | Sub_sector | Transport | Others | Transport (others) | Energetic | transport_other_final_demand_oil | Liquids | EU | Energy demand | 0.39183 | FEC
FI | TYNDP2026 | HEV | 2035 | TWh | 309 | Sub_sector | Transport | Others | Transport (others) | Energetic | transport_other_final_demand_other | Others | EU | Energy demand | 0 | FEC
FI | TYNDP2026 | HEV | 2035 | TWh | 310 | Sub_sector | Transport | Others | Transport (others) | Energetic | transport_other_final_demand_ammonia | Ammonia | EU | Energy demand | 0 | FEC
FI | TYNDP2026 | HEV | 2035 | TWh | 312 | Sub_sector | International transport | International aviation | Transport (int. aviation) | Energetic | transport_int_aviation_final_demand_electricity | Electricity | EU | Energy demand | 0 | FEC
FI | TYNDP2026 | HEV | 2035 | TWh | 313 | Sub_sector | International transport | International aviation | Transport (int. aviation) | Energetic | transport_int_aviation_final_demand_hydrogen | Hydrogen | EU | Energy demand | 0 | FEC
FI | TYNDP2026 | HEV | 2035 | TWh | 314 | Sub_sector | International transport | International aviation | Transport (int. aviation) | Energetic | transport_int_aviation_final_demand_methane | Methane | EU | Energy demand | 0 | FEC
FI | TYNDP2026 | HEV | 2035 | TWh | 315 | Sub_sector | International transport | International aviation | Transport (int. aviation) | Energetic | transport_int_aviation_final_demand_heat | Heat | EU | Energy demand | 0 | FEC
FI | TYNDP2026 | HEV | 2035 | TWh | 316 | Sub_sector | International transport | International aviation | Transport (int. aviation) | Energetic | transport_int_aviation_final_demand_biofuels | Biomass | EU | Energy demand | 0 | FEC
FI | TYNDP2026 | HEV | 2035 | TWh | 317 | Sub_sector | International transport | International aviation | Transport (int. aviation) | Energetic | transport_int_aviation_final_demand_coal | Solids | EU | Energy demand | 0 | FEC
FI | TYNDP2026 | HEV | 2035 | TWh | 318 | Sub_sector | International transport | International aviation | Transport (int. aviation) | Energetic | transport_int_aviation_final_demand_oil | Liquids | EU | Energy demand | 8.8469 | FEC
FI | TYNDP2026 | HEV | 2035 | TWh | 319 | Sub_sector | International transport | International aviation | Transport (int. aviation) | Energetic | transport_int_aviation_final_demand_other | Others | EU | Energy demand | 0 | FEC
FI | TYNDP2026 | HEV | 2035 | TWh | 320 | Sub_sector | International transport | International aviation | Transport (int. aviation) | Energetic | transport_int_aviation_final_demand_ammonia | Ammonia | EU | Energy demand | 0 | FEC
FI | TYNDP2026 | HEV | 2035 | TWh | 322 | Sub_sector | International transport | International shipping | Transport (int. shipping) | Energetic | transport_int_shipping_final_demand_electricity | Electricity | EU | Energy demand | 0 | not_included_in_FEC
FI | TYNDP2026 | HEV | 2035 | TWh | 323 | Sub_sector | International transport | International shipping | Transport (int. shipping) | Energetic | transport_int_shipping_final_demand_hydrogen | Hydrogen | EU | Energy demand | 0 | not_included_in_FEC
FI | TYNDP2026 | HEV | 2035 | TWh | 324 | Sub_sector | International transport | International shipping | Transport (int. shipping) | Energetic | transport_int_shipping_final_demand_methane | Methane | EU | Energy demand | 0 | not_included_in_FEC
FI | TYNDP2026 | HEV | 2035 | TWh | 325 | Sub_sector | International transport | International shipping | Transport (int. shipping) | Energetic | transport_int_shipping_final_demand_heat | Heat | EU | Energy demand | 0 | not_included_in_FEC
FI | TYNDP2026 | HEV | 2035 | TWh | 326 | Sub_sector | International transport | International shipping | Transport (int. shipping) | Energetic | transport_int_shipping_final_demand_biofuels | Biomass | EU | Energy demand | 0 | not_included_in_FEC
FI | TYNDP2026 | HEV | 2035 | TWh | 327 | Sub_sector | International transport | International shipping | Transport (int. shipping) | Energetic | transport_int_shipping_final_demand_coal | Solids | EU | Energy demand | 0 | not_included_in_FEC
FI | TYNDP2026 | HEV | 2035 | TWh | 328 | Sub_sector | International transport | International shipping | Transport (int. shipping) | Energetic | transport_int_shipping_final_demand_oil | Liquids | EU | Energy demand | 3.3836 | not_included_in_FEC
FI | TYNDP2026 | HEV | 2035 | TWh | 329 | Sub_sector | International transport | International shipping | Transport (int. shipping) | Energetic | transport_int_shipping_final_demand_other | Others | EU | Energy demand | 0 | not_included_in_FEC
FI | TYNDP2026 | HEV | 2035 | TWh | 330 | Sub_sector | International transport | International shipping | Transport (int. shipping) | Energetic | transport_int_shipping_final_demand_ammonia | Ammonia | EU | Energy demand | 0 | not_included_in_FEC
FI | TYNDP2026 | HEV | 2035 | TWh | 332 | Sub_sector | Households | Space heating | Households (heating) | Energetic | households_heating_final_demand_electricity | Electricity | EU | Energy demand | 13.0295 | FEC
FI | TYNDP2026 | HEV | 2035 | TWh | 333 | Sub_sector | Households | Space heating | Households (heating) | Energetic | households_heating_final_demand_hydrogen | Hydrogen | EU | Energy demand | 0 | FEC
FI | TYNDP2026 | HEV | 2035 | TWh | 334 | Sub_sector | Households | Space heating | Households (heating) | Energetic | households_heating_final_demand_methane | Methane | EU | Energy demand | 0 | FEC
FI | TYNDP2026 | HEV | 2035 | TWh | 335 | Sub_sector | Households | Space heating | Households (heating) | Energetic | households_heating_final_demand_heat | Heat | EU | Energy demand | 8.9526 | FEC
FI | TYNDP2026 | HEV | 2035 | TWh | 336 | Sub_sector | Households | Space heating | Households (heating) | Energetic | households_heating_final_demand_biomass | Biomass | EU | Energy demand | 13.969 | FEC
FI | TYNDP2026 | HEV | 2035 | TWh | 337 | Sub_sector | Households | Space heating | Households (heating) | Energetic | households_heating_final_demand_coal | Solids | EU | Energy demand | 0 | FEC
FI | TYNDP2026 | HEV | 2035 | TWh | 338 | Sub_sector | Households | Space heating | Households (heating) | Energetic | households_heating_final_demand_oil | Liquids | EU | Energy demand | 0 | FEC
FI | TYNDP2026 | HEV | 2035 | TWh | 339 | Sub_sector | Households | Space heating | Households (heating) | Energetic | households_heating_final_demand_other | Others | EU | Energy demand | 0 | FEC
FI | TYNDP2026 | HEV | 2035 | TWh | 340 | Sub_sector | Households | Space heating | Households (heating) | Energetic | households_heating_final_demand_ammonia | Ammonia | EU | Energy demand | 0 | FEC
FI | TYNDP2026 | HEV | 2035 | TWh | 343 | Sub_sector | Households | Cooling | Households (cooling) | Energetic | households_cooling_final_demand_electricity | Electricity | EU | Energy demand | 0.10114 | FEC
FI | TYNDP2026 | HEV | 2035 | TWh | 344 | Sub_sector | Households | Cooling | Households (cooling) | Energetic | households_cooling_final_demand_hydrogen | Hydrogen | EU | Energy demand | 0 | FEC
FI | TYNDP2026 | HEV | 2035 | TWh | 345 | Sub_sector | Households | Cooling | Households (cooling) | Energetic | households_cooling_final_demand_methane | Methane | EU | Energy demand | 0 | FEC
FI | TYNDP2026 | HEV | 2035 | TWh | 346 | Sub_sector | Households | Cooling | Households (cooling) | Energetic | households_cooling_final_demand_heat | Heat | EU | Energy demand | 0 | FEC
FI | TYNDP2026 | HEV | 2035 | TWh | 347 | Sub_sector | Households | Cooling | Households (cooling) | Energetic | households_cooling_final_demand_biomass | Biomass | EU | Energy demand | 0 | FEC
FI | TYNDP2026 | HEV | 2035 | TWh | 348 | Sub_sector | Households | Cooling | Households (cooling) | Energetic | households_cooling_final_demand_coal | Solids | EU | Energy demand | 0 | FEC
FI | TYNDP2026 | HEV | 2035 | TWh | 349 | Sub_sector | Households | Cooling | Households (cooling) | Energetic | households_cooling_final_demand_oil | Liquids | EU | Energy demand | 0 | FEC
FI | TYNDP2026 | HEV | 2035 | TWh | 350 | Sub_sector | Households | Cooling | Households (cooling) | Energetic | households_cooling_final_demand_other | Others | EU | Energy demand | 0 | FEC
FI | TYNDP2026 | HEV | 2035 | TWh | 351 | Sub_sector | Households | Cooling | Households (cooling) | Energetic | households_cooling_final_demand_ammonia | Ammonia | EU | Energy demand | 0 | FEC
FI | TYNDP2026 | HEV | 2035 | TWh | 354 | Sub_sector | Households | Hot water | Households (hot water) | Energetic | households_hot_water_final_demand_electricity | Electricity | EU | Energy demand | 3.6544 | FEC
FI | TYNDP2026 | HEV | 2035 | TWh | 355 | Sub_sector | Households | Hot water | Households (hot water) | Energetic | households_hot_water_final_demand_hydrogen | Hydrogen | EU | Energy demand | 0 | FEC
FI | TYNDP2026 | HEV | 2035 | TWh | 356 | Sub_sector | Households | Hot water | Households (hot water) | Energetic | households_hot_water_final_demand_methane | Methane | EU | Energy demand | 0 | FEC
FI | TYNDP2026 | HEV | 2035 | TWh | 357 | Sub_sector | Households | Hot water | Households (hot water) | Energetic | households_hot_water_final_demand_heat | Heat | EU | Energy demand | 2.0908 | FEC
FI | TYNDP2026 | HEV | 2035 | TWh | 358 | Sub_sector | Households | Hot water | Households (hot water) | Energetic | households_hot_water_final_demand_biomass | Biomass | EU | Energy demand | 2.4131 | FEC
FI | TYNDP2026 | HEV | 2035 | TWh | 359 | Sub_sector | Households | Hot water | Households (hot water) | Energetic | households_hot_water_final_demand_coal | Solids | EU | Energy demand | 0 | FEC
FI | TYNDP2026 | HEV | 2035 | TWh | 360 | Sub_sector | Households | Hot water | Households (hot water) | Energetic | households_hot_water_final_demand_oil | Liquids | EU | Energy demand | 0 | FEC
FI | TYNDP2026 | HEV | 2035 | TWh | 361 | Sub_sector | Households | Hot water | Households (hot water) | Energetic | households_hot_water_final_demand_other | Others | EU | Energy demand | 0.019826 | FEC
FI | TYNDP2026 | HEV | 2035 | TWh | 362 | Sub_sector | Households | Hot water | Households (hot water) | Energetic | households_hot_water_final_demand_ammonia | Ammonia | EU | Energy demand | 0 | FEC
FI | TYNDP2026 | HEV | 2035 | TWh | 365 | Sub_sector | Households | Appliances | Households (appliances) | Energetic | households_appliances_final_demand_electricity | Electricity | EU | Energy demand | 8.5632 | FEC
FI | TYNDP2026 | HEV | 2035 | TWh | 366 | Sub_sector | Households | Appliances | Households (appliances) | Energetic | households_appliances_final_demand_hydrogen | Hydrogen | EU | Energy demand | 0 | FEC
FI | TYNDP2026 | HEV | 2035 | TWh | 367 | Sub_sector | Households | Appliances | Households (appliances) | Energetic | households_appliances_final_demand_methane | Methane | EU | Energy demand | 0.0058122 | FEC
FI | TYNDP2026 | HEV | 2035 | TWh | 368 | Sub_sector | Households | Appliances | Households (appliances) | Energetic | households_appliances_final_demand_heat | Heat | EU | Energy demand | 0 | FEC
FI | TYNDP2026 | HEV | 2035 | TWh | 369 | Sub_sector | Households | Appliances | Households (appliances) | Energetic | households_appliances_final_demand_biomass | Biomass | EU | Energy demand | 0.0028104 | FEC
FI | TYNDP2026 | HEV | 2035 | TWh | 370 | Sub_sector | Households | Appliances | Households (appliances) | Energetic | households_appliances_final_demand_coal | Solids | EU | Energy demand | 0 | FEC
FI | TYNDP2026 | HEV | 2035 | TWh | 371 | Sub_sector | Households | Appliances | Households (appliances) | Energetic | households_appliances_final_demand_oil | Liquids | EU | Energy demand | 0 | FEC
FI | TYNDP2026 | HEV | 2035 | TWh | 372 | Sub_sector | Households | Appliances | Households (appliances) | Energetic | households_appliances_final_demand_other | Others | EU | Energy demand | 0 | FEC
FI | TYNDP2026 | HEV | 2035 | TWh | 373 | Sub_sector | Households | Appliances | Households (appliances) | Energetic | households_appliances_final_demand_ammonia | Ammonia | EU | Energy demand | 0 | FEC
FI | TYNDP2026 | HEV | 2035 | TWh | 375 | Sub_sector | Buildings | Space heating | Buildings (heat) | Energetic | buildings_heat_final_demand_electricity | Electricity | EU | Energy demand | 10.3569 | FEC
FI | TYNDP2026 | HEV | 2035 | TWh | 376 | Sub_sector | Buildings | Space heating | Buildings (heat) | Energetic | buildings_heat_final_demand_hydrogen | Hydrogen | EU | Energy demand | 0 | FEC
FI | TYNDP2026 | HEV | 2035 | TWh | 377 | Sub_sector | Buildings | Space heating | Buildings (heat) | Energetic | buildings_heat_final_demand_methane | Methane | EU | Energy demand | 0 | FEC
FI | TYNDP2026 | HEV | 2035 | TWh | 378 | Sub_sector | Buildings | Space heating | Buildings (heat) | Energetic | buildings_heat_final_demand_heat | Heat | EU | Energy demand | 13.2777 | FEC
FI | TYNDP2026 | HEV | 2035 | TWh | 379 | Sub_sector | Buildings | Space heating | Buildings (heat) | Energetic | buildings_heat_final_demand_biomass | Biomass | EU | Energy demand | 4.6264 | FEC
FI | TYNDP2026 | HEV | 2035 | TWh | 380 | Sub_sector | Buildings | Space heating | Buildings (heat) | Energetic | buildings_heat_final_demand_coal | Solids | EU | Energy demand | 0 | FEC
FI | TYNDP2026 | HEV | 2035 | TWh | 381 | Sub_sector | Buildings | Space heating | Buildings (heat) | Energetic | buildings_heat_final_demand_oil | Liquids | EU | Energy demand | 0 | FEC
FI | TYNDP2026 | HEV | 2035 | TWh | 382 | Sub_sector | Buildings | Space heating | Buildings (heat) | Energetic | buildings_heat_final_demand_other | Others | EU | Energy demand | 0 | FEC
FI | TYNDP2026 | HEV | 2035 | TWh | 383 | Sub_sector | Buildings | Space heating | Buildings (heat) | Energetic | buildings_heat_final_demand_ammonia | Ammonia | EU | Energy demand | 0 | FEC
FI | TYNDP2026 | HEV | 2035 | TWh | 386 | Sub_sector | Buildings | Cooling | Buildings (cooling) | Energetic | buildings_cooling_final_demand_electricity | Electricity | EU | Energy demand | 0.41487 | FEC
FI | TYNDP2026 | HEV | 2035 | TWh | 387 | Sub_sector | Buildings | Cooling | Buildings (cooling) | Energetic | buildings_cooling_final_demand_hydrogen | Hydrogen | EU | Energy demand | 0 | FEC
FI | TYNDP2026 | HEV | 2035 | TWh | 388 | Sub_sector | Buildings | Cooling | Buildings (cooling) | Energetic | buildings_cooling_final_demand_methane | Methane | EU | Energy demand | 0 | FEC
FI | TYNDP2026 | HEV | 2035 | TWh | 389 | Sub_sector | Buildings | Cooling | Buildings (cooling) | Energetic | buildings_cooling_final_demand_heat | Heat | EU | Energy demand | 0 | FEC
FI | TYNDP2026 | HEV | 2035 | TWh | 390 | Sub_sector | Buildings | Cooling | Buildings (cooling) | Energetic | buildings_cooling_final_demand_biomass | Biomass | EU | Energy demand | 0 | FEC
FI | TYNDP2026 | HEV | 2035 | TWh | 391 | Sub_sector | Buildings | Cooling | Buildings (cooling) | Energetic | buildings_cooling_final_demand_coal | Solids | EU | Energy demand | 0 | FEC
FI | TYNDP2026 | HEV | 2035 | TWh | 392 | Sub_sector | Buildings | Cooling | Buildings (cooling) | Energetic | buildings_cooling_final_demand_oil | Liquids | EU | Energy demand | 0 | FEC
FI | TYNDP2026 | HEV | 2035 | TWh | 393 | Sub_sector | Buildings | Cooling | Buildings (cooling) | Energetic | buildings_cooling_final_demand_other | Others | EU | Energy demand | 0 | FEC
FI | TYNDP2026 | HEV | 2035 | TWh | 394 | Sub_sector | Buildings | Cooling | Buildings (cooling) | Energetic | buildings_cooling_final_demand_ammonia | Ammonia | EU | Energy demand | 0 | FEC
FI | TYNDP2026 | HEV | 2035 | TWh | 397 | Sub_sector | Buildings | Appliances | Buildings (appliances) | Energetic | buildings_appliances_final_demand_electricity | Electricity | EU | Energy demand | 6.1587 | FEC
FI | TYNDP2026 | HEV | 2035 | TWh | 398 | Sub_sector | Buildings | Appliances | Buildings (appliances) | Energetic | buildings_appliances_final_demand_hydrogen | Hydrogen | EU | Energy demand | 0 | FEC
FI | TYNDP2026 | HEV | 2035 | TWh | 399 | Sub_sector | Buildings | Appliances | Buildings (appliances) | Energetic | buildings_appliances_final_demand_methane | Methane | EU | Energy demand | 0.063299 | FEC
FI | TYNDP2026 | HEV | 2035 | TWh | 400 | Sub_sector | Buildings | Appliances | Buildings (appliances) | Energetic | buildings_appliances_final_demand_heat | Heat | EU | Energy demand | 0 | FEC
FI | TYNDP2026 | HEV | 2035 | TWh | 401 | Sub_sector | Buildings | Appliances | Buildings (appliances) | Energetic | buildings_appliances_final_demand_biomass | Biomass | EU | Energy demand | 0 | FEC
FI | TYNDP2026 | HEV | 2035 | TWh | 402 | Sub_sector | Buildings | Appliances | Buildings (appliances) | Energetic | buildings_appliances_final_demand_coal | Solids | EU | Energy demand | 0 | FEC
FI | TYNDP2026 | HEV | 2035 | TWh | 403 | Sub_sector | Buildings | Appliances | Buildings (appliances) | Energetic | buildings_appliances_final_demand_oil | Liquids | EU | Energy demand | 0 | FEC
FI | TYNDP2026 | HEV | 2035 | TWh | 404 | Sub_sector | Buildings | Appliances | Buildings (appliances) | Energetic | buildings_appliances_final_demand_other | Others | EU | Energy demand | 0 | FEC
FI | TYNDP2026 | HEV | 2035 | TWh | 405 | Sub_sector | Buildings | Appliances | Buildings (appliances) | Energetic | buildings_appliances_final_demand_ammonia | Ammonia | EU | Energy demand | 0 | FEC
FI | TYNDP2026 | HEV | 2035 | TWh | 407 | Sub_sector | Buildings | Datacenters | Datacenters & ICT | Energetic | datacentres_final_demand_electricity_energetic | Electricity | EU | Energy demand | 19.1637 | FEC
FI | TYNDP2026 | HEV | 2035 | TWh | 408 | Sub_sector | Buildings | Datacenters | Datacenters & ICT | Energetic | datacentres_final_demand_hydrogen_energetic | Hydrogen | EU | Energy demand | 0 | FEC
FI | TYNDP2026 | HEV | 2035 | TWh | 409 | Sub_sector | Buildings | Datacenters | Datacenters & ICT | Energetic | datacentres_final_demand_methane_energetic | Methane | EU | Energy demand | 0 | FEC
FI | TYNDP2026 | HEV | 2035 | TWh | 410 | Sub_sector | Buildings | Datacenters | Datacenters & ICT | Energetic | datacentres_final_demand_heat_energetic | Heat | EU | Energy demand | 0 | FEC
FI | TYNDP2026 | HEV | 2035 | TWh | 411 | Sub_sector | Buildings | Datacenters | Datacenters & ICT | Energetic | datacentres_final_demand_biomass_energetic | Biomass | EU | Energy demand | 0 | FEC
FI | TYNDP2026 | HEV | 2035 | TWh | 412 | Sub_sector | Buildings | Datacenters | Datacenters & ICT | Energetic | datacentres_final_demand_coal_energetic | Solids | EU | Energy demand | 0 | FEC
FI | TYNDP2026 | HEV | 2035 | TWh | 413 | Sub_sector | Buildings | Datacenters | Datacenters & ICT | Energetic | datacentres_final_demand_oil_energetic | Liquids | EU | Energy demand | 0 | FEC
FI | TYNDP2026 | HEV | 2035 | TWh | 414 | Sub_sector | Buildings | Datacenters | Datacenters & ICT | Energetic | datacentres_final_demand_other_energetic | Others | EU | Energy demand | 0 | FEC
FI | TYNDP2026 | HEV | 2035 | TWh | 415 | Sub_sector | Buildings | Datacenters | Datacenters & ICT | Energetic | datacentres_final_demand_ammonia_energetic | Ammonia | EU | Energy demand | 0 | FEC
FI | TYNDP2026 | HEV | 2035 | TWh | 417 | Sub_sector | Transport | Others_Sector | Others_Sector | Energetic | other_final_demand_electricity_energetic | Electricity | EU | Energy demand | 0 | FEC
FI | TYNDP2026 | HEV | 2035 | TWh | 418 | Sub_sector | Transport | Others_Sector | Others_Sector | Energetic | other_final_demand_hydrogen_energetic | Hydrogen | EU | Energy demand | 0 | FEC
FI | TYNDP2026 | HEV | 2035 | TWh | 419 | Sub_sector | Transport | Pipeline Transport | Others_Sector | Energetic | other_final_demand_methane_energetic | Methane | EU | Energy demand | 0.035754 | FEC
FI | TYNDP2026 | HEV | 2035 | TWh | 420 | Sub_sector | Transport | Others_Sector | Others_Sector | Energetic | other_final_demand_heat_energetic | Heat | EU | Energy demand | 0.37833 | FEC
FI | TYNDP2026 | HEV | 2035 | TWh | 421 | Sub_sector | Transport | Others_Sector | Others_Sector | Energetic | other_final_demand_biomass_energetic | Biomass | EU | Energy demand | 0 | FEC
FI | TYNDP2026 | HEV | 2035 | TWh | 422 | Sub_sector | Transport | Others_Sector | Others_Sector | Energetic | other_final_demand_coal_energetic | Solids | EU | Energy demand | 0 | FEC
FI | TYNDP2026 | HEV | 2035 | TWh | 423 | Sub_sector | Transport | Others_Sector | Others_Sector | Energetic | other_final_demand_oil_energetic | Liquids | EU | Energy demand | 2.0773 | FEC
FI | TYNDP2026 | HEV | 2035 | TWh | 424 | Sub_sector | Others_Sector | Others_Sector | Others_Sector | Non-energetic | other_final_demand_oil_non_energetic | Liquids | EU | Energy demand | 0 | not_included_in_FEC
FI | TYNDP2026 | HEV | 2035 | TWh | 425 | Sub_sector | Transport | Others_Sector | Others_Sector | Energetic | other_final_demand_other_energetic | Others | EU | Energy demand | 0 | FEC
FI | TYNDP2026 | HEV | 2035 | TWh | 426 | Sub_sector | Transport | Others_Sector | Others_Sector | Energetic | other_final_demand_ammonia_energetic | Ammonia | EU | Energy demand | 0 | FEC
FI | TYNDP2026 | HEV | 2035 | TWh | 427 | Sub_sector | Industry | Surplus_Heat_in_Industry | Surplus_Heat_in_Industry | Energetic | final_demand_of_industry_unused_local_production_steam_hot_water | Heat | EU | Energy demand | 8.4313 | FEC
FI | TYNDP2026 | HEV | 2035 | TWh | 429 | Sub_sector | Agriculture | Total | Agriculture | Energetic | agriculture_final_demand_electricity_energetic | Electricity | EU | Energy demand | 1.578 | FEC
FI | TYNDP2026 | HEV | 2035 | TWh | 430 | Sub_sector | Agriculture | Total | Agriculture | Energetic | agriculture_final_demand_hydrogen_energetic | Hydrogen | EU | Energy demand | 0 | FEC
FI | TYNDP2026 | HEV | 2035 | TWh | 431 | Sub_sector | Agriculture | Total | Agriculture | Energetic | agriculture_final_demand_methane_energetic | Methane | EU | Energy demand | 0 | FEC
FI | TYNDP2026 | HEV | 2035 | TWh | 432 | Sub_sector | Agriculture | Total | Agriculture | Energetic | agriculture_final_demand_heat_energetic | Heat | EU | Energy demand | 0 | FEC
FI | TYNDP2026 | HEV | 2035 | TWh | 433 | Sub_sector | Agriculture | Total | Agriculture | Energetic | agriculture_final_demand_biomass_energetic | Biomass | EU | Energy demand | 3.9604 | FEC
FI | TYNDP2026 | HEV | 2035 | TWh | 434 | Sub_sector | Agriculture | Total | Agriculture | Energetic | agriculture_final_demand_coal_energetic | Solids | EU | Energy demand | 0 | FEC
FI | TYNDP2026 | HEV | 2035 | TWh | 435 | Sub_sector | Agriculture | Total | Agriculture | Energetic | agriculture_final_demand_oil_energetic | Liquids | EU | Energy demand | 1.4695 | FEC
FI | TYNDP2026 | HEV | 2035 | TWh | 436 | Sub_sector | Agriculture | Total | Agriculture | Energetic | agriculture_final_demand_other_energetic | Others | EU | Energy demand | 0 | FEC
FI | TYNDP2026 | HEV | 2035 | TWh | 437 | Sub_sector | Agriculture | Total | Agriculture | Energetic | agriculture_final_demand_ammonia_energetic | Ammonia | EU | Energy demand | 0 | FEC
FI | TYNDP2026 | HEV | 2035 | TWh | 447 | Sub_sector | Buildings | Surplus Energy | Buildings | Energetic | GAP | Electricity | EU | Energy demand | 0 | FEC
FI | TYNDP2026 | HEV | 2035 | TWh | 448 | Sub_sector | Buildings | Surplus Energy | Buildings | Energetic | GAP | Hydrogen | EU | Energy demand | 0 | FEC
FI | TYNDP2026 | HEV | 2035 | TWh | 449 | Sub_sector | Buildings | Surplus Energy | Buildings | Energetic | GAP | Methane | EU | Energy demand | 0 | FEC
FI | TYNDP2026 | HEV | 2035 | TWh | 450 | Sub_sector | Buildings | Surplus Energy | Buildings | Energetic | GAP | Heat | EU | Energy demand | 0 | FEC
FI | TYNDP2026 | HEV | 2035 | TWh | 451 | Sub_sector | Buildings | Surplus Energy | Buildings | Energetic | GAP | Biomass | EU | Energy demand | 0.095809 | FEC
FI | TYNDP2026 | HEV | 2035 | TWh | 452 | Sub_sector | Buildings | Surplus Energy | Buildings | Energetic | GAP | Solids | EU | Energy demand | 0 | FEC
FI | TYNDP2026 | HEV | 2035 | TWh | 453 | Sub_sector | Buildings | Surplus Energy | Buildings | Energetic | GAP | Liquids | EU | Energy demand | 0.1999 | FEC
FI | TYNDP2026 | HEV | 2035 | TWh | 454 | Sub_sector | Buildings | Surplus Energy | Buildings | Energetic | GAP | Others | EU | Energy demand | 0 | FEC
FI | TYNDP2026 | HEV | 2035 | TWh | 455 | Sub_sector | Buildings | Surplus Energy | Buildings | Energetic | GAP | Ammonia | EU | Energy demand | 0 | FEC
FI | TYNDP2026 | HEV | 2035 | TWh | 456 | Sub_sector | Households | Surplus Energy | Households | Energetic | GAP | Electricity | EU | Energy demand | 0 | FEC
FI | TYNDP2026 | HEV | 2035 | TWh | 457 | Sub_sector | Households | Surplus Energy | Households | Energetic | GAP | Hydrogen | EU | Energy demand | 0 | FEC
FI | TYNDP2026 | HEV | 2035 | TWh | 458 | Sub_sector | Households | Surplus Energy | Households | Energetic | GAP | Methane | EU | Energy demand | 0 | FEC
FI | TYNDP2026 | HEV | 2035 | TWh | 459 | Sub_sector | Households | Surplus Energy | Households | Energetic | GAP | Heat | EU | Energy demand | 0 | FEC
FI | TYNDP2026 | HEV | 2035 | TWh | 460 | Sub_sector | Households | Surplus Energy | Households | Energetic | GAP | Biomass | EU | Energy demand | 0 | FEC
FI | TYNDP2026 | HEV | 2035 | TWh | 461 | Sub_sector | Households | Surplus Energy | Households | Energetic | GAP | Solids | EU | Energy demand | 0 | FEC
FI | TYNDP2026 | HEV | 2035 | TWh | 462 | Sub_sector | Households | Surplus Energy | Households | Energetic | GAP | Liquids | EU | Energy demand | 0 | FEC
FI | TYNDP2026 | HEV | 2035 | TWh | 463 | Sub_sector | Households | Surplus Energy | Households | Energetic | GAP | Others | EU | Energy demand | 0 | FEC
FI | TYNDP2026 | HEV | 2035 | TWh | 464 | Sub_sector | Households | Surplus Energy | Households | Energetic | GAP | Ammonia | EU | Energy demand | 0 | FEC
FI | TYNDP2026 | HEV | 2040 | TWh | 102 | Sub_sector | Industry | Aluminium | Industry (aluminium) | Energetic | industry_aluminium_demand_electricity_energetic | Electricity | EU | Energy demand | 0 | FEC
FI | TYNDP2026 | HEV | 2040 | TWh | 103 | Sub_sector | Industry | Aluminium | Industry (aluminium) | Energetic | industry_aluminium_demand_hydrogen_energetic | Hydrogen | EU | Energy demand | 0 | FEC
FI | TYNDP2026 | HEV | 2040 | TWh | 104 | Sub_sector | Industry | Aluminium | Industry (aluminium) | Energetic | industry_aluminium_demand_methane_energetic | Methane | EU | Energy demand | 0 | FEC
FI | TYNDP2026 | HEV | 2040 | TWh | 105 | Sub_sector | Industry | Aluminium | Industry (aluminium) | Energetic | industry_aluminium_demand_heat_energetic | Heat | EU | Energy demand | 0 | FEC
FI | TYNDP2026 | HEV | 2040 | TWh | 106 | Sub_sector | Industry | Aluminium | Industry (aluminium) | Energetic | industry_aluminium_demand_biomass_energetic | Biomass | EU | Energy demand | 0 | FEC
FI | TYNDP2026 | HEV | 2040 | TWh | 107 | Sub_sector | Industry | Aluminium | Industry (aluminium) | Energetic | industry_aluminium_demand_coal_energetic | Solids | EU | Energy demand | 0 | FEC
FI | TYNDP2026 | HEV | 2040 | TWh | 108 | Sub_sector | Industry | Aluminium | Industry (aluminium) | Energetic | industry_aluminium_demand_oil_energetic | Liquids | EU | Energy demand | 0 | FEC
FI | TYNDP2026 | HEV | 2040 | TWh | 109 | Sub_sector | Industry | Aluminium | Industry (aluminium) | Energetic | industry_aluminium_demand_others_energetic | Others | EU | Energy demand | 0 | FEC
FI | TYNDP2026 | HEV | 2040 | TWh | 110 | Sub_sector | Industry | Aluminium | Industry (aluminium) | Energetic | industry_ammonia_demand_others_energetic | Ammonia | EU | Energy demand | 0 | FEC
FI | TYNDP2026 | HEV | 2040 | TWh | 112 | Sub_sector | Industry | Chemicals | Industry (chemicals, energetic) | Energetic | industry_chemical_demand_electricity_energetic | Electricity | EU | Energy demand | 5.0912 | FEC
FI | TYNDP2026 | HEV | 2040 | TWh | 113 | Sub_sector | Industry | Chemicals | Industry (chemicals, energetic) | Energetic | industry_chemical_demand_hydrogen_energetic | Hydrogen | EU | Energy demand | 0 | FEC
FI | TYNDP2026 | HEV | 2040 | TWh | 114 | Sub_sector | Industry | Chemicals | Industry (chemicals, energetic) | Energetic | industry_chemical_demand_methane_energetic | Methane | EU | Energy demand | 0.51659 | FEC
FI | TYNDP2026 | HEV | 2040 | TWh | 115 | Sub_sector | Industry | Chemicals | Industry (chemicals, energetic) | Energetic | industry_chemical_demand_heat_energetic | Heat | EU | Energy demand | 3.2746 | FEC
FI | TYNDP2026 | HEV | 2040 | TWh | 116 | Sub_sector | Industry | Chemicals | Industry (chemicals, energetic) | Energetic | industry_chemical_demand_biomass_energetic | Biomass | EU | Energy demand | 0.062708 | FEC
FI | TYNDP2026 | HEV | 2040 | TWh | 117 | Sub_sector | Industry | Chemicals | Industry (chemicals, energetic) | Energetic | industry_chemical_demand_coal_energetic | Solids | EU | Energy demand | 0 | FEC
FI | TYNDP2026 | HEV | 2040 | TWh | 118 | Sub_sector | Industry | Chemicals | Industry (chemicals, energetic) | Energetic | industry_chemical_demand_oil_energetic | Liquids | EU | Energy demand | 3.2447 | FEC
FI | TYNDP2026 | HEV | 2040 | TWh | 119 | Sub_sector | Industry | Chemicals | Industry (chemicals, energetic) | Energetic | industry_chemical_demand_others_energetic | Others | EU | Energy demand | 0 | FEC
FI | TYNDP2026 | HEV | 2040 | TWh | 120 | Sub_sector | Industry | Chemicals | Industry (chemicals, energetic) | Energetic | industry_chemical_demand_ammonia_energetic | Ammonia | EU | Energy demand | 0 | FEC
FI | TYNDP2026 | HEV | 2040 | TWh | 122 | Sub_sector | Industry | Chemicals | Industry (chemicals, non-energetic) | Non-energetic | industry_chemical_demand_electricity_non_energetic | Electricity | EU | Energy demand | 0 | not_included_in_FEC
FI | TYNDP2026 | HEV | 2040 | TWh | 123 | Sub_sector | Industry | Chemicals | Industry (chemicals, non-energetic) | Non-energetic | industry_chemical_demand_hydrogen_non_energetic | Hydrogen | EU | Energy demand | 0 | not_included_in_FEC
FI | TYNDP2026 | HEV | 2040 | TWh | 124 | Sub_sector | Industry | Chemicals | Industry (chemicals, non-energetic) | Non-energetic | industry_chemical_demand_methane_non_energetic | Methane | EU | Energy demand | 0.21583 | not_included_in_FEC
FI | TYNDP2026 | HEV | 2040 | TWh | 125 | Sub_sector | Industry | Chemicals | Industry (chemicals, non-energetic) | Non-energetic | industry_chemical_demand_heat_non_energetic | Heat | EU | Energy demand | 0 | not_included_in_FEC
FI | TYNDP2026 | HEV | 2040 | TWh | 126 | Sub_sector | Industry | Chemicals | Industry (chemicals, non-energetic) | Non-energetic | industry_chemical_demand_biomass_non_energetic | Biomass | EU | Energy demand | 0 | not_included_in_FEC
FI | TYNDP2026 | HEV | 2040 | TWh | 127 | Sub_sector | Industry | Chemicals | Industry (chemicals, non-energetic) | Non-energetic | industry_chemical_demand_coal_non_energetic | Solids | EU | Energy demand | 0 | not_included_in_FEC
FI | TYNDP2026 | HEV | 2040 | TWh | 128 | Sub_sector | Industry | Chemicals | Industry (chemicals, non-energetic) | Non-energetic | industry_chemical_demand_oil_non_energetic | Liquids | EU | Energy demand | 13.5948 | not_included_in_FEC
FI | TYNDP2026 | HEV | 2040 | TWh | 129 | Sub_sector | Industry | Chemicals | Industry (chemicals, non-energetic) | Non-energetic | industry_chemical_demand_others_non_energetic | Others | EU | Energy demand | 0 | not_included_in_FEC
FI | TYNDP2026 | HEV | 2040 | TWh | 130 | Sub_sector | Industry | Chemicals | Industry (chemicals, non-energetic) | Non-energetic | industry_chemical_demand_ammonia_non_energetic | Ammonia | EU | Energy demand | 0 | not_included_in_FEC
FI | TYNDP2026 | HEV | 2040 | TWh | 132 | Sub_sector | Industry | Fertilizers | Industry (fertilizers, energetic) | Energetic | industry_fertilizers_demand_electricity_energetic | Electricity | EU | Energy demand | 0 | FEC
FI | TYNDP2026 | HEV | 2040 | TWh | 133 | Sub_sector | Industry | Fertilizers | Industry (fertilizers, energetic) | Energetic | industry_fertilizers_demand_hydrogen_energetic | Hydrogen | EU | Energy demand | 0 | FEC
FI | TYNDP2026 | HEV | 2040 | TWh | 134 | Sub_sector | Industry | Fertilizers | Industry (fertilizers, energetic) | Energetic | industry_fertilizers_demand_methane_energetic | Methane | EU | Energy demand | 0 | FEC
FI | TYNDP2026 | HEV | 2040 | TWh | 135 | Sub_sector | Industry | Fertilizers | Industry (fertilizers, energetic) | Energetic | industry_fertilizers_demand_heat_energetic | Heat | EU | Energy demand | 0 | FEC
FI | TYNDP2026 | HEV | 2040 | TWh | 136 | Sub_sector | Industry | Fertilizers | Industry (fertilizers, energetic) | Energetic | industry_fertilizers_demand_biomass_energetic | Biomass | EU | Energy demand | 0 | FEC
FI | TYNDP2026 | HEV | 2040 | TWh | 137 | Sub_sector | Industry | Fertilizers | Industry (fertilizers, energetic) | Energetic | industry_fertilizers_demand_coal_energetic | Solids | EU | Energy demand | 0 | FEC
FI | TYNDP2026 | HEV | 2040 | TWh | 138 | Sub_sector | Industry | Fertilizers | Industry (fertilizers, energetic) | Energetic | industry_fertilizers_demand_oil_energetic | Liquids | EU | Energy demand | 0 | FEC
FI | TYNDP2026 | HEV | 2040 | TWh | 139 | Sub_sector | Industry | Fertilizers | Industry (fertilizers, energetic) | Energetic | industry_fertilizers_demand_others_energetic | Others | EU | Energy demand | 0 | FEC
FI | TYNDP2026 | HEV | 2040 | TWh | 140 | Sub_sector | Industry | Fertilizers | Industry (fertilizers, energetic) | Energetic | industry_fertilizers_demand_ammonia_energetic | Ammonia | EU | Energy demand | 0 | FEC
FI | TYNDP2026 | HEV | 2040 | TWh | 142 | Sub_sector | Industry | Fertilizers | Industry (fertilizers, non-energetic) | Non-energetic | industry_fertilizers_demand_electricity_non_energetic | Electricity | EU | Energy demand | 0 | not_included_in_FEC
FI | TYNDP2026 | HEV | 2040 | TWh | 143 | Sub_sector | Industry | Fertilizers | Industry (fertilizers, non-energetic) | Non-energetic | industry_fertilizers_demand_hydrogen_non_energetic | Hydrogen | EU | Energy demand | 0 | not_included_in_FEC
FI | TYNDP2026 | HEV | 2040 | TWh | 144 | Sub_sector | Industry | Fertilizers | Industry (fertilizers, non-energetic) | Non-energetic | industry_fertilizers_demand_methane_non_energetic | Methane | EU | Energy demand | 0 | not_included_in_FEC
FI | TYNDP2026 | HEV | 2040 | TWh | 145 | Sub_sector | Industry | Fertilizers | Industry (fertilizers, non-energetic) | Non-energetic | industry_fertilizers_demand_heat_non_energetic | Heat | EU | Energy demand | 0 | not_included_in_FEC
FI | TYNDP2026 | HEV | 2040 | TWh | 146 | Sub_sector | Industry | Fertilizers | Industry (fertilizers, non-energetic) | Non-energetic | industry_fertilizers_demand_biomass_non_energetic | Biomass | EU | Energy demand | 0 | not_included_in_FEC
FI | TYNDP2026 | HEV | 2040 | TWh | 147 | Sub_sector | Industry | Fertilizers | Industry (fertilizers, non-energetic) | Non-energetic | industry_fertilizers_demand_coal_non_energetic | Solids | EU | Energy demand | 0 | not_included_in_FEC
FI | TYNDP2026 | HEV | 2040 | TWh | 148 | Sub_sector | Industry | Fertilizers | Industry (fertilizers, non-energetic) | Non-energetic | industry_fertilizers_demand_oil_non_energetic | Liquids | EU | Energy demand | 0 | not_included_in_FEC
FI | TYNDP2026 | HEV | 2040 | TWh | 149 | Sub_sector | Industry | Fertilizers | Industry (fertilizers, non-energetic) | Non-energetic | industry_fertilizers_demand_others_non_energetic | Others | EU | Energy demand | 0 | not_included_in_FEC
FI | TYNDP2026 | HEV | 2040 | TWh | 150 | Sub_sector | Industry | Fertilizers | Industry (fertilizers, non-energetic) | Non-energetic | industry_fertilizers_demand_ammonia_non_energetic | Ammonia | EU | Energy demand | 5.53 | not_included_in_FEC
FI | TYNDP2026 | HEV | 2040 | TWh | 152 | Sub_sector | Industry | Food | Industry (food) | Energetic | industry_food_demand_electricity_energetic | Electricity | EU | Energy demand | 2.8164 | FEC
FI | TYNDP2026 | HEV | 2040 | TWh | 153 | Sub_sector | Industry | Food | Industry (food) | Energetic | industry_food_demand_hydrogen_energetic | Hydrogen | EU | Energy demand | 0 | FEC
FI | TYNDP2026 | HEV | 2040 | TWh | 154 | Sub_sector | Industry | Food | Industry (food) | Energetic | industry_food_demand_methane_energetic | Methane | EU | Energy demand | 0 | FEC
FI | TYNDP2026 | HEV | 2040 | TWh | 155 | Sub_sector | Industry | Food | Industry (food) | Energetic | industry_food_demand_heat_energetic | Heat | EU | Energy demand | 1.9884 | FEC
FI | TYNDP2026 | HEV | 2040 | TWh | 156 | Sub_sector | Industry | Food | Industry (food) | Energetic | industry_food_demand_biomass_energetic | Biomass | EU | Energy demand | 0.17754 | FEC
FI | TYNDP2026 | HEV | 2040 | TWh | 157 | Sub_sector | Industry | Food | Industry (food) | Energetic | industry_food_demand_coal_energetic | Solids | EU | Energy demand | 0 | FEC
FI | TYNDP2026 | HEV | 2040 | TWh | 158 | Sub_sector | Industry | Food | Industry (food) | Energetic | industry_food_demand_oil_energetic | Liquids | EU | Energy demand | 0 | FEC
FI | TYNDP2026 | HEV | 2040 | TWh | 159 | Sub_sector | Industry | Food | Industry (food) | Energetic | industry_food_demand_others_energetic | Others | EU | Energy demand | 0 | FEC
FI | TYNDP2026 | HEV | 2040 | TWh | 160 | Sub_sector | Industry | Food | Industry (food) | Energetic | industry_food_demand_ammonia_energetic | Ammonia | EU | Energy demand | 0 | FEC
FI | TYNDP2026 | HEV | 2040 | TWh | 162 | Sub_sector | Industry | Metals | Industry (metal) | Energetic | industry_metal_demand_electricity_energetic | Electricity | EU | Energy demand | 3.92 | FEC
FI | TYNDP2026 | HEV | 2040 | TWh | 163 | Sub_sector | Industry | Metals | Industry (metal) | Energetic | industry_metal_demand_hydrogen_energetic | Hydrogen | EU | Energy demand | 0 | FEC
FI | TYNDP2026 | HEV | 2040 | TWh | 164 | Sub_sector | Industry | Metals | Industry (metal) | Energetic | industry_metal_demand_methane_energetic | Methane | EU | Energy demand | 0.027003 | FEC
FI | TYNDP2026 | HEV | 2040 | TWh | 165 | Sub_sector | Industry | Metals | Industry (metal) | Energetic | industry_metal_demand_heat_energetic | Heat | EU | Energy demand | 1.0839 | FEC
FI | TYNDP2026 | HEV | 2040 | TWh | 166 | Sub_sector | Industry | Metals | Industry (metal) | Energetic | industry_metal_demand_biomass_energetic | Biomass | EU | Energy demand | 0 | FEC
FI | TYNDP2026 | HEV | 2040 | TWh | 167 | Sub_sector | Industry | Metals | Industry (metal) | Energetic | industry_metal_demand_coal_energetic | Solids | EU | Energy demand | 0.0041428 | FEC
FI | TYNDP2026 | HEV | 2040 | TWh | 168 | Sub_sector | Industry | Metals | Industry (metal) | Energetic | industry_metal_demand_oil_energetic | Liquids | EU | Energy demand | 0.625 | FEC
FI | TYNDP2026 | HEV | 2040 | TWh | 169 | Sub_sector | Industry | Metals | Industry (metal) | Energetic | industry_metal_demand_others_energetic | Others | EU | Energy demand | 0 | FEC
FI | TYNDP2026 | HEV | 2040 | TWh | 170 | Sub_sector | Industry | Metals | Industry (metal) | Energetic | industry_metal_demand_ammonia_energetic | Ammonia | EU | Energy demand | 0 | FEC
FI | TYNDP2026 | HEV | 2040 | TWh | 172 | Sub_sector | Industry | Others | Industry (other, energetic) | Energetic | industry_other_demand_electricity_energetic | Electricity | EU | Energy demand | 16.7374 | FEC
FI | TYNDP2026 | HEV | 2040 | TWh | 173 | Sub_sector | Industry | Others | Industry (other, energetic) | Energetic | industry_other_demand_hydrogen_energetic | Hydrogen | EU | Energy demand | 0 | FEC
FI | TYNDP2026 | HEV | 2040 | TWh | 174 | Sub_sector | Industry | Others | Industry (other, energetic) | Energetic | industry_other_demand_methane_energetic | Methane | EU | Energy demand | 0.37279 | FEC
FI | TYNDP2026 | HEV | 2040 | TWh | 175 | Sub_sector | Industry | Others | Industry (other, energetic) | Energetic | industry_other_demand_heat_energetic | Heat | EU | Energy demand | 5.3867 | FEC
FI | TYNDP2026 | HEV | 2040 | TWh | 176 | Sub_sector | Industry | Others | Industry (other, energetic) | Energetic | industry_other_demand_biomass_energetic | Biomass | EU | Energy demand | 5.5363 | FEC
FI | TYNDP2026 | HEV | 2040 | TWh | 177 | Sub_sector | Industry | Others | Industry (other, energetic) | Energetic | industry_other_demand_coal_energetic | Solids | EU | Energy demand | 0.074726 | FEC
FI | TYNDP2026 | HEV | 2040 | TWh | 178 | Sub_sector | Industry | Others | Industry (other, energetic) | Energetic | industry_other_demand_oil_energetic | Liquids | EU | Energy demand | 1.8181 | FEC
FI | TYNDP2026 | HEV | 2040 | TWh | 179 | Sub_sector | Industry | Others | Industry (other, energetic) | Energetic | industry_other_demand_others_energetic | Others | EU | Energy demand | 0 | FEC
FI | TYNDP2026 | HEV | 2040 | TWh | 180 | Sub_sector | Industry | Others | Industry (other, energetic) | Energetic | industry_other_demand_ammonia_energetic | Ammonia | EU | Energy demand | 0 | FEC
FI | TYNDP2026 | HEV | 2040 | TWh | 182 | Sub_sector | Industry | Others | Industry (other, non-energetic) | Non-energetic | industry_other_demand_electricity_non_energetic | Electricity | EU | Energy demand | 0 | not_included_in_FEC
FI | TYNDP2026 | HEV | 2040 | TWh | 183 | Sub_sector | Industry | Others | Industry (other, non-energetic) | Non-energetic | industry_other_demand_hydrogen_non_energetic | Hydrogen | EU | Energy demand | 4.8411 | not_included_in_FEC
FI | TYNDP2026 | HEV | 2040 | TWh | 184 | Sub_sector | Industry | Others | Industry (other, non-energetic) | Non-energetic | industry_other_demand_methane_non_energetic | Methane | EU | Energy demand | 0 | not_included_in_FEC
FI | TYNDP2026 | HEV | 2040 | TWh | 185 | Sub_sector | Industry | Others | Industry (other, non-energetic) | Non-energetic | industry_other_demand_heat_non_energetic | Heat | EU | Energy demand | 0 | not_included_in_FEC
FI | TYNDP2026 | HEV | 2040 | TWh | 186 | Sub_sector | Industry | Others | Industry (other, non-energetic) | Non-energetic | industry_other_demand_biomass_non_energetic | Biomass | EU | Energy demand | 0 | not_included_in_FEC
FI | TYNDP2026 | HEV | 2040 | TWh | 187 | Sub_sector | Industry | Others | Industry (other, non-energetic) | Non-energetic | industry_other_demand_coal_non_energetic | Solids | EU | Energy demand | 0 | not_included_in_FEC
FI | TYNDP2026 | HEV | 2040 | TWh | 188 | Sub_sector | Industry | Others | Industry (other, non-energetic) | Non-energetic | industry_other_demand_oil_non_energetic | Liquids | EU | Energy demand | 2.6034 | not_included_in_FEC
FI | TYNDP2026 | HEV | 2040 | TWh | 189 | Sub_sector | Industry | Others | Industry (other, non-energetic) | Non-energetic | industry_other_demand_others_non_energetic | Others | EU | Energy demand | 0 | not_included_in_FEC
FI | TYNDP2026 | HEV | 2040 | TWh | 190 | Sub_sector | Industry | Others | Industry (other, non-energetic) | Non-energetic | industry_other_demand_ammonia_non_energetic | Ammonia | EU | Energy demand | 0 | not_included_in_FEC
FI | TYNDP2026 | HEV | 2040 | TWh | 192 | Sub_sector | Industry | Paper | Industry (paper) | Energetic | industry_paper_demand_electricity_energetic | Electricity | EU | Energy demand | 24.4821 | FEC
FI | TYNDP2026 | HEV | 2040 | TWh | 193 | Sub_sector | Industry | Paper | Industry (paper) | Energetic | industry_paper_demand_hydrogen_energetic | Hydrogen | EU | Energy demand | 0 | FEC
FI | TYNDP2026 | HEV | 2040 | TWh | 194 | Sub_sector | Industry | Paper | Industry (paper) | Energetic | industry_paper_demand_methane_energetic | Methane | EU | Energy demand | 0 | FEC
FI | TYNDP2026 | HEV | 2040 | TWh | 195 | Sub_sector | Industry | Paper | Industry (paper) | Energetic | industry_paper_demand_heat_energetic | Heat | EU | Energy demand | 3.5286 | FEC
FI | TYNDP2026 | HEV | 2040 | TWh | 196 | Sub_sector | Industry | Paper | Industry (paper) | Energetic | industry_paper_demand_biomass_energetic | Biomass | EU | Energy demand | 32.3452 | FEC
FI | TYNDP2026 | HEV | 2040 | TWh | 197 | Sub_sector | Industry | Paper | Industry (paper) | Energetic | industry_paper_demand_coal_energetic | Solids | EU | Energy demand | 0 | FEC
FI | TYNDP2026 | HEV | 2040 | TWh | 198 | Sub_sector | Industry | Paper | Industry (paper) | Energetic | industry_paper_demand_oil_energetic | Liquids | EU | Energy demand | 0 | FEC
FI | TYNDP2026 | HEV | 2040 | TWh | 199 | Sub_sector | Industry | Paper | Industry (paper) | Energetic | industry_paper_demand_others_energetic | Others | EU | Energy demand | 0 | FEC
FI | TYNDP2026 | HEV | 2040 | TWh | 200 | Sub_sector | Industry | Paper | Industry (paper) | Energetic | industry_paper_demand_ammonia_energetic | Ammonia | EU | Energy demand | 0 | FEC
FI | TYNDP2026 | HEV | 2040 | TWh | 202 | Sub_sector | Industry | Refineries | Industry (refineries, energetic) | Energetic | industry_refinery_demand_electricity_energetic | Electricity | EU | Energy demand | 1.2303 | not_included_in_FEC
FI | TYNDP2026 | HEV | 2040 | TWh | 203 | Sub_sector | Industry | Refineries | Industry (refineries, energetic) | Energetic | industry_refinery_demand_hydrogen_energetic | Hydrogen | EU | Energy demand | 0 | not_included_in_FEC
FI | TYNDP2026 | HEV | 2040 | TWh | 204 | Sub_sector | Industry | Refineries | Industry (refineries, energetic) | Energetic | industry_refinery_demand_methane_energetic | Methane | EU | Energy demand | 1.3729 | not_included_in_FEC
FI | TYNDP2026 | HEV | 2040 | TWh | 205 | Sub_sector | Industry | Refineries | Industry (refineries, energetic) | Energetic | industry_refinery_demand_heat_energetic | Heat | EU | Energy demand | 3.2949 | not_included_in_FEC
FI | TYNDP2026 | HEV | 2040 | TWh | 206 | Sub_sector | Industry | Refineries | Industry (refineries, energetic) | Energetic | industry_refinery_demand_biomass_energetic | Biomass | EU | Energy demand | 0 | not_included_in_FEC
FI | TYNDP2026 | HEV | 2040 | TWh | 207 | Sub_sector | Industry | Refineries | Industry (refineries, energetic) | Energetic | industry_refinery_demand_coal_energetic | Solids | EU | Energy demand | 0 | not_included_in_FEC
FI | TYNDP2026 | HEV | 2040 | TWh | 208 | Sub_sector | Industry | Refineries | Industry (refineries, energetic) | Energetic | industry_refinery_demand_oil_energetic | Liquids | EU | Energy demand | 4.4659 | not_included_in_FEC
FI | TYNDP2026 | HEV | 2040 | TWh | 209 | Sub_sector | Industry | Refineries | Industry (refineries, energetic) | Energetic | industry_refinery_demand_others_energetic | Others | EU | Energy demand | 0 | not_included_in_FEC
FI | TYNDP2026 | HEV | 2040 | TWh | 210 | Sub_sector | Industry | Refineries | Industry (refineries, energetic) | Energetic | industry_refinery_demand_ammonia_energetic | Ammonia | EU | Energy demand | 0 | not_included_in_FEC
FI | TYNDP2026 | HEV | 2040 | TWh | 212 | Sub_sector | Industry | Refineries | Industry (refineries, non-energetic) | Non-energetic | industry_refinery_demand_electricity_non_energetic | Electricity | EU | Energy demand | 0 | not_included_in_FEC
FI | TYNDP2026 | HEV | 2040 | TWh | 213 | Sub_sector | Industry | Refineries | Industry (refineries, non-energetic) | Non-energetic | industry_refinery_demand_hydrogen_non_energetic | Hydrogen | EU | Energy demand | 0 | not_included_in_FEC
FI | TYNDP2026 | HEV | 2040 | TWh | 214 | Sub_sector | Industry | Refineries | Industry (refineries, non-energetic) | Non-energetic | industry_refinery_demand_methane_non_energetic | Methane | EU | Energy demand | 0 | not_included_in_FEC
FI | TYNDP2026 | HEV | 2040 | TWh | 215 | Sub_sector | Industry | Refineries | Industry (refineries, non-energetic) | Non-energetic | industry_refinery_demand_heat_non_energetic | Heat | EU | Energy demand | 0 | not_included_in_FEC
FI | TYNDP2026 | HEV | 2040 | TWh | 216 | Sub_sector | Industry | Refineries | Industry (refineries, non-energetic) | Non-energetic | industry_refinery_demand_biomass_non_energetic | Biomass | EU | Energy demand | 0 | not_included_in_FEC
FI | TYNDP2026 | HEV | 2040 | TWh | 217 | Sub_sector | Industry | Refineries | Industry (refineries, non-energetic) | Non-energetic | industry_refinery_demand_coal_non_energetic | Solids | EU | Energy demand | 0 | not_included_in_FEC
FI | TYNDP2026 | HEV | 2040 | TWh | 218 | Sub_sector | Industry | Refineries | Industry (refineries, non-energetic) | Non-energetic | industry_refinery_demand_oil_non_energetic | Liquids | EU | Energy demand | 0 | not_included_in_FEC
FI | TYNDP2026 | HEV | 2040 | TWh | 219 | Sub_sector | Industry | Refineries | Industry (refineries, non-energetic) | Non-energetic | industry_refinery_demand_others_non_energetic | Others | EU | Energy demand | 0 | not_included_in_FEC
FI | TYNDP2026 | HEV | 2040 | TWh | 220 | Sub_sector | Industry | Refineries | Industry (refineries, non-energetic) | Non-energetic | industry_refinery_demand_ammonia_non_energetic | Ammonia | EU | Energy demand | 0 | not_included_in_FEC
FI | TYNDP2026 | HEV | 2040 | TWh | 222 | Sub_sector | Industry | Steel | Industry (steel) | Energetic | industry_steel_demand_electricity_energetic | Electricity | EU | Energy demand | 10.5428 | FEC
FI | TYNDP2026 | HEV | 2040 | TWh | 223 | Sub_sector | Industry | Steel | Industry (steel) | Energetic | industry_steel_demand_hydrogen_energetic | Hydrogen | EU | Energy demand | 15.047 | FEC
FI | TYNDP2026 | HEV | 2040 | TWh | 224 | Sub_sector | Industry | Steel | Industry (steel) | Energetic | industry_steel_demand_methane_energetic | Methane | EU | Energy demand | 5.0083 | FEC
FI | TYNDP2026 | HEV | 2040 | TWh | 225 | Sub_sector | Industry | Steel | Industry (steel) | Energetic | industry_steel_demand_heat_energetic | Heat | EU | Energy demand | 0.13221 | FEC
FI | TYNDP2026 | HEV | 2040 | TWh | 226 | Sub_sector | Industry | Steel | Industry (steel) | Energetic | industry_steel_demand_biomass_energetic | Biomass | EU | Energy demand | 0 | FEC
FI | TYNDP2026 | HEV | 2040 | TWh | 227 | Sub_sector | Industry | Steel | Industry (steel) | Energetic | industry_steel_demand_coal_energetic | Solids | EU | Energy demand | 1.9478 | FEC
FI | TYNDP2026 | HEV | 2040 | TWh | 228 | Sub_sector | Industry | Steel | Industry (steel) | Energetic | industry_steel_demand_oil_energetic | Liquids | EU | Energy demand | 0.022754 | FEC
FI | TYNDP2026 | HEV | 2040 | TWh | 229 | Sub_sector | Industry | Steel | Industry (steel) | Energetic | industry_steel_demand_others_energetic | Others | EU | Energy demand | 0 | FEC
FI | TYNDP2026 | HEV | 2040 | TWh | 230 | Sub_sector | Industry | Steel | Industry (steel) | Energetic | industry_steel_demand_ammonia_energetic | Ammonia | EU | Energy demand | 0 | FEC
FI | TYNDP2026 | HEV | 2040 | TWh | 232 | Sub_sector | Transport | Cars | Transport (cars) | Energetic | transport_cars_final_demand_electricity | Electricity | EU | Energy demand | 9.0321 | FEC
FI | TYNDP2026 | HEV | 2040 | TWh | 233 | Sub_sector | Transport | Cars | Transport (cars) | Energetic | transport_cars_final_demand_hydrogen | Hydrogen | EU | Energy demand | 0 | FEC
FI | TYNDP2026 | HEV | 2040 | TWh | 234 | Sub_sector | Transport | Cars | Transport (cars) | Energetic | transport_cars_final_demand_methane | Methane | EU | Energy demand | 0.88535 | FEC
FI | TYNDP2026 | HEV | 2040 | TWh | 235 | Sub_sector | Transport | Cars | Transport (cars) | Energetic | transport_cars_final_demand_heat | Heat | EU | Energy demand | 0 | FEC
FI | TYNDP2026 | HEV | 2040 | TWh | 236 | Sub_sector | Transport | Cars | Transport (cars) | Energetic | transport_cars_final_demand_biomass | Biomass | EU | Energy demand | 0 | FEC
FI | TYNDP2026 | HEV | 2040 | TWh | 237 | Sub_sector | Transport | Cars | Transport (cars) | Energetic | transport_cars_final_demand_coal | Solids | EU | Energy demand | 0 | FEC
FI | TYNDP2026 | HEV | 2040 | TWh | 238 | Sub_sector | Transport | Cars | Transport (cars) | Energetic | transport_cars_final_demand_oil | Liquids | EU | Energy demand | 2.1614 | FEC
FI | TYNDP2026 | HEV | 2040 | TWh | 239 | Sub_sector | Transport | Cars | Transport (cars) | Energetic | transport_cars_final_demand_other | Others | EU | Energy demand | 0 | FEC
FI | TYNDP2026 | HEV | 2040 | TWh | 240 | Sub_sector | Transport | Cars | Transport (cars) | Energetic | transport_cars_final_demand_ammonia | Ammonia | EU | Energy demand | 0 | FEC
FI | TYNDP2026 | HEV | 2040 | TWh | 242 | Sub_sector | Transport | Busses | Transport (busses) | Energetic | transport_busses_final_demand_electricity | Electricity | EU | Energy demand | 0.31004 | FEC
FI | TYNDP2026 | HEV | 2040 | TWh | 243 | Sub_sector | Transport | Busses | Transport (busses) | Energetic | transport_busses_final_demand_hydrogen | Hydrogen | EU | Energy demand | 0.030395 | FEC
FI | TYNDP2026 | HEV | 2040 | TWh | 244 | Sub_sector | Transport | Busses | Transport (busses) | Energetic | transport_busses_final_demand_methane | Methane | EU | Energy demand | 0.11442 | FEC
FI | TYNDP2026 | HEV | 2040 | TWh | 245 | Sub_sector | Transport | Busses | Transport (busses) | Energetic | transport_busses_final_demand_heat | Heat | EU | Energy demand | 0 | FEC
FI | TYNDP2026 | HEV | 2040 | TWh | 246 | Sub_sector | Transport | Busses | Transport (busses) | Energetic | transport_busses_final_demand_biomass | Biomass | EU | Energy demand | 0 | FEC
FI | TYNDP2026 | HEV | 2040 | TWh | 247 | Sub_sector | Transport | Busses | Transport (busses) | Energetic | transport_busses_final_demand_coal | Solids | EU | Energy demand | 0 | FEC
FI | TYNDP2026 | HEV | 2040 | TWh | 248 | Sub_sector | Transport | Busses | Transport (busses) | Energetic | transport_busses_final_demand_oil | Liquids | EU | Energy demand | 1.392 | FEC
FI | TYNDP2026 | HEV | 2040 | TWh | 249 | Sub_sector | Transport | Busses | Transport (busses) | Energetic | transport_busses_final_demand_other | Others | EU | Energy demand | 0 | FEC
FI | TYNDP2026 | HEV | 2040 | TWh | 250 | Sub_sector | Transport | Busses | Transport (busses) | Energetic | transport_busses_final_demand_ammonia | Ammonia | EU | Energy demand | 0 | FEC
FI | TYNDP2026 | HEV | 2040 | TWh | 252 | Sub_sector | Transport | Trucks | Transport (trucks) | Energetic | transport_trucks_final_demand_electricity | Electricity | EU | Energy demand | 1.0469 | FEC
FI | TYNDP2026 | HEV | 2040 | TWh | 253 | Sub_sector | Transport | Trucks | Transport (trucks) | Energetic | transport_trucks_final_demand_hydrogen | Hydrogen | EU | Energy demand | 0.088622 | FEC
FI | TYNDP2026 | HEV | 2040 | TWh | 254 | Sub_sector | Transport | Trucks | Transport (trucks) | Energetic | transport_trucks_final_demand_methane | Methane | EU | Energy demand | 0.3444 | FEC
FI | TYNDP2026 | HEV | 2040 | TWh | 255 | Sub_sector | Transport | Trucks | Transport (trucks) | Energetic | transport_trucks_final_demand_heat | Heat | EU | Energy demand | 0 | FEC
FI | TYNDP2026 | HEV | 2040 | TWh | 256 | Sub_sector | Transport | Trucks | Transport (trucks) | Energetic | transport_trucks_final_demand_biomass | Biomass | EU | Energy demand | 0 | FEC
FI | TYNDP2026 | HEV | 2040 | TWh | 257 | Sub_sector | Transport | Trucks | Transport (trucks) | Energetic | transport_trucks_final_demand_coal | Solids | EU | Energy demand | 0 | FEC
FI | TYNDP2026 | HEV | 2040 | TWh | 258 | Sub_sector | Transport | Trucks | Transport (trucks) | Energetic | transport_trucks_final_demand_oil | Liquids | EU | Energy demand | 3.6728 | FEC
FI | TYNDP2026 | HEV | 2040 | TWh | 259 | Sub_sector | Transport | Trucks | Transport (trucks) | Energetic | transport_trucks_final_demand_other | Others | EU | Energy demand | 0 | FEC
FI | TYNDP2026 | HEV | 2040 | TWh | 260 | Sub_sector | Transport | Trucks | Transport (trucks) | Energetic | transport_trucks_final_demand_ammonia | Ammonia | EU | Energy demand | 0 | FEC
FI | TYNDP2026 | HEV | 2040 | TWh | 262 | Sub_sector | Transport | Vans | Transport (vans) | Energetic | transport_vans_final_demand_electricity | Electricity | EU | Energy demand | 0.48036 | FEC
FI | TYNDP2026 | HEV | 2040 | TWh | 263 | Sub_sector | Transport | Vans | Transport (vans) | Energetic | transport_vans_final_demand_hydrogen | Hydrogen | EU | Energy demand | 0 | FEC
FI | TYNDP2026 | HEV | 2040 | TWh | 264 | Sub_sector | Transport | Vans | Transport (vans) | Energetic | transport_vans_final_demand_methane | Methane | EU | Energy demand | 0 | FEC
FI | TYNDP2026 | HEV | 2040 | TWh | 265 | Sub_sector | Transport | Vans | Transport (vans) | Energetic | transport_vans_final_demand_heat | Heat | EU | Energy demand | 0 | FEC
FI | TYNDP2026 | HEV | 2040 | TWh | 266 | Sub_sector | Transport | Vans | Transport (vans) | Energetic | transport_vans_final_demand_biomass | Biomass | EU | Energy demand | 0 | FEC
FI | TYNDP2026 | HEV | 2040 | TWh | 267 | Sub_sector | Transport | Vans | Transport (vans) | Energetic | transport_vans_final_demand_coal | Solids | EU | Energy demand | 0 | FEC
FI | TYNDP2026 | HEV | 2040 | TWh | 268 | Sub_sector | Transport | Vans | Transport (vans) | Energetic | transport_vans_final_demand_oil | Liquids | EU | Energy demand | 1.8959 | FEC
FI | TYNDP2026 | HEV | 2040 | TWh | 269 | Sub_sector | Transport | Vans | Transport (vans) | Energetic | transport_vans_final_demand_other | Others | EU | Energy demand | 0 | FEC
FI | TYNDP2026 | HEV | 2040 | TWh | 270 | Sub_sector | Transport | Vans | Transport (vans) | Energetic | transport_vans_final_demand_ammonia | Ammonia | EU | Energy demand | 0 | FEC
FI | TYNDP2026 | HEV | 2040 | TWh | 272 | Sub_sector | Transport | Freight trains | Transport (trains) | Energetic | transport_trains_final_demand_electricity | Electricity | EU | Energy demand | 0.80326 | FEC
FI | TYNDP2026 | HEV | 2040 | TWh | 273 | Sub_sector | Transport | Freight trains | Transport (trains) | Energetic | transport_trains_final_demand_hydrogen | Hydrogen | EU | Energy demand | 0 | FEC
FI | TYNDP2026 | HEV | 2040 | TWh | 274 | Sub_sector | Transport | Freight trains | Transport (trains) | Energetic | transport_trains_final_demand_methane | Methane | EU | Energy demand | 0 | FEC
FI | TYNDP2026 | HEV | 2040 | TWh | 275 | Sub_sector | Transport | Freight trains | Transport (trains) | Energetic | transport_trains_final_demand_heat | Heat | EU | Energy demand | 0 | FEC
FI | TYNDP2026 | HEV | 2040 | TWh | 276 | Sub_sector | Transport | Freight trains | Transport (trains) | Energetic | transport_trains_final_demand_biomass | Biomass | EU | Energy demand | 0 | FEC
FI | TYNDP2026 | HEV | 2040 | TWh | 277 | Sub_sector | Transport | Freight trains | Transport (trains) | Energetic | transport_trains_final_demand_coal | Solids | EU | Energy demand | 0 | FEC
FI | TYNDP2026 | HEV | 2040 | TWh | 278 | Sub_sector | Transport | Freight trains | Transport (trains) | Energetic | transport_trains_final_demand_oil | Liquids | EU | Energy demand | 0.16778 | FEC
FI | TYNDP2026 | HEV | 2040 | TWh | 279 | Sub_sector | Transport | Freight trains | Transport (trains) | Energetic | transport_trains_final_demand_other | Others | EU | Energy demand | 0 | FEC
FI | TYNDP2026 | HEV | 2040 | TWh | 280 | Sub_sector | Transport | Freight trains | Transport (trains) | Energetic | transport_trains_final_demand_ammonia | Ammonia | EU | Energy demand | 0 | FEC
FI | TYNDP2026 | HEV | 2040 | TWh | 282 | Sub_sector | Transport | Ships | Transport (ships) | Energetic | transport_ships_final_demand_electricity | Electricity | EU | Energy demand | 0 | FEC
FI | TYNDP2026 | HEV | 2040 | TWh | 283 | Sub_sector | Transport | Ships | Transport (ships) | Energetic | transport_ships_final_demand_hydrogen | Hydrogen | EU | Energy demand | 0 | FEC
FI | TYNDP2026 | HEV | 2040 | TWh | 284 | Sub_sector | Transport | Ships | Transport (ships) | Energetic | transport_ships_final_demand_methane | Methane | EU | Energy demand | 0.065009 | FEC
FI | TYNDP2026 | HEV | 2040 | TWh | 285 | Sub_sector | Transport | Ships | Transport (ships) | Energetic | transport_ships_final_demand_heat | Heat | EU | Energy demand | 0 | FEC
FI | TYNDP2026 | HEV | 2040 | TWh | 286 | Sub_sector | Transport | Ships | Transport (ships) | Energetic | transport_ships_final_demand_biomass | Biomass | EU | Energy demand | 0 | FEC
FI | TYNDP2026 | HEV | 2040 | TWh | 287 | Sub_sector | Transport | Ships | Transport (ships) | Energetic | transport_ships_final_demand_coal | Solids | EU | Energy demand | 0 | FEC
FI | TYNDP2026 | HEV | 2040 | TWh | 288 | Sub_sector | Transport | Ships | Transport (ships) | Energetic | transport_ships_final_demand_oil | Liquids | EU | Energy demand | 1.0141 | FEC
FI | TYNDP2026 | HEV | 2040 | TWh | 289 | Sub_sector | Transport | Ships | Transport (ships) | Energetic | transport_ships_final_demand_other | Others | EU | Energy demand | 0 | FEC
FI | TYNDP2026 | HEV | 2040 | TWh | 290 | Sub_sector | Transport | Ships | Transport (ships) | Energetic | transport_ships_final_demand_ammonia | Ammonia | EU | Energy demand | 0.17762 | FEC
FI | TYNDP2026 | HEV | 2040 | TWh | 292 | Sub_sector | Transport | Planes | Transport (planes) | Energetic | transport_planes_final_demand_electricity | Electricity | EU | Energy demand | 0 | FEC
FI | TYNDP2026 | HEV | 2040 | TWh | 293 | Sub_sector | Transport | Planes | Transport (planes) | Energetic | transport_planes_final_demand_hydrogen | Hydrogen | EU | Energy demand | 0 | FEC
FI | TYNDP2026 | HEV | 2040 | TWh | 294 | Sub_sector | Transport | Planes | Transport (planes) | Energetic | transport_planes_final_demand_methane | Methane | EU | Energy demand | 0 | FEC
FI | TYNDP2026 | HEV | 2040 | TWh | 295 | Sub_sector | Transport | Planes | Transport (planes) | Energetic | transport_planes_final_demand_heat | Heat | EU | Energy demand | 0 | FEC
FI | TYNDP2026 | HEV | 2040 | TWh | 296 | Sub_sector | Transport | Planes | Transport (planes) | Energetic | transport_planes_final_demand_biomass | Biomass | EU | Energy demand | 0 | FEC
FI | TYNDP2026 | HEV | 2040 | TWh | 297 | Sub_sector | Transport | Planes | Transport (planes) | Energetic | transport_planes_final_demand_coal | Solids | EU | Energy demand | 0 | FEC
FI | TYNDP2026 | HEV | 2040 | TWh | 298 | Sub_sector | Transport | Planes | Transport (planes) | Energetic | transport_planes_final_demand_oil | Liquids | EU | Energy demand | 0.68674 | FEC
FI | TYNDP2026 | HEV | 2040 | TWh | 299 | Sub_sector | Transport | Planes | Transport (planes) | Energetic | transport_planes_final_demand_other | Others | EU | Energy demand | 0 | FEC
FI | TYNDP2026 | HEV | 2040 | TWh | 300 | Sub_sector | Transport | Planes | Transport (planes) | Energetic | transport_planes_final_demand_ammonia | Ammonia | EU | Energy demand | 0 | FEC
FI | TYNDP2026 | HEV | 2040 | TWh | 302 | Sub_sector | Transport | Others | Transport (others) | Energetic | transport_other_final_demand_electricity | Electricity | EU | Energy demand | 0.019184 | FEC
FI | TYNDP2026 | HEV | 2040 | TWh | 303 | Sub_sector | Transport | Others | Transport (others) | Energetic | transport_other_final_demand_hydrogen | Hydrogen | EU | Energy demand | 0 | FEC
FI | TYNDP2026 | HEV | 2040 | TWh | 304 | Sub_sector | Transport | Others | Transport (others) | Energetic | transport_other_final_demand_methane | Methane | EU | Energy demand | 0 | FEC
FI | TYNDP2026 | HEV | 2040 | TWh | 305 | Sub_sector | Transport | Others | Transport (others) | Energetic | transport_other_final_demand_heat | Heat | EU | Energy demand | 0 | FEC
FI | TYNDP2026 | HEV | 2040 | TWh | 306 | Sub_sector | Transport | Others | Transport (others) | Energetic | transport_other_final_demand_biomass | Biomass | EU | Energy demand | 0 | FEC
FI | TYNDP2026 | HEV | 2040 | TWh | 307 | Sub_sector | Transport | Others | Transport (others) | Energetic | transport_other_final_demand_coal | Solids | EU | Energy demand | 0 | FEC
FI | TYNDP2026 | HEV | 2040 | TWh | 308 | Sub_sector | Transport | Others | Transport (others) | Energetic | transport_other_final_demand_oil | Liquids | EU | Energy demand | 0.35665 | FEC
FI | TYNDP2026 | HEV | 2040 | TWh | 309 | Sub_sector | Transport | Others | Transport (others) | Energetic | transport_other_final_demand_other | Others | EU | Energy demand | 0 | FEC
FI | TYNDP2026 | HEV | 2040 | TWh | 310 | Sub_sector | Transport | Others | Transport (others) | Energetic | transport_other_final_demand_ammonia | Ammonia | EU | Energy demand | 0 | FEC
FI | TYNDP2026 | HEV | 2040 | TWh | 312 | Sub_sector | International transport | International aviation | Transport (int. aviation) | Energetic | transport_int_aviation_final_demand_electricity | Electricity | EU | Energy demand | 0 | FEC
FI | TYNDP2026 | HEV | 2040 | TWh | 313 | Sub_sector | International transport | International aviation | Transport (int. aviation) | Energetic | transport_int_aviation_final_demand_hydrogen | Hydrogen | EU | Energy demand | 0 | FEC
FI | TYNDP2026 | HEV | 2040 | TWh | 314 | Sub_sector | International transport | International aviation | Transport (int. aviation) | Energetic | transport_int_aviation_final_demand_methane | Methane | EU | Energy demand | 0 | FEC
FI | TYNDP2026 | HEV | 2040 | TWh | 315 | Sub_sector | International transport | International aviation | Transport (int. aviation) | Energetic | transport_int_aviation_final_demand_heat | Heat | EU | Energy demand | 0 | FEC
FI | TYNDP2026 | HEV | 2040 | TWh | 316 | Sub_sector | International transport | International aviation | Transport (int. aviation) | Energetic | transport_int_aviation_final_demand_biofuels | Biomass | EU | Energy demand | 0 | FEC
FI | TYNDP2026 | HEV | 2040 | TWh | 317 | Sub_sector | International transport | International aviation | Transport (int. aviation) | Energetic | transport_int_aviation_final_demand_coal | Solids | EU | Energy demand | 0 | FEC
FI | TYNDP2026 | HEV | 2040 | TWh | 318 | Sub_sector | International transport | International aviation | Transport (int. aviation) | Energetic | transport_int_aviation_final_demand_oil | Liquids | EU | Energy demand | 8.5777 | FEC
FI | TYNDP2026 | HEV | 2040 | TWh | 319 | Sub_sector | International transport | International aviation | Transport (int. aviation) | Energetic | transport_int_aviation_final_demand_other | Others | EU | Energy demand | 0 | FEC
FI | TYNDP2026 | HEV | 2040 | TWh | 320 | Sub_sector | International transport | International aviation | Transport (int. aviation) | Energetic | transport_int_aviation_final_demand_ammonia | Ammonia | EU | Energy demand | 0 | FEC
FI | TYNDP2026 | HEV | 2040 | TWh | 322 | Sub_sector | International transport | International shipping | Transport (int. shipping) | Energetic | transport_int_shipping_final_demand_electricity | Electricity | EU | Energy demand | 0 | not_included_in_FEC
FI | TYNDP2026 | HEV | 2040 | TWh | 323 | Sub_sector | International transport | International shipping | Transport (int. shipping) | Energetic | transport_int_shipping_final_demand_hydrogen | Hydrogen | EU | Energy demand | 0 | not_included_in_FEC
FI | TYNDP2026 | HEV | 2040 | TWh | 324 | Sub_sector | International transport | International shipping | Transport (int. shipping) | Energetic | transport_int_shipping_final_demand_methane | Methane | EU | Energy demand | 0 | not_included_in_FEC
FI | TYNDP2026 | HEV | 2040 | TWh | 325 | Sub_sector | International transport | International shipping | Transport (int. shipping) | Energetic | transport_int_shipping_final_demand_heat | Heat | EU | Energy demand | 0 | not_included_in_FEC
FI | TYNDP2026 | HEV | 2040 | TWh | 326 | Sub_sector | International transport | International shipping | Transport (int. shipping) | Energetic | transport_int_shipping_final_demand_biofuels | Biomass | EU | Energy demand | 0 | not_included_in_FEC
FI | TYNDP2026 | HEV | 2040 | TWh | 327 | Sub_sector | International transport | International shipping | Transport (int. shipping) | Energetic | transport_int_shipping_final_demand_coal | Solids | EU | Energy demand | 0 | not_included_in_FEC
FI | TYNDP2026 | HEV | 2040 | TWh | 328 | Sub_sector | International transport | International shipping | Transport (int. shipping) | Energetic | transport_int_shipping_final_demand_oil | Liquids | EU | Energy demand | 3.2353 | not_included_in_FEC
FI | TYNDP2026 | HEV | 2040 | TWh | 329 | Sub_sector | International transport | International shipping | Transport (int. shipping) | Energetic | transport_int_shipping_final_demand_other | Others | EU | Energy demand | 0 | not_included_in_FEC
FI | TYNDP2026 | HEV | 2040 | TWh | 330 | Sub_sector | International transport | International shipping | Transport (int. shipping) | Energetic | transport_int_shipping_final_demand_ammonia | Ammonia | EU | Energy demand | 0 | not_included_in_FEC
FI | TYNDP2026 | HEV | 2040 | TWh | 332 | Sub_sector | Households | Space heating | Households (heating) | Energetic | households_heating_final_demand_electricity | Electricity | EU | Energy demand | 13.8299 | FEC
FI | TYNDP2026 | HEV | 2040 | TWh | 333 | Sub_sector | Households | Space heating | Households (heating) | Energetic | households_heating_final_demand_hydrogen | Hydrogen | EU | Energy demand | 0 | FEC
FI | TYNDP2026 | HEV | 2040 | TWh | 334 | Sub_sector | Households | Space heating | Households (heating) | Energetic | households_heating_final_demand_methane | Methane | EU | Energy demand | 0 | FEC
FI | TYNDP2026 | HEV | 2040 | TWh | 335 | Sub_sector | Households | Space heating | Households (heating) | Energetic | households_heating_final_demand_heat | Heat | EU | Energy demand | 10.899 | FEC
FI | TYNDP2026 | HEV | 2040 | TWh | 336 | Sub_sector | Households | Space heating | Households (heating) | Energetic | households_heating_final_demand_biomass | Biomass | EU | Energy demand | 9.6971 | FEC
FI | TYNDP2026 | HEV | 2040 | TWh | 337 | Sub_sector | Households | Space heating | Households (heating) | Energetic | households_heating_final_demand_coal | Solids | EU | Energy demand | 0 | FEC
FI | TYNDP2026 | HEV | 2040 | TWh | 338 | Sub_sector | Households | Space heating | Households (heating) | Energetic | households_heating_final_demand_oil | Liquids | EU | Energy demand | 0 | FEC
FI | TYNDP2026 | HEV | 2040 | TWh | 339 | Sub_sector | Households | Space heating | Households (heating) | Energetic | households_heating_final_demand_other | Others | EU | Energy demand | 0 | FEC
FI | TYNDP2026 | HEV | 2040 | TWh | 340 | Sub_sector | Households | Space heating | Households (heating) | Energetic | households_heating_final_demand_ammonia | Ammonia | EU | Energy demand | 0 | FEC
FI | TYNDP2026 | HEV | 2040 | TWh | 343 | Sub_sector | Households | Cooling | Households (cooling) | Energetic | households_cooling_final_demand_electricity | Electricity | EU | Energy demand | 0.094735 | FEC
FI | TYNDP2026 | HEV | 2040 | TWh | 344 | Sub_sector | Households | Cooling | Households (cooling) | Energetic | households_cooling_final_demand_hydrogen | Hydrogen | EU | Energy demand | 0 | FEC
FI | TYNDP2026 | HEV | 2040 | TWh | 345 | Sub_sector | Households | Cooling | Households (cooling) | Energetic | households_cooling_final_demand_methane | Methane | EU | Energy demand | 0 | FEC
FI | TYNDP2026 | HEV | 2040 | TWh | 346 | Sub_sector | Households | Cooling | Households (cooling) | Energetic | households_cooling_final_demand_heat | Heat | EU | Energy demand | 0 | FEC
FI | TYNDP2026 | HEV | 2040 | TWh | 347 | Sub_sector | Households | Cooling | Households (cooling) | Energetic | households_cooling_final_demand_biomass | Biomass | EU | Energy demand | 0 | FEC
FI | TYNDP2026 | HEV | 2040 | TWh | 348 | Sub_sector | Households | Cooling | Households (cooling) | Energetic | households_cooling_final_demand_coal | Solids | EU | Energy demand | 0 | FEC
FI | TYNDP2026 | HEV | 2040 | TWh | 349 | Sub_sector | Households | Cooling | Households (cooling) | Energetic | households_cooling_final_demand_oil | Liquids | EU | Energy demand | 0 | FEC
FI | TYNDP2026 | HEV | 2040 | TWh | 350 | Sub_sector | Households | Cooling | Households (cooling) | Energetic | households_cooling_final_demand_other | Others | EU | Energy demand | 0 | FEC
FI | TYNDP2026 | HEV | 2040 | TWh | 351 | Sub_sector | Households | Cooling | Households (cooling) | Energetic | households_cooling_final_demand_ammonia | Ammonia | EU | Energy demand | 0 | FEC
FI | TYNDP2026 | HEV | 2040 | TWh | 354 | Sub_sector | Households | Hot water | Households (hot water) | Energetic | households_hot_water_final_demand_electricity | Electricity | EU | Energy demand | 3.8549 | FEC
FI | TYNDP2026 | HEV | 2040 | TWh | 355 | Sub_sector | Households | Hot water | Households (hot water) | Energetic | households_hot_water_final_demand_hydrogen | Hydrogen | EU | Energy demand | 0 | FEC
FI | TYNDP2026 | HEV | 2040 | TWh | 356 | Sub_sector | Households | Hot water | Households (hot water) | Energetic | households_hot_water_final_demand_methane | Methane | EU | Energy demand | 0 | FEC
FI | TYNDP2026 | HEV | 2040 | TWh | 357 | Sub_sector | Households | Hot water | Households (hot water) | Energetic | households_hot_water_final_demand_heat | Heat | EU | Energy demand | 1.9808 | FEC
FI | TYNDP2026 | HEV | 2040 | TWh | 358 | Sub_sector | Households | Hot water | Households (hot water) | Energetic | households_hot_water_final_demand_biomass | Biomass | EU | Energy demand | 1.8408 | FEC
FI | TYNDP2026 | HEV | 2040 | TWh | 359 | Sub_sector | Households | Hot water | Households (hot water) | Energetic | households_hot_water_final_demand_coal | Solids | EU | Energy demand | 0 | FEC
FI | TYNDP2026 | HEV | 2040 | TWh | 360 | Sub_sector | Households | Hot water | Households (hot water) | Energetic | households_hot_water_final_demand_oil | Liquids | EU | Energy demand | 0 | FEC
FI | TYNDP2026 | HEV | 2040 | TWh | 361 | Sub_sector | Households | Hot water | Households (hot water) | Energetic | households_hot_water_final_demand_other | Others | EU | Energy demand | 0.016989 | FEC
FI | TYNDP2026 | HEV | 2040 | TWh | 362 | Sub_sector | Households | Hot water | Households (hot water) | Energetic | households_hot_water_final_demand_ammonia | Ammonia | EU | Energy demand | 0 | FEC
FI | TYNDP2026 | HEV | 2040 | TWh | 365 | Sub_sector | Households | Appliances | Households (appliances) | Energetic | households_appliances_final_demand_electricity | Electricity | EU | Energy demand | 8.5548 | FEC
FI | TYNDP2026 | HEV | 2040 | TWh | 366 | Sub_sector | Households | Appliances | Households (appliances) | Energetic | households_appliances_final_demand_hydrogen | Hydrogen | EU | Energy demand | 0 | FEC
FI | TYNDP2026 | HEV | 2040 | TWh | 367 | Sub_sector | Households | Appliances | Households (appliances) | Energetic | households_appliances_final_demand_methane | Methane | EU | Energy demand | 0.0058122 | FEC
FI | TYNDP2026 | HEV | 2040 | TWh | 368 | Sub_sector | Households | Appliances | Households (appliances) | Energetic | households_appliances_final_demand_heat | Heat | EU | Energy demand | 0 | FEC
FI | TYNDP2026 | HEV | 2040 | TWh | 369 | Sub_sector | Households | Appliances | Households (appliances) | Energetic | households_appliances_final_demand_biomass | Biomass | EU | Energy demand | 0.0028104 | FEC
FI | TYNDP2026 | HEV | 2040 | TWh | 370 | Sub_sector | Households | Appliances | Households (appliances) | Energetic | households_appliances_final_demand_coal | Solids | EU | Energy demand | 0 | FEC
FI | TYNDP2026 | HEV | 2040 | TWh | 371 | Sub_sector | Households | Appliances | Households (appliances) | Energetic | households_appliances_final_demand_oil | Liquids | EU | Energy demand | 0 | FEC
FI | TYNDP2026 | HEV | 2040 | TWh | 372 | Sub_sector | Households | Appliances | Households (appliances) | Energetic | households_appliances_final_demand_other | Others | EU | Energy demand | 0 | FEC
FI | TYNDP2026 | HEV | 2040 | TWh | 373 | Sub_sector | Households | Appliances | Households (appliances) | Energetic | households_appliances_final_demand_ammonia | Ammonia | EU | Energy demand | 0 | FEC
FI | TYNDP2026 | HEV | 2040 | TWh | 375 | Sub_sector | Buildings | Space heating | Buildings (heat) | Energetic | buildings_heat_final_demand_electricity | Electricity | EU | Energy demand | 10.1027 | FEC
FI | TYNDP2026 | HEV | 2040 | TWh | 376 | Sub_sector | Buildings | Space heating | Buildings (heat) | Energetic | buildings_heat_final_demand_hydrogen | Hydrogen | EU | Energy demand | 0 | FEC
FI | TYNDP2026 | HEV | 2040 | TWh | 377 | Sub_sector | Buildings | Space heating | Buildings (heat) | Energetic | buildings_heat_final_demand_methane | Methane | EU | Energy demand | 0 | FEC
FI | TYNDP2026 | HEV | 2040 | TWh | 378 | Sub_sector | Buildings | Space heating | Buildings (heat) | Energetic | buildings_heat_final_demand_heat | Heat | EU | Energy demand | 12.8984 | FEC
FI | TYNDP2026 | HEV | 2040 | TWh | 379 | Sub_sector | Buildings | Space heating | Buildings (heat) | Energetic | buildings_heat_final_demand_biomass | Biomass | EU | Energy demand | 3.7011 | FEC
FI | TYNDP2026 | HEV | 2040 | TWh | 380 | Sub_sector | Buildings | Space heating | Buildings (heat) | Energetic | buildings_heat_final_demand_coal | Solids | EU | Energy demand | 0 | FEC
FI | TYNDP2026 | HEV | 2040 | TWh | 381 | Sub_sector | Buildings | Space heating | Buildings (heat) | Energetic | buildings_heat_final_demand_oil | Liquids | EU | Energy demand | 0 | FEC
FI | TYNDP2026 | HEV | 2040 | TWh | 382 | Sub_sector | Buildings | Space heating | Buildings (heat) | Energetic | buildings_heat_final_demand_other | Others | EU | Energy demand | 0 | FEC
FI | TYNDP2026 | HEV | 2040 | TWh | 383 | Sub_sector | Buildings | Space heating | Buildings (heat) | Energetic | buildings_heat_final_demand_ammonia | Ammonia | EU | Energy demand | 0 | FEC
FI | TYNDP2026 | HEV | 2040 | TWh | 386 | Sub_sector | Buildings | Cooling | Buildings (cooling) | Energetic | buildings_cooling_final_demand_electricity | Electricity | EU | Energy demand | 0.40517 | FEC
FI | TYNDP2026 | HEV | 2040 | TWh | 387 | Sub_sector | Buildings | Cooling | Buildings (cooling) | Energetic | buildings_cooling_final_demand_hydrogen | Hydrogen | EU | Energy demand | 0 | FEC
FI | TYNDP2026 | HEV | 2040 | TWh | 388 | Sub_sector | Buildings | Cooling | Buildings (cooling) | Energetic | buildings_cooling_final_demand_methane | Methane | EU | Energy demand | 0 | FEC
FI | TYNDP2026 | HEV | 2040 | TWh | 389 | Sub_sector | Buildings | Cooling | Buildings (cooling) | Energetic | buildings_cooling_final_demand_heat | Heat | EU | Energy demand | 0 | FEC
FI | TYNDP2026 | HEV | 2040 | TWh | 390 | Sub_sector | Buildings | Cooling | Buildings (cooling) | Energetic | buildings_cooling_final_demand_biomass | Biomass | EU | Energy demand | 0 | FEC
FI | TYNDP2026 | HEV | 2040 | TWh | 391 | Sub_sector | Buildings | Cooling | Buildings (cooling) | Energetic | buildings_cooling_final_demand_coal | Solids | EU | Energy demand | 0 | FEC
FI | TYNDP2026 | HEV | 2040 | TWh | 392 | Sub_sector | Buildings | Cooling | Buildings (cooling) | Energetic | buildings_cooling_final_demand_oil | Liquids | EU | Energy demand | 0 | FEC
FI | TYNDP2026 | HEV | 2040 | TWh | 393 | Sub_sector | Buildings | Cooling | Buildings (cooling) | Energetic | buildings_cooling_final_demand_other | Others | EU | Energy demand | 0 | FEC
FI | TYNDP2026 | HEV | 2040 | TWh | 394 | Sub_sector | Buildings | Cooling | Buildings (cooling) | Energetic | buildings_cooling_final_demand_ammonia | Ammonia | EU | Energy demand | 0 | FEC
FI | TYNDP2026 | HEV | 2040 | TWh | 397 | Sub_sector | Buildings | Appliances | Buildings (appliances) | Energetic | buildings_appliances_final_demand_electricity | Electricity | EU | Energy demand | 6.1587 | FEC
FI | TYNDP2026 | HEV | 2040 | TWh | 398 | Sub_sector | Buildings | Appliances | Buildings (appliances) | Energetic | buildings_appliances_final_demand_hydrogen | Hydrogen | EU | Energy demand | 0 | FEC
FI | TYNDP2026 | HEV | 2040 | TWh | 399 | Sub_sector | Buildings | Appliances | Buildings (appliances) | Energetic | buildings_appliances_final_demand_methane | Methane | EU | Energy demand | 0.063299 | FEC
FI | TYNDP2026 | HEV | 2040 | TWh | 400 | Sub_sector | Buildings | Appliances | Buildings (appliances) | Energetic | buildings_appliances_final_demand_heat | Heat | EU | Energy demand | 0 | FEC
FI | TYNDP2026 | HEV | 2040 | TWh | 401 | Sub_sector | Buildings | Appliances | Buildings (appliances) | Energetic | buildings_appliances_final_demand_biomass | Biomass | EU | Energy demand | 0 | FEC
FI | TYNDP2026 | HEV | 2040 | TWh | 402 | Sub_sector | Buildings | Appliances | Buildings (appliances) | Energetic | buildings_appliances_final_demand_coal | Solids | EU | Energy demand | 0 | FEC
FI | TYNDP2026 | HEV | 2040 | TWh | 403 | Sub_sector | Buildings | Appliances | Buildings (appliances) | Energetic | buildings_appliances_final_demand_oil | Liquids | EU | Energy demand | 0 | FEC
FI | TYNDP2026 | HEV | 2040 | TWh | 404 | Sub_sector | Buildings | Appliances | Buildings (appliances) | Energetic | buildings_appliances_final_demand_other | Others | EU | Energy demand | 0 | FEC
FI | TYNDP2026 | HEV | 2040 | TWh | 405 | Sub_sector | Buildings | Appliances | Buildings (appliances) | Energetic | buildings_appliances_final_demand_ammonia | Ammonia | EU | Energy demand | 0 | FEC
FI | TYNDP2026 | HEV | 2040 | TWh | 407 | Sub_sector | Buildings | Datacenters | Datacenters & ICT | Energetic | datacentres_final_demand_electricity_energetic | Electricity | EU | Energy demand | 21.2169 | FEC
FI | TYNDP2026 | HEV | 2040 | TWh | 408 | Sub_sector | Buildings | Datacenters | Datacenters & ICT | Energetic | datacentres_final_demand_hydrogen_energetic | Hydrogen | EU | Energy demand | 0 | FEC
FI | TYNDP2026 | HEV | 2040 | TWh | 409 | Sub_sector | Buildings | Datacenters | Datacenters & ICT | Energetic | datacentres_final_demand_methane_energetic | Methane | EU | Energy demand | 0 | FEC
FI | TYNDP2026 | HEV | 2040 | TWh | 410 | Sub_sector | Buildings | Datacenters | Datacenters & ICT | Energetic | datacentres_final_demand_heat_energetic | Heat | EU | Energy demand | 0 | FEC
FI | TYNDP2026 | HEV | 2040 | TWh | 411 | Sub_sector | Buildings | Datacenters | Datacenters & ICT | Energetic | datacentres_final_demand_biomass_energetic | Biomass | EU | Energy demand | 0 | FEC
FI | TYNDP2026 | HEV | 2040 | TWh | 412 | Sub_sector | Buildings | Datacenters | Datacenters & ICT | Energetic | datacentres_final_demand_coal_energetic | Solids | EU | Energy demand | 0 | FEC
FI | TYNDP2026 | HEV | 2040 | TWh | 413 | Sub_sector | Buildings | Datacenters | Datacenters & ICT | Energetic | datacentres_final_demand_oil_energetic | Liquids | EU | Energy demand | 0 | FEC
FI | TYNDP2026 | HEV | 2040 | TWh | 414 | Sub_sector | Buildings | Datacenters | Datacenters & ICT | Energetic | datacentres_final_demand_other_energetic | Others | EU | Energy demand | 0 | FEC
FI | TYNDP2026 | HEV | 2040 | TWh | 415 | Sub_sector | Buildings | Datacenters | Datacenters & ICT | Energetic | datacentres_final_demand_ammonia_energetic | Ammonia | EU | Energy demand | 0 | FEC
FI | TYNDP2026 | HEV | 2040 | TWh | 417 | Sub_sector | Transport | Others_Sector | Others_Sector | Energetic | other_final_demand_electricity_energetic | Electricity | EU | Energy demand | 0 | FEC
FI | TYNDP2026 | HEV | 2040 | TWh | 418 | Sub_sector | Transport | Others_Sector | Others_Sector | Energetic | other_final_demand_hydrogen_energetic | Hydrogen | EU | Energy demand | 0 | FEC
FI | TYNDP2026 | HEV | 2040 | TWh | 419 | Sub_sector | Transport | Pipeline Transport | Others_Sector | Energetic | other_final_demand_methane_energetic | Methane | EU | Energy demand | 0.035754 | FEC
FI | TYNDP2026 | HEV | 2040 | TWh | 420 | Sub_sector | Transport | Others_Sector | Others_Sector | Energetic | other_final_demand_heat_energetic | Heat | EU | Energy demand | 0.37833 | FEC
FI | TYNDP2026 | HEV | 2040 | TWh | 421 | Sub_sector | Transport | Others_Sector | Others_Sector | Energetic | other_final_demand_biomass_energetic | Biomass | EU | Energy demand | 0 | FEC
FI | TYNDP2026 | HEV | 2040 | TWh | 422 | Sub_sector | Transport | Others_Sector | Others_Sector | Energetic | other_final_demand_coal_energetic | Solids | EU | Energy demand | 0 | FEC
FI | TYNDP2026 | HEV | 2040 | TWh | 423 | Sub_sector | Transport | Others_Sector | Others_Sector | Energetic | other_final_demand_oil_energetic | Liquids | EU | Energy demand | 2.0773 | FEC
FI | TYNDP2026 | HEV | 2040 | TWh | 424 | Sub_sector | Others_Sector | Others_Sector | Others_Sector | Non-energetic | other_final_demand_oil_non_energetic | Liquids | EU | Energy demand | 0 | not_included_in_FEC
FI | TYNDP2026 | HEV | 2040 | TWh | 425 | Sub_sector | Transport | Others_Sector | Others_Sector | Energetic | other_final_demand_other_energetic | Others | EU | Energy demand | 0 | FEC
FI | TYNDP2026 | HEV | 2040 | TWh | 426 | Sub_sector | Transport | Others_Sector | Others_Sector | Energetic | other_final_demand_ammonia_energetic | Ammonia | EU | Energy demand | 0 | FEC
FI | TYNDP2026 | HEV | 2040 | TWh | 427 | Sub_sector | Industry | Surplus_Heat_in_Industry | Surplus_Heat_in_Industry | Energetic | final_demand_of_industry_unused_local_production_steam_hot_water | Heat | EU | Energy demand | 7.4482 | FEC
FI | TYNDP2026 | HEV | 2040 | TWh | 429 | Sub_sector | Agriculture | Total | Agriculture | Energetic | agriculture_final_demand_electricity_energetic | Electricity | EU | Energy demand | 1.681 | FEC
FI | TYNDP2026 | HEV | 2040 | TWh | 430 | Sub_sector | Agriculture | Total | Agriculture | Energetic | agriculture_final_demand_hydrogen_energetic | Hydrogen | EU | Energy demand | 0 | FEC
FI | TYNDP2026 | HEV | 2040 | TWh | 431 | Sub_sector | Agriculture | Total | Agriculture | Energetic | agriculture_final_demand_methane_energetic | Methane | EU | Energy demand | 0 | FEC
FI | TYNDP2026 | HEV | 2040 | TWh | 432 | Sub_sector | Agriculture | Total | Agriculture | Energetic | agriculture_final_demand_heat_energetic | Heat | EU | Energy demand | 0 | FEC
FI | TYNDP2026 | HEV | 2040 | TWh | 433 | Sub_sector | Agriculture | Total | Agriculture | Energetic | agriculture_final_demand_biomass_energetic | Biomass | EU | Energy demand | 4.265 | FEC
FI | TYNDP2026 | HEV | 2040 | TWh | 434 | Sub_sector | Agriculture | Total | Agriculture | Energetic | agriculture_final_demand_coal_energetic | Solids | EU | Energy demand | 0 | FEC
FI | TYNDP2026 | HEV | 2040 | TWh | 435 | Sub_sector | Agriculture | Total | Agriculture | Energetic | agriculture_final_demand_oil_energetic | Liquids | EU | Energy demand | 0.58778 | FEC
FI | TYNDP2026 | HEV | 2040 | TWh | 436 | Sub_sector | Agriculture | Total | Agriculture | Energetic | agriculture_final_demand_other_energetic | Others | EU | Energy demand | 0 | FEC
FI | TYNDP2026 | HEV | 2040 | TWh | 437 | Sub_sector | Agriculture | Total | Agriculture | Energetic | agriculture_final_demand_ammonia_energetic | Ammonia | EU | Energy demand | 0 | FEC
FI | TYNDP2026 | HEV | 2040 | TWh | 447 | Sub_sector | Buildings | Surplus Energy | Buildings | Energetic | GAP | Electricity | EU | Energy demand | 0 | FEC
FI | TYNDP2026 | HEV | 2040 | TWh | 448 | Sub_sector | Buildings | Surplus Energy | Buildings | Energetic | GAP | Hydrogen | EU | Energy demand | 0 | FEC
FI | TYNDP2026 | HEV | 2040 | TWh | 449 | Sub_sector | Buildings | Surplus Energy | Buildings | Energetic | GAP | Methane | EU | Energy demand | 0 | FEC
FI | TYNDP2026 | HEV | 2040 | TWh | 450 | Sub_sector | Buildings | Surplus Energy | Buildings | Energetic | GAP | Heat | EU | Energy demand | 0 | FEC
FI | TYNDP2026 | HEV | 2040 | TWh | 451 | Sub_sector | Buildings | Surplus Energy | Buildings | Energetic | GAP | Biomass | EU | Energy demand | 0.095809 | FEC
FI | TYNDP2026 | HEV | 2040 | TWh | 452 | Sub_sector | Buildings | Surplus Energy | Buildings | Energetic | GAP | Solids | EU | Energy demand | 0 | FEC
FI | TYNDP2026 | HEV | 2040 | TWh | 453 | Sub_sector | Buildings | Surplus Energy | Buildings | Energetic | GAP | Liquids | EU | Energy demand | 0.1999 | FEC
FI | TYNDP2026 | HEV | 2040 | TWh | 454 | Sub_sector | Buildings | Surplus Energy | Buildings | Energetic | GAP | Others | EU | Energy demand | 0 | FEC
FI | TYNDP2026 | HEV | 2040 | TWh | 455 | Sub_sector | Buildings | Surplus Energy | Buildings | Energetic | GAP | Ammonia | EU | Energy demand | 0 | FEC
FI | TYNDP2026 | HEV | 2040 | TWh | 456 | Sub_sector | Households | Surplus Energy | Households | Energetic | GAP | Electricity | EU | Energy demand | 0 | FEC
FI | TYNDP2026 | HEV | 2040 | TWh | 457 | Sub_sector | Households | Surplus Energy | Households | Energetic | GAP | Hydrogen | EU | Energy demand | 0 | FEC
FI | TYNDP2026 | HEV | 2040 | TWh | 458 | Sub_sector | Households | Surplus Energy | Households | Energetic | GAP | Methane | EU | Energy demand | 0 | FEC
FI | TYNDP2026 | HEV | 2040 | TWh | 459 | Sub_sector | Households | Surplus Energy | Households | Energetic | GAP | Heat | EU | Energy demand | 0 | FEC
FI | TYNDP2026 | HEV | 2040 | TWh | 460 | Sub_sector | Households | Surplus Energy | Households | Energetic | GAP | Biomass | EU | Energy demand | 0 | FEC
FI | TYNDP2026 | HEV | 2040 | TWh | 461 | Sub_sector | Households | Surplus Energy | Households | Energetic | GAP | Solids | EU | Energy demand | 0 | FEC
FI | TYNDP2026 | HEV | 2040 | TWh | 462 | Sub_sector | Households | Surplus Energy | Households | Energetic | GAP | Liquids | EU | Energy demand | 0 | FEC
FI | TYNDP2026 | HEV | 2040 | TWh | 463 | Sub_sector | Households | Surplus Energy | Households | Energetic | GAP | Others | EU | Energy demand | 0 | FEC
FI | TYNDP2026 | HEV | 2040 | TWh | 464 | Sub_sector | Households | Surplus Energy | Households | Energetic | GAP | Ammonia | EU | Energy demand | 0 | FEC
FI | TYNDP2026 | LEV | 2035 | TWh | 102 | Sub_sector | Industry | Aluminium | Industry (aluminium) | Energetic | industry_aluminium_demand_electricity_energetic | Electricity | EU | Energy demand | 0 | FEC
FI | TYNDP2026 | LEV | 2035 | TWh | 103 | Sub_sector | Industry | Aluminium | Industry (aluminium) | Energetic | industry_aluminium_demand_hydrogen_energetic | Hydrogen | EU | Energy demand | 0 | FEC
FI | TYNDP2026 | LEV | 2035 | TWh | 104 | Sub_sector | Industry | Aluminium | Industry (aluminium) | Energetic | industry_aluminium_demand_methane_energetic | Methane | EU | Energy demand | 0 | FEC
FI | TYNDP2026 | LEV | 2035 | TWh | 105 | Sub_sector | Industry | Aluminium | Industry (aluminium) | Energetic | industry_aluminium_demand_heat_energetic | Heat | EU | Energy demand | 0 | FEC
FI | TYNDP2026 | LEV | 2035 | TWh | 106 | Sub_sector | Industry | Aluminium | Industry (aluminium) | Energetic | industry_aluminium_demand_biomass_energetic | Biomass | EU | Energy demand | 0 | FEC
FI | TYNDP2026 | LEV | 2035 | TWh | 107 | Sub_sector | Industry | Aluminium | Industry (aluminium) | Energetic | industry_aluminium_demand_coal_energetic | Solids | EU | Energy demand | 0 | FEC
FI | TYNDP2026 | LEV | 2035 | TWh | 108 | Sub_sector | Industry | Aluminium | Industry (aluminium) | Energetic | industry_aluminium_demand_oil_energetic | Liquids | EU | Energy demand | 0 | FEC
FI | TYNDP2026 | LEV | 2035 | TWh | 109 | Sub_sector | Industry | Aluminium | Industry (aluminium) | Energetic | industry_aluminium_demand_others_energetic | Others | EU | Energy demand | 0 | FEC
FI | TYNDP2026 | LEV | 2035 | TWh | 110 | Sub_sector | Industry | Aluminium | Industry (aluminium) | Energetic | industry_ammonia_demand_others_energetic | Ammonia | EU | Energy demand | 0 | FEC
FI | TYNDP2026 | LEV | 2035 | TWh | 112 | Sub_sector | Industry | Chemicals | Industry (chemicals, energetic) | Energetic | industry_chemical_demand_electricity_energetic | Electricity | EU | Energy demand | 4.3808 | FEC
FI | TYNDP2026 | LEV | 2035 | TWh | 113 | Sub_sector | Industry | Chemicals | Industry (chemicals, energetic) | Energetic | industry_chemical_demand_hydrogen_energetic | Hydrogen | EU | Energy demand | 0 | FEC
FI | TYNDP2026 | LEV | 2035 | TWh | 114 | Sub_sector | Industry | Chemicals | Industry (chemicals, energetic) | Energetic | industry_chemical_demand_methane_energetic | Methane | EU | Energy demand | 0.44451 | FEC
FI | TYNDP2026 | LEV | 2035 | TWh | 115 | Sub_sector | Industry | Chemicals | Industry (chemicals, energetic) | Energetic | industry_chemical_demand_heat_energetic | Heat | EU | Energy demand | 2.8177 | FEC
FI | TYNDP2026 | LEV | 2035 | TWh | 116 | Sub_sector | Industry | Chemicals | Industry (chemicals, energetic) | Energetic | industry_chemical_demand_biomass_energetic | Biomass | EU | Energy demand | 0.053958 | FEC
FI | TYNDP2026 | LEV | 2035 | TWh | 117 | Sub_sector | Industry | Chemicals | Industry (chemicals, energetic) | Energetic | industry_chemical_demand_coal_energetic | Solids | EU | Energy demand | 0 | FEC
FI | TYNDP2026 | LEV | 2035 | TWh | 118 | Sub_sector | Industry | Chemicals | Industry (chemicals, energetic) | Energetic | industry_chemical_demand_oil_energetic | Liquids | EU | Energy demand | 2.792 | FEC
FI | TYNDP2026 | LEV | 2035 | TWh | 119 | Sub_sector | Industry | Chemicals | Industry (chemicals, energetic) | Energetic | industry_chemical_demand_others_energetic | Others | EU | Energy demand | 0 | FEC
FI | TYNDP2026 | LEV | 2035 | TWh | 120 | Sub_sector | Industry | Chemicals | Industry (chemicals, energetic) | Energetic | industry_chemical_demand_ammonia_energetic | Ammonia | EU | Energy demand | 0 | FEC
FI | TYNDP2026 | LEV | 2035 | TWh | 122 | Sub_sector | Industry | Chemicals | Industry (chemicals, non-energetic) | Non-energetic | industry_chemical_demand_electricity_non_energetic | Electricity | EU | Energy demand | 0 | not_included_in_FEC
FI | TYNDP2026 | LEV | 2035 | TWh | 123 | Sub_sector | Industry | Chemicals | Industry (chemicals, non-energetic) | Non-energetic | industry_chemical_demand_hydrogen_non_energetic | Hydrogen | EU | Energy demand | 0 | not_included_in_FEC
FI | TYNDP2026 | LEV | 2035 | TWh | 124 | Sub_sector | Industry | Chemicals | Industry (chemicals, non-energetic) | Non-energetic | industry_chemical_demand_methane_non_energetic | Methane | EU | Energy demand | 0.18571 | not_included_in_FEC
FI | TYNDP2026 | LEV | 2035 | TWh | 125 | Sub_sector | Industry | Chemicals | Industry (chemicals, non-energetic) | Non-energetic | industry_chemical_demand_heat_non_energetic | Heat | EU | Energy demand | 0 | not_included_in_FEC
FI | TYNDP2026 | LEV | 2035 | TWh | 126 | Sub_sector | Industry | Chemicals | Industry (chemicals, non-energetic) | Non-energetic | industry_chemical_demand_biomass_non_energetic | Biomass | EU | Energy demand | 0 | not_included_in_FEC
FI | TYNDP2026 | LEV | 2035 | TWh | 127 | Sub_sector | Industry | Chemicals | Industry (chemicals, non-energetic) | Non-energetic | industry_chemical_demand_coal_non_energetic | Solids | EU | Energy demand | 0 | not_included_in_FEC
FI | TYNDP2026 | LEV | 2035 | TWh | 128 | Sub_sector | Industry | Chemicals | Industry (chemicals, non-energetic) | Non-energetic | industry_chemical_demand_oil_non_energetic | Liquids | EU | Energy demand | 11.6978 | not_included_in_FEC
FI | TYNDP2026 | LEV | 2035 | TWh | 129 | Sub_sector | Industry | Chemicals | Industry (chemicals, non-energetic) | Non-energetic | industry_chemical_demand_others_non_energetic | Others | EU | Energy demand | 0 | not_included_in_FEC
FI | TYNDP2026 | LEV | 2035 | TWh | 130 | Sub_sector | Industry | Chemicals | Industry (chemicals, non-energetic) | Non-energetic | industry_chemical_demand_ammonia_non_energetic | Ammonia | EU | Energy demand | 0 | not_included_in_FEC
FI | TYNDP2026 | LEV | 2035 | TWh | 132 | Sub_sector | Industry | Fertilizers | Industry (fertilizers, energetic) | Energetic | industry_fertilizers_demand_electricity_energetic | Electricity | EU | Energy demand | 0 | FEC
FI | TYNDP2026 | LEV | 2035 | TWh | 133 | Sub_sector | Industry | Fertilizers | Industry (fertilizers, energetic) | Energetic | industry_fertilizers_demand_hydrogen_energetic | Hydrogen | EU | Energy demand | 0 | FEC
FI | TYNDP2026 | LEV | 2035 | TWh | 134 | Sub_sector | Industry | Fertilizers | Industry (fertilizers, energetic) | Energetic | industry_fertilizers_demand_methane_energetic | Methane | EU | Energy demand | 0 | FEC
FI | TYNDP2026 | LEV | 2035 | TWh | 135 | Sub_sector | Industry | Fertilizers | Industry (fertilizers, energetic) | Energetic | industry_fertilizers_demand_heat_energetic | Heat | EU | Energy demand | 0 | FEC
FI | TYNDP2026 | LEV | 2035 | TWh | 136 | Sub_sector | Industry | Fertilizers | Industry (fertilizers, energetic) | Energetic | industry_fertilizers_demand_biomass_energetic | Biomass | EU | Energy demand | 0 | FEC
FI | TYNDP2026 | LEV | 2035 | TWh | 137 | Sub_sector | Industry | Fertilizers | Industry (fertilizers, energetic) | Energetic | industry_fertilizers_demand_coal_energetic | Solids | EU | Energy demand | 0 | FEC
FI | TYNDP2026 | LEV | 2035 | TWh | 138 | Sub_sector | Industry | Fertilizers | Industry (fertilizers, energetic) | Energetic | industry_fertilizers_demand_oil_energetic | Liquids | EU | Energy demand | 0 | FEC
FI | TYNDP2026 | LEV | 2035 | TWh | 139 | Sub_sector | Industry | Fertilizers | Industry (fertilizers, energetic) | Energetic | industry_fertilizers_demand_others_energetic | Others | EU | Energy demand | 0 | FEC
FI | TYNDP2026 | LEV | 2035 | TWh | 140 | Sub_sector | Industry | Fertilizers | Industry (fertilizers, energetic) | Energetic | industry_fertilizers_demand_ammonia_energetic | Ammonia | EU | Energy demand | 0 | FEC
FI | TYNDP2026 | LEV | 2035 | TWh | 142 | Sub_sector | Industry | Fertilizers | Industry (fertilizers, non-energetic) | Non-energetic | industry_fertilizers_demand_electricity_non_energetic | Electricity | EU | Energy demand | 0 | not_included_in_FEC
FI | TYNDP2026 | LEV | 2035 | TWh | 143 | Sub_sector | Industry | Fertilizers | Industry (fertilizers, non-energetic) | Non-energetic | industry_fertilizers_demand_hydrogen_non_energetic | Hydrogen | EU | Energy demand | 0 | not_included_in_FEC
FI | TYNDP2026 | LEV | 2035 | TWh | 144 | Sub_sector | Industry | Fertilizers | Industry (fertilizers, non-energetic) | Non-energetic | industry_fertilizers_demand_methane_non_energetic | Methane | EU | Energy demand | 0 | not_included_in_FEC
FI | TYNDP2026 | LEV | 2035 | TWh | 145 | Sub_sector | Industry | Fertilizers | Industry (fertilizers, non-energetic) | Non-energetic | industry_fertilizers_demand_heat_non_energetic | Heat | EU | Energy demand | 0 | not_included_in_FEC
FI | TYNDP2026 | LEV | 2035 | TWh | 146 | Sub_sector | Industry | Fertilizers | Industry (fertilizers, non-energetic) | Non-energetic | industry_fertilizers_demand_biomass_non_energetic | Biomass | EU | Energy demand | 0 | not_included_in_FEC
FI | TYNDP2026 | LEV | 2035 | TWh | 147 | Sub_sector | Industry | Fertilizers | Industry (fertilizers, non-energetic) | Non-energetic | industry_fertilizers_demand_coal_non_energetic | Solids | EU | Energy demand | 0 | not_included_in_FEC
FI | TYNDP2026 | LEV | 2035 | TWh | 148 | Sub_sector | Industry | Fertilizers | Industry (fertilizers, non-energetic) | Non-energetic | industry_fertilizers_demand_oil_non_energetic | Liquids | EU | Energy demand | 0 | not_included_in_FEC
FI | TYNDP2026 | LEV | 2035 | TWh | 149 | Sub_sector | Industry | Fertilizers | Industry (fertilizers, non-energetic) | Non-energetic | industry_fertilizers_demand_others_non_energetic | Others | EU | Energy demand | 0 | not_included_in_FEC
FI | TYNDP2026 | LEV | 2035 | TWh | 150 | Sub_sector | Industry | Fertilizers | Industry (fertilizers, non-energetic) | Non-energetic | industry_fertilizers_demand_ammonia_non_energetic | Ammonia | EU | Energy demand | 4.75 | not_included_in_FEC
FI | TYNDP2026 | LEV | 2035 | TWh | 152 | Sub_sector | Industry | Food | Industry (food) | Energetic | industry_food_demand_electricity_energetic | Electricity | EU | Energy demand | 2.2428 | FEC
FI | TYNDP2026 | LEV | 2035 | TWh | 153 | Sub_sector | Industry | Food | Industry (food) | Energetic | industry_food_demand_hydrogen_energetic | Hydrogen | EU | Energy demand | 0 | FEC
FI | TYNDP2026 | LEV | 2035 | TWh | 154 | Sub_sector | Industry | Food | Industry (food) | Energetic | industry_food_demand_methane_energetic | Methane | EU | Energy demand | 0.13179 | FEC
FI | TYNDP2026 | LEV | 2035 | TWh | 155 | Sub_sector | Industry | Food | Industry (food) | Energetic | industry_food_demand_heat_energetic | Heat | EU | Energy demand | 1.772 | FEC
FI | TYNDP2026 | LEV | 2035 | TWh | 156 | Sub_sector | Industry | Food | Industry (food) | Energetic | industry_food_demand_biomass_energetic | Biomass | EU | Energy demand | 0.15276 | FEC
FI | TYNDP2026 | LEV | 2035 | TWh | 157 | Sub_sector | Industry | Food | Industry (food) | Energetic | industry_food_demand_coal_energetic | Solids | EU | Energy demand | 0 | FEC
FI | TYNDP2026 | LEV | 2035 | TWh | 158 | Sub_sector | Industry | Food | Industry (food) | Energetic | industry_food_demand_oil_energetic | Liquids | EU | Energy demand | 0 | FEC
FI | TYNDP2026 | LEV | 2035 | TWh | 159 | Sub_sector | Industry | Food | Industry (food) | Energetic | industry_food_demand_others_energetic | Others | EU | Energy demand | 0 | FEC
FI | TYNDP2026 | LEV | 2035 | TWh | 160 | Sub_sector | Industry | Food | Industry (food) | Energetic | industry_food_demand_ammonia_energetic | Ammonia | EU | Energy demand | 0 | FEC
FI | TYNDP2026 | LEV | 2035 | TWh | 162 | Sub_sector | Industry | Metals | Industry (metal) | Energetic | industry_metal_demand_electricity_energetic | Electricity | EU | Energy demand | 2.352 | FEC
FI | TYNDP2026 | LEV | 2035 | TWh | 163 | Sub_sector | Industry | Metals | Industry (metal) | Energetic | industry_metal_demand_hydrogen_energetic | Hydrogen | EU | Energy demand | 0 | FEC
FI | TYNDP2026 | LEV | 2035 | TWh | 164 | Sub_sector | Industry | Metals | Industry (metal) | Energetic | industry_metal_demand_methane_energetic | Methane | EU | Energy demand | 0.016202 | FEC
FI | TYNDP2026 | LEV | 2035 | TWh | 165 | Sub_sector | Industry | Metals | Industry (metal) | Energetic | industry_metal_demand_heat_energetic | Heat | EU | Energy demand | 0.65033 | FEC
FI | TYNDP2026 | LEV | 2035 | TWh | 166 | Sub_sector | Industry | Metals | Industry (metal) | Energetic | industry_metal_demand_biomass_energetic | Biomass | EU | Energy demand | 0 | FEC
FI | TYNDP2026 | LEV | 2035 | TWh | 167 | Sub_sector | Industry | Metals | Industry (metal) | Energetic | industry_metal_demand_coal_energetic | Solids | EU | Energy demand | 0.0024857 | FEC
FI | TYNDP2026 | LEV | 2035 | TWh | 168 | Sub_sector | Industry | Metals | Industry (metal) | Energetic | industry_metal_demand_oil_energetic | Liquids | EU | Energy demand | 0.375 | FEC
FI | TYNDP2026 | LEV | 2035 | TWh | 169 | Sub_sector | Industry | Metals | Industry (metal) | Energetic | industry_metal_demand_others_energetic | Others | EU | Energy demand | 0 | FEC
FI | TYNDP2026 | LEV | 2035 | TWh | 170 | Sub_sector | Industry | Metals | Industry (metal) | Energetic | industry_metal_demand_ammonia_energetic | Ammonia | EU | Energy demand | 0 | FEC
FI | TYNDP2026 | LEV | 2035 | TWh | 172 | Sub_sector | Industry | Others | Industry (other, energetic) | Energetic | industry_other_demand_electricity_energetic | Electricity | EU | Energy demand | 10.0319 | FEC
FI | TYNDP2026 | LEV | 2035 | TWh | 173 | Sub_sector | Industry | Others | Industry (other, energetic) | Energetic | industry_other_demand_hydrogen_energetic | Hydrogen | EU | Energy demand | 1.7331 | FEC
FI | TYNDP2026 | LEV | 2035 | TWh | 174 | Sub_sector | Industry | Others | Industry (other, energetic) | Energetic | industry_other_demand_methane_energetic | Methane | EU | Energy demand | 0.37087 | FEC
FI | TYNDP2026 | LEV | 2035 | TWh | 175 | Sub_sector | Industry | Others | Industry (other, energetic) | Energetic | industry_other_demand_heat_energetic | Heat | EU | Energy demand | 4.7209 | FEC
FI | TYNDP2026 | LEV | 2035 | TWh | 176 | Sub_sector | Industry | Others | Industry (other, energetic) | Energetic | industry_other_demand_biomass_energetic | Biomass | EU | Energy demand | 1.9101 | FEC
FI | TYNDP2026 | LEV | 2035 | TWh | 177 | Sub_sector | Industry | Others | Industry (other, energetic) | Energetic | industry_other_demand_coal_energetic | Solids | EU | Energy demand | 0.19799 | FEC
FI | TYNDP2026 | LEV | 2035 | TWh | 178 | Sub_sector | Industry | Others | Industry (other, energetic) | Energetic | industry_other_demand_oil_energetic | Liquids | EU | Energy demand | 4.6396 | FEC
FI | TYNDP2026 | LEV | 2035 | TWh | 179 | Sub_sector | Industry | Others | Industry (other, energetic) | Energetic | industry_other_demand_others_energetic | Others | EU | Energy demand | 0 | FEC
FI | TYNDP2026 | LEV | 2035 | TWh | 180 | Sub_sector | Industry | Others | Industry (other, energetic) | Energetic | industry_other_demand_ammonia_energetic | Ammonia | EU | Energy demand | 0 | FEC
FI | TYNDP2026 | LEV | 2035 | TWh | 182 | Sub_sector | Industry | Others | Industry (other, non-energetic) | Non-energetic | industry_other_demand_electricity_non_energetic | Electricity | EU | Energy demand | 0 | not_included_in_FEC
FI | TYNDP2026 | LEV | 2035 | TWh | 183 | Sub_sector | Industry | Others | Industry (other, non-energetic) | Non-energetic | industry_other_demand_hydrogen_non_energetic | Hydrogen | EU | Energy demand | 4.8361 | not_included_in_FEC
FI | TYNDP2026 | LEV | 2035 | TWh | 184 | Sub_sector | Industry | Others | Industry (other, non-energetic) | Non-energetic | industry_other_demand_methane_non_energetic | Methane | EU | Energy demand | 0 | not_included_in_FEC
FI | TYNDP2026 | LEV | 2035 | TWh | 185 | Sub_sector | Industry | Others | Industry (other, non-energetic) | Non-energetic | industry_other_demand_heat_non_energetic | Heat | EU | Energy demand | 0 | not_included_in_FEC
FI | TYNDP2026 | LEV | 2035 | TWh | 186 | Sub_sector | Industry | Others | Industry (other, non-energetic) | Non-energetic | industry_other_demand_biomass_non_energetic | Biomass | EU | Energy demand | 0 | not_included_in_FEC
FI | TYNDP2026 | LEV | 2035 | TWh | 187 | Sub_sector | Industry | Others | Industry (other, non-energetic) | Non-energetic | industry_other_demand_coal_non_energetic | Solids | EU | Energy demand | 0 | not_included_in_FEC
FI | TYNDP2026 | LEV | 2035 | TWh | 188 | Sub_sector | Industry | Others | Industry (other, non-energetic) | Non-energetic | industry_other_demand_oil_non_energetic | Liquids | EU | Energy demand | 2.6084 | not_included_in_FEC
FI | TYNDP2026 | LEV | 2035 | TWh | 189 | Sub_sector | Industry | Others | Industry (other, non-energetic) | Non-energetic | industry_other_demand_others_non_energetic | Others | EU | Energy demand | 0 | not_included_in_FEC
FI | TYNDP2026 | LEV | 2035 | TWh | 190 | Sub_sector | Industry | Others | Industry (other, non-energetic) | Non-energetic | industry_other_demand_ammonia_non_energetic | Ammonia | EU | Energy demand | 0 | not_included_in_FEC
FI | TYNDP2026 | LEV | 2035 | TWh | 192 | Sub_sector | Industry | Paper | Industry (paper) | Energetic | industry_paper_demand_electricity_energetic | Electricity | EU | Energy demand | 20.5696 | FEC
FI | TYNDP2026 | LEV | 2035 | TWh | 193 | Sub_sector | Industry | Paper | Industry (paper) | Energetic | industry_paper_demand_hydrogen_energetic | Hydrogen | EU | Energy demand | 0 | FEC
FI | TYNDP2026 | LEV | 2035 | TWh | 194 | Sub_sector | Industry | Paper | Industry (paper) | Energetic | industry_paper_demand_methane_energetic | Methane | EU | Energy demand | 4.71e-15 | FEC
FI | TYNDP2026 | LEV | 2035 | TWh | 195 | Sub_sector | Industry | Paper | Industry (paper) | Energetic | industry_paper_demand_heat_energetic | Heat | EU | Energy demand | 2.769 | FEC
FI | TYNDP2026 | LEV | 2035 | TWh | 196 | Sub_sector | Industry | Paper | Industry (paper) | Energetic | industry_paper_demand_biomass_energetic | Biomass | EU | Energy demand | 30.2854 | FEC
FI | TYNDP2026 | LEV | 2035 | TWh | 197 | Sub_sector | Industry | Paper | Industry (paper) | Energetic | industry_paper_demand_coal_energetic | Solids | EU | Energy demand | 0 | FEC
FI | TYNDP2026 | LEV | 2035 | TWh | 198 | Sub_sector | Industry | Paper | Industry (paper) | Energetic | industry_paper_demand_oil_energetic | Liquids | EU | Energy demand | 0 | FEC
FI | TYNDP2026 | LEV | 2035 | TWh | 199 | Sub_sector | Industry | Paper | Industry (paper) | Energetic | industry_paper_demand_others_energetic | Others | EU | Energy demand | 0 | FEC
FI | TYNDP2026 | LEV | 2035 | TWh | 200 | Sub_sector | Industry | Paper | Industry (paper) | Energetic | industry_paper_demand_ammonia_energetic | Ammonia | EU | Energy demand | 0 | FEC
FI | TYNDP2026 | LEV | 2035 | TWh | 202 | Sub_sector | Industry | Refineries | Industry (refineries, energetic) | Energetic | industry_refinery_demand_electricity_energetic | Electricity | EU | Energy demand | 1.4298 | not_included_in_FEC
FI | TYNDP2026 | LEV | 2035 | TWh | 203 | Sub_sector | Industry | Refineries | Industry (refineries, energetic) | Energetic | industry_refinery_demand_hydrogen_energetic | Hydrogen | EU | Energy demand | 0 | not_included_in_FEC
FI | TYNDP2026 | LEV | 2035 | TWh | 204 | Sub_sector | Industry | Refineries | Industry (refineries, energetic) | Energetic | industry_refinery_demand_methane_energetic | Methane | EU | Energy demand | 1.5955 | not_included_in_FEC
FI | TYNDP2026 | LEV | 2035 | TWh | 205 | Sub_sector | Industry | Refineries | Industry (refineries, energetic) | Energetic | industry_refinery_demand_heat_energetic | Heat | EU | Energy demand | 2.8719 | not_included_in_FEC
FI | TYNDP2026 | LEV | 2035 | TWh | 206 | Sub_sector | Industry | Refineries | Industry (refineries, energetic) | Energetic | industry_refinery_demand_biomass_energetic | Biomass | EU | Energy demand | 0 | not_included_in_FEC
FI | TYNDP2026 | LEV | 2035 | TWh | 207 | Sub_sector | Industry | Refineries | Industry (refineries, energetic) | Energetic | industry_refinery_demand_coal_energetic | Solids | EU | Energy demand | 0 | not_included_in_FEC
FI | TYNDP2026 | LEV | 2035 | TWh | 208 | Sub_sector | Industry | Refineries | Industry (refineries, energetic) | Energetic | industry_refinery_demand_oil_energetic | Liquids | EU | Energy demand | 6.3435 | not_included_in_FEC
FI | TYNDP2026 | LEV | 2035 | TWh | 209 | Sub_sector | Industry | Refineries | Industry (refineries, energetic) | Energetic | industry_refinery_demand_others_energetic | Others | EU | Energy demand | 0 | not_included_in_FEC
FI | TYNDP2026 | LEV | 2035 | TWh | 210 | Sub_sector | Industry | Refineries | Industry (refineries, energetic) | Energetic | industry_refinery_demand_ammonia_energetic | Ammonia | EU | Energy demand | 0 | not_included_in_FEC
FI | TYNDP2026 | LEV | 2035 | TWh | 212 | Sub_sector | Industry | Refineries | Industry (refineries, non-energetic) | Non-energetic | industry_refinery_demand_electricity_non_energetic | Electricity | EU | Energy demand | 0 | not_included_in_FEC
FI | TYNDP2026 | LEV | 2035 | TWh | 213 | Sub_sector | Industry | Refineries | Industry (refineries, non-energetic) | Non-energetic | industry_refinery_demand_hydrogen_non_energetic | Hydrogen | EU | Energy demand | 0 | not_included_in_FEC
FI | TYNDP2026 | LEV | 2035 | TWh | 214 | Sub_sector | Industry | Refineries | Industry (refineries, non-energetic) | Non-energetic | industry_refinery_demand_methane_non_energetic | Methane | EU | Energy demand | 0 | not_included_in_FEC
FI | TYNDP2026 | LEV | 2035 | TWh | 215 | Sub_sector | Industry | Refineries | Industry (refineries, non-energetic) | Non-energetic | industry_refinery_demand_heat_non_energetic | Heat | EU | Energy demand | 0 | not_included_in_FEC
FI | TYNDP2026 | LEV | 2035 | TWh | 216 | Sub_sector | Industry | Refineries | Industry (refineries, non-energetic) | Non-energetic | industry_refinery_demand_biomass_non_energetic | Biomass | EU | Energy demand | 0 | not_included_in_FEC
FI | TYNDP2026 | LEV | 2035 | TWh | 217 | Sub_sector | Industry | Refineries | Industry (refineries, non-energetic) | Non-energetic | industry_refinery_demand_coal_non_energetic | Solids | EU | Energy demand | 0 | not_included_in_FEC
FI | TYNDP2026 | LEV | 2035 | TWh | 218 | Sub_sector | Industry | Refineries | Industry (refineries, non-energetic) | Non-energetic | industry_refinery_demand_oil_non_energetic | Liquids | EU | Energy demand | 0 | not_included_in_FEC
FI | TYNDP2026 | LEV | 2035 | TWh | 219 | Sub_sector | Industry | Refineries | Industry (refineries, non-energetic) | Non-energetic | industry_refinery_demand_others_non_energetic | Others | EU | Energy demand | 0 | not_included_in_FEC
FI | TYNDP2026 | LEV | 2035 | TWh | 220 | Sub_sector | Industry | Refineries | Industry (refineries, non-energetic) | Non-energetic | industry_refinery_demand_ammonia_non_energetic | Ammonia | EU | Energy demand | 0 | not_included_in_FEC
FI | TYNDP2026 | LEV | 2035 | TWh | 222 | Sub_sector | Industry | Steel | Industry (steel) | Energetic | industry_steel_demand_electricity_energetic | Electricity | EU | Energy demand | 6.6475 | FEC
FI | TYNDP2026 | LEV | 2035 | TWh | 223 | Sub_sector | Industry | Steel | Industry (steel) | Energetic | industry_steel_demand_hydrogen_energetic | Hydrogen | EU | Energy demand | 4.2229 | FEC
FI | TYNDP2026 | LEV | 2035 | TWh | 224 | Sub_sector | Industry | Steel | Industry (steel) | Energetic | industry_steel_demand_methane_energetic | Methane | EU | Energy demand | 2.6523 | FEC
FI | TYNDP2026 | LEV | 2035 | TWh | 225 | Sub_sector | Industry | Steel | Industry (steel) | Energetic | industry_steel_demand_heat_energetic | Heat | EU | Energy demand | 1.2353 | FEC
FI | TYNDP2026 | LEV | 2035 | TWh | 226 | Sub_sector | Industry | Steel | Industry (steel) | Energetic | industry_steel_demand_biomass_energetic | Biomass | EU | Energy demand | 0 | FEC
FI | TYNDP2026 | LEV | 2035 | TWh | 227 | Sub_sector | Industry | Steel | Industry (steel) | Energetic | industry_steel_demand_coal_energetic | Solids | EU | Energy demand | 4.7359 | FEC
FI | TYNDP2026 | LEV | 2035 | TWh | 228 | Sub_sector | Industry | Steel | Industry (steel) | Energetic | industry_steel_demand_oil_energetic | Liquids | EU | Energy demand | 0.21259 | FEC
FI | TYNDP2026 | LEV | 2035 | TWh | 229 | Sub_sector | Industry | Steel | Industry (steel) | Energetic | industry_steel_demand_others_energetic | Others | EU | Energy demand | 0 | FEC
FI | TYNDP2026 | LEV | 2035 | TWh | 230 | Sub_sector | Industry | Steel | Industry (steel) | Energetic | industry_steel_demand_ammonia_energetic | Ammonia | EU | Energy demand | 0 | FEC
FI | TYNDP2026 | LEV | 2035 | TWh | 232 | Sub_sector | Transport | Cars | Transport (cars) | Energetic | transport_cars_final_demand_electricity | Electricity | EU | Energy demand | 4.9797 | FEC
FI | TYNDP2026 | LEV | 2035 | TWh | 233 | Sub_sector | Transport | Cars | Transport (cars) | Energetic | transport_cars_final_demand_hydrogen | Hydrogen | EU | Energy demand | 0 | FEC
FI | TYNDP2026 | LEV | 2035 | TWh | 234 | Sub_sector | Transport | Cars | Transport (cars) | Energetic | transport_cars_final_demand_methane | Methane | EU | Energy demand | 0.9807 | FEC
FI | TYNDP2026 | LEV | 2035 | TWh | 235 | Sub_sector | Transport | Cars | Transport (cars) | Energetic | transport_cars_final_demand_heat | Heat | EU | Energy demand | 0 | FEC
FI | TYNDP2026 | LEV | 2035 | TWh | 236 | Sub_sector | Transport | Cars | Transport (cars) | Energetic | transport_cars_final_demand_biomass | Biomass | EU | Energy demand | 0 | FEC
FI | TYNDP2026 | LEV | 2035 | TWh | 237 | Sub_sector | Transport | Cars | Transport (cars) | Energetic | transport_cars_final_demand_coal | Solids | EU | Energy demand | 0 | FEC
FI | TYNDP2026 | LEV | 2035 | TWh | 238 | Sub_sector | Transport | Cars | Transport (cars) | Energetic | transport_cars_final_demand_oil | Liquids | EU | Energy demand | 14.7375 | FEC
FI | TYNDP2026 | LEV | 2035 | TWh | 239 | Sub_sector | Transport | Cars | Transport (cars) | Energetic | transport_cars_final_demand_other | Others | EU | Energy demand | 0 | FEC
FI | TYNDP2026 | LEV | 2035 | TWh | 240 | Sub_sector | Transport | Cars | Transport (cars) | Energetic | transport_cars_final_demand_ammonia | Ammonia | EU | Energy demand | 0 | FEC
FI | TYNDP2026 | LEV | 2035 | TWh | 242 | Sub_sector | Transport | Busses | Transport (busses) | Energetic | transport_busses_final_demand_electricity | Electricity | EU | Energy demand | 0.14134 | FEC
FI | TYNDP2026 | LEV | 2035 | TWh | 243 | Sub_sector | Transport | Busses | Transport (busses) | Energetic | transport_busses_final_demand_hydrogen | Hydrogen | EU | Energy demand | 0.015365 | FEC
FI | TYNDP2026 | LEV | 2035 | TWh | 244 | Sub_sector | Transport | Busses | Transport (busses) | Energetic | transport_busses_final_demand_methane | Methane | EU | Energy demand | 0.083362 | FEC
FI | TYNDP2026 | LEV | 2035 | TWh | 245 | Sub_sector | Transport | Busses | Transport (busses) | Energetic | transport_busses_final_demand_heat | Heat | EU | Energy demand | 0 | FEC
FI | TYNDP2026 | LEV | 2035 | TWh | 246 | Sub_sector | Transport | Busses | Transport (busses) | Energetic | transport_busses_final_demand_biomass | Biomass | EU | Energy demand | 0 | FEC
FI | TYNDP2026 | LEV | 2035 | TWh | 247 | Sub_sector | Transport | Busses | Transport (busses) | Energetic | transport_busses_final_demand_coal | Solids | EU | Energy demand | 0 | FEC
FI | TYNDP2026 | LEV | 2035 | TWh | 248 | Sub_sector | Transport | Busses | Transport (busses) | Energetic | transport_busses_final_demand_oil | Liquids | EU | Energy demand | 1.8692 | FEC
FI | TYNDP2026 | LEV | 2035 | TWh | 249 | Sub_sector | Transport | Busses | Transport (busses) | Energetic | transport_busses_final_demand_other | Others | EU | Energy demand | 0 | FEC
FI | TYNDP2026 | LEV | 2035 | TWh | 250 | Sub_sector | Transport | Busses | Transport (busses) | Energetic | transport_busses_final_demand_ammonia | Ammonia | EU | Energy demand | 0 | FEC
FI | TYNDP2026 | LEV | 2035 | TWh | 252 | Sub_sector | Transport | Trucks | Transport (trucks) | Energetic | transport_trucks_final_demand_electricity | Electricity | EU | Energy demand | 0.47463 | FEC
FI | TYNDP2026 | LEV | 2035 | TWh | 253 | Sub_sector | Transport | Trucks | Transport (trucks) | Energetic | transport_trucks_final_demand_hydrogen | Hydrogen | EU | Energy demand | 0.044799 | FEC
FI | TYNDP2026 | LEV | 2035 | TWh | 254 | Sub_sector | Transport | Trucks | Transport (trucks) | Energetic | transport_trucks_final_demand_methane | Methane | EU | Energy demand | 0.24515 | FEC
FI | TYNDP2026 | LEV | 2035 | TWh | 255 | Sub_sector | Transport | Trucks | Transport (trucks) | Energetic | transport_trucks_final_demand_heat | Heat | EU | Energy demand | 0 | FEC
FI | TYNDP2026 | LEV | 2035 | TWh | 256 | Sub_sector | Transport | Trucks | Transport (trucks) | Energetic | transport_trucks_final_demand_biomass | Biomass | EU | Energy demand | 0 | FEC
FI | TYNDP2026 | LEV | 2035 | TWh | 257 | Sub_sector | Transport | Trucks | Transport (trucks) | Energetic | transport_trucks_final_demand_coal | Solids | EU | Energy demand | 0 | FEC
FI | TYNDP2026 | LEV | 2035 | TWh | 258 | Sub_sector | Transport | Trucks | Transport (trucks) | Energetic | transport_trucks_final_demand_oil | Liquids | EU | Energy demand | 4.9567 | FEC
FI | TYNDP2026 | LEV | 2035 | TWh | 259 | Sub_sector | Transport | Trucks | Transport (trucks) | Energetic | transport_trucks_final_demand_other | Others | EU | Energy demand | 0 | FEC
FI | TYNDP2026 | LEV | 2035 | TWh | 260 | Sub_sector | Transport | Trucks | Transport (trucks) | Energetic | transport_trucks_final_demand_ammonia | Ammonia | EU | Energy demand | 0 | FEC
FI | TYNDP2026 | LEV | 2035 | TWh | 262 | Sub_sector | Transport | Vans | Transport (vans) | Energetic | transport_vans_final_demand_electricity | Electricity | EU | Energy demand | 0.27863 | FEC
FI | TYNDP2026 | LEV | 2035 | TWh | 263 | Sub_sector | Transport | Vans | Transport (vans) | Energetic | transport_vans_final_demand_hydrogen | Hydrogen | EU | Energy demand | 0.10523 | FEC
FI | TYNDP2026 | LEV | 2035 | TWh | 264 | Sub_sector | Transport | Vans | Transport (vans) | Energetic | transport_vans_final_demand_methane | Methane | EU | Energy demand | 0.00094006 | FEC
FI | TYNDP2026 | LEV | 2035 | TWh | 265 | Sub_sector | Transport | Vans | Transport (vans) | Energetic | transport_vans_final_demand_heat | Heat | EU | Energy demand | 0 | FEC
FI | TYNDP2026 | LEV | 2035 | TWh | 266 | Sub_sector | Transport | Vans | Transport (vans) | Energetic | transport_vans_final_demand_biomass | Biomass | EU | Energy demand | 0 | FEC
FI | TYNDP2026 | LEV | 2035 | TWh | 267 | Sub_sector | Transport | Vans | Transport (vans) | Energetic | transport_vans_final_demand_coal | Solids | EU | Energy demand | 0 | FEC
FI | TYNDP2026 | LEV | 2035 | TWh | 268 | Sub_sector | Transport | Vans | Transport (vans) | Energetic | transport_vans_final_demand_oil | Liquids | EU | Energy demand | 2.2307 | FEC
FI | TYNDP2026 | LEV | 2035 | TWh | 269 | Sub_sector | Transport | Vans | Transport (vans) | Energetic | transport_vans_final_demand_other | Others | EU | Energy demand | 0 | FEC
FI | TYNDP2026 | LEV | 2035 | TWh | 270 | Sub_sector | Transport | Vans | Transport (vans) | Energetic | transport_vans_final_demand_ammonia | Ammonia | EU | Energy demand | 0 | FEC
FI | TYNDP2026 | LEV | 2035 | TWh | 272 | Sub_sector | Transport | Freight trains | Transport (trains) | Energetic | transport_trains_final_demand_electricity | Electricity | EU | Energy demand | 0.79074 | FEC
FI | TYNDP2026 | LEV | 2035 | TWh | 273 | Sub_sector | Transport | Freight trains | Transport (trains) | Energetic | transport_trains_final_demand_hydrogen | Hydrogen | EU | Energy demand | 0 | FEC
FI | TYNDP2026 | LEV | 2035 | TWh | 274 | Sub_sector | Transport | Freight trains | Transport (trains) | Energetic | transport_trains_final_demand_methane | Methane | EU | Energy demand | 0 | FEC
FI | TYNDP2026 | LEV | 2035 | TWh | 275 | Sub_sector | Transport | Freight trains | Transport (trains) | Energetic | transport_trains_final_demand_heat | Heat | EU | Energy demand | 0 | FEC
FI | TYNDP2026 | LEV | 2035 | TWh | 276 | Sub_sector | Transport | Freight trains | Transport (trains) | Energetic | transport_trains_final_demand_biomass | Biomass | EU | Energy demand | 0 | FEC
FI | TYNDP2026 | LEV | 2035 | TWh | 277 | Sub_sector | Transport | Freight trains | Transport (trains) | Energetic | transport_trains_final_demand_coal | Solids | EU | Energy demand | 0 | FEC
FI | TYNDP2026 | LEV | 2035 | TWh | 278 | Sub_sector | Transport | Freight trains | Transport (trains) | Energetic | transport_trains_final_demand_oil | Liquids | EU | Energy demand | 0.21311 | FEC
FI | TYNDP2026 | LEV | 2035 | TWh | 279 | Sub_sector | Transport | Freight trains | Transport (trains) | Energetic | transport_trains_final_demand_other | Others | EU | Energy demand | 0 | FEC
FI | TYNDP2026 | LEV | 2035 | TWh | 280 | Sub_sector | Transport | Freight trains | Transport (trains) | Energetic | transport_trains_final_demand_ammonia | Ammonia | EU | Energy demand | 0 | FEC
FI | TYNDP2026 | LEV | 2035 | TWh | 282 | Sub_sector | Transport | Ships | Transport (ships) | Energetic | transport_ships_final_demand_electricity | Electricity | EU | Energy demand | 0 | FEC
FI | TYNDP2026 | LEV | 2035 | TWh | 283 | Sub_sector | Transport | Ships | Transport (ships) | Energetic | transport_ships_final_demand_hydrogen | Hydrogen | EU | Energy demand | 0 | FEC
FI | TYNDP2026 | LEV | 2035 | TWh | 284 | Sub_sector | Transport | Ships | Transport (ships) | Energetic | transport_ships_final_demand_methane | Methane | EU | Energy demand | 0.033567 | FEC
FI | TYNDP2026 | LEV | 2035 | TWh | 285 | Sub_sector | Transport | Ships | Transport (ships) | Energetic | transport_ships_final_demand_heat | Heat | EU | Energy demand | 0 | FEC
FI | TYNDP2026 | LEV | 2035 | TWh | 286 | Sub_sector | Transport | Ships | Transport (ships) | Energetic | transport_ships_final_demand_biomass | Biomass | EU | Energy demand | 0 | FEC
FI | TYNDP2026 | LEV | 2035 | TWh | 287 | Sub_sector | Transport | Ships | Transport (ships) | Energetic | transport_ships_final_demand_coal | Solids | EU | Energy demand | 0 | FEC
FI | TYNDP2026 | LEV | 2035 | TWh | 288 | Sub_sector | Transport | Ships | Transport (ships) | Energetic | transport_ships_final_demand_oil | Liquids | EU | Energy demand | 1.2146 | FEC
FI | TYNDP2026 | LEV | 2035 | TWh | 289 | Sub_sector | Transport | Ships | Transport (ships) | Energetic | transport_ships_final_demand_other | Others | EU | Energy demand | 0 | FEC
FI | TYNDP2026 | LEV | 2035 | TWh | 290 | Sub_sector | Transport | Ships | Transport (ships) | Energetic | transport_ships_final_demand_ammonia | Ammonia | EU | Energy demand | 0.084089 | FEC
FI | TYNDP2026 | LEV | 2035 | TWh | 292 | Sub_sector | Transport | Planes | Transport (planes) | Energetic | transport_planes_final_demand_electricity | Electricity | EU | Energy demand | 0 | FEC
FI | TYNDP2026 | LEV | 2035 | TWh | 293 | Sub_sector | Transport | Planes | Transport (planes) | Energetic | transport_planes_final_demand_hydrogen | Hydrogen | EU | Energy demand | 0 | FEC
FI | TYNDP2026 | LEV | 2035 | TWh | 294 | Sub_sector | Transport | Planes | Transport (planes) | Energetic | transport_planes_final_demand_methane | Methane | EU | Energy demand | 0 | FEC
FI | TYNDP2026 | LEV | 2035 | TWh | 295 | Sub_sector | Transport | Planes | Transport (planes) | Energetic | transport_planes_final_demand_heat | Heat | EU | Energy demand | 0 | FEC
FI | TYNDP2026 | LEV | 2035 | TWh | 296 | Sub_sector | Transport | Planes | Transport (planes) | Energetic | transport_planes_final_demand_biomass | Biomass | EU | Energy demand | 0 | FEC
FI | TYNDP2026 | LEV | 2035 | TWh | 297 | Sub_sector | Transport | Planes | Transport (planes) | Energetic | transport_planes_final_demand_coal | Solids | EU | Energy demand | 0 | FEC
FI | TYNDP2026 | LEV | 2035 | TWh | 298 | Sub_sector | Transport | Planes | Transport (planes) | Energetic | transport_planes_final_demand_oil | Liquids | EU | Energy demand | 0.70829 | FEC
FI | TYNDP2026 | LEV | 2035 | TWh | 299 | Sub_sector | Transport | Planes | Transport (planes) | Energetic | transport_planes_final_demand_other | Others | EU | Energy demand | 0 | FEC
FI | TYNDP2026 | LEV | 2035 | TWh | 300 | Sub_sector | Transport | Planes | Transport (planes) | Energetic | transport_planes_final_demand_ammonia | Ammonia | EU | Energy demand | 0 | FEC
FI | TYNDP2026 | LEV | 2035 | TWh | 302 | Sub_sector | Transport | Others | Transport (others) | Energetic | transport_other_final_demand_electricity | Electricity | EU | Energy demand | 0.016692 | FEC
FI | TYNDP2026 | LEV | 2035 | TWh | 303 | Sub_sector | Transport | Others | Transport (others) | Energetic | transport_other_final_demand_hydrogen | Hydrogen | EU | Energy demand | 0 | FEC
FI | TYNDP2026 | LEV | 2035 | TWh | 304 | Sub_sector | Transport | Others | Transport (others) | Energetic | transport_other_final_demand_methane | Methane | EU | Energy demand | 0 | FEC
FI | TYNDP2026 | LEV | 2035 | TWh | 305 | Sub_sector | Transport | Others | Transport (others) | Energetic | transport_other_final_demand_heat | Heat | EU | Energy demand | 0 | FEC
FI | TYNDP2026 | LEV | 2035 | TWh | 306 | Sub_sector | Transport | Others | Transport (others) | Energetic | transport_other_final_demand_biomass | Biomass | EU | Energy demand | 0 | FEC
FI | TYNDP2026 | LEV | 2035 | TWh | 307 | Sub_sector | Transport | Others | Transport (others) | Energetic | transport_other_final_demand_coal | Solids | EU | Energy demand | 0 | FEC
FI | TYNDP2026 | LEV | 2035 | TWh | 308 | Sub_sector | Transport | Others | Transport (others) | Energetic | transport_other_final_demand_oil | Liquids | EU | Energy demand | 0.39183 | FEC
FI | TYNDP2026 | LEV | 2035 | TWh | 309 | Sub_sector | Transport | Others | Transport (others) | Energetic | transport_other_final_demand_other | Others | EU | Energy demand | 0 | FEC
FI | TYNDP2026 | LEV | 2035 | TWh | 310 | Sub_sector | Transport | Others | Transport (others) | Energetic | transport_other_final_demand_ammonia | Ammonia | EU | Energy demand | 0 | FEC
FI | TYNDP2026 | LEV | 2035 | TWh | 312 | Sub_sector | International transport | International aviation | Transport (int. aviation) | Energetic | transport_int_aviation_final_demand_electricity | Electricity | EU | Energy demand | 0 | FEC
FI | TYNDP2026 | LEV | 2035 | TWh | 313 | Sub_sector | International transport | International aviation | Transport (int. aviation) | Energetic | transport_int_aviation_final_demand_hydrogen | Hydrogen | EU | Energy demand | 0 | FEC
FI | TYNDP2026 | LEV | 2035 | TWh | 314 | Sub_sector | International transport | International aviation | Transport (int. aviation) | Energetic | transport_int_aviation_final_demand_methane | Methane | EU | Energy demand | 0 | FEC
FI | TYNDP2026 | LEV | 2035 | TWh | 315 | Sub_sector | International transport | International aviation | Transport (int. aviation) | Energetic | transport_int_aviation_final_demand_heat | Heat | EU | Energy demand | 0 | FEC
FI | TYNDP2026 | LEV | 2035 | TWh | 316 | Sub_sector | International transport | International aviation | Transport (int. aviation) | Energetic | transport_int_aviation_final_demand_biofuels | Biomass | EU | Energy demand | 0 | FEC
FI | TYNDP2026 | LEV | 2035 | TWh | 317 | Sub_sector | International transport | International aviation | Transport (int. aviation) | Energetic | transport_int_aviation_final_demand_coal | Solids | EU | Energy demand | 0 | FEC
FI | TYNDP2026 | LEV | 2035 | TWh | 318 | Sub_sector | International transport | International aviation | Transport (int. aviation) | Energetic | transport_int_aviation_final_demand_oil | Liquids | EU | Energy demand | 8.8469 | FEC
FI | TYNDP2026 | LEV | 2035 | TWh | 319 | Sub_sector | International transport | International aviation | Transport (int. aviation) | Energetic | transport_int_aviation_final_demand_other | Others | EU | Energy demand | 0 | FEC
FI | TYNDP2026 | LEV | 2035 | TWh | 320 | Sub_sector | International transport | International aviation | Transport (int. aviation) | Energetic | transport_int_aviation_final_demand_ammonia | Ammonia | EU | Energy demand | 0 | FEC
FI | TYNDP2026 | LEV | 2035 | TWh | 322 | Sub_sector | International transport | International shipping | Transport (int. shipping) | Energetic | transport_int_shipping_final_demand_electricity | Electricity | EU | Energy demand | 0 | not_included_in_FEC
FI | TYNDP2026 | LEV | 2035 | TWh | 323 | Sub_sector | International transport | International shipping | Transport (int. shipping) | Energetic | transport_int_shipping_final_demand_hydrogen | Hydrogen | EU | Energy demand | 0 | not_included_in_FEC
FI | TYNDP2026 | LEV | 2035 | TWh | 324 | Sub_sector | International transport | International shipping | Transport (int. shipping) | Energetic | transport_int_shipping_final_demand_methane | Methane | EU | Energy demand | 0 | not_included_in_FEC
FI | TYNDP2026 | LEV | 2035 | TWh | 325 | Sub_sector | International transport | International shipping | Transport (int. shipping) | Energetic | transport_int_shipping_final_demand_heat | Heat | EU | Energy demand | 0 | not_included_in_FEC
FI | TYNDP2026 | LEV | 2035 | TWh | 326 | Sub_sector | International transport | International shipping | Transport (int. shipping) | Energetic | transport_int_shipping_final_demand_biofuels | Biomass | EU | Energy demand | 0 | not_included_in_FEC
FI | TYNDP2026 | LEV | 2035 | TWh | 327 | Sub_sector | International transport | International shipping | Transport (int. shipping) | Energetic | transport_int_shipping_final_demand_coal | Solids | EU | Energy demand | 0 | not_included_in_FEC
FI | TYNDP2026 | LEV | 2035 | TWh | 328 | Sub_sector | International transport | International shipping | Transport (int. shipping) | Energetic | transport_int_shipping_final_demand_oil | Liquids | EU | Energy demand | 3.3836 | not_included_in_FEC
FI | TYNDP2026 | LEV | 2035 | TWh | 329 | Sub_sector | International transport | International shipping | Transport (int. shipping) | Energetic | transport_int_shipping_final_demand_other | Others | EU | Energy demand | 0 | not_included_in_FEC
FI | TYNDP2026 | LEV | 2035 | TWh | 330 | Sub_sector | International transport | International shipping | Transport (int. shipping) | Energetic | transport_int_shipping_final_demand_ammonia | Ammonia | EU | Energy demand | 0 | not_included_in_FEC
FI | TYNDP2026 | LEV | 2035 | TWh | 332 | Sub_sector | Households | Space heating | Households (heating) | Energetic | households_heating_final_demand_electricity | Electricity | EU | Energy demand | 13.0295 | FEC
FI | TYNDP2026 | LEV | 2035 | TWh | 333 | Sub_sector | Households | Space heating | Households (heating) | Energetic | households_heating_final_demand_hydrogen | Hydrogen | EU | Energy demand | 0 | FEC
FI | TYNDP2026 | LEV | 2035 | TWh | 334 | Sub_sector | Households | Space heating | Households (heating) | Energetic | households_heating_final_demand_methane | Methane | EU | Energy demand | 0 | FEC
FI | TYNDP2026 | LEV | 2035 | TWh | 335 | Sub_sector | Households | Space heating | Households (heating) | Energetic | households_heating_final_demand_heat | Heat | EU | Energy demand | 8.9526 | FEC
FI | TYNDP2026 | LEV | 2035 | TWh | 336 | Sub_sector | Households | Space heating | Households (heating) | Energetic | households_heating_final_demand_biomass | Biomass | EU | Energy demand | 13.969 | FEC
FI | TYNDP2026 | LEV | 2035 | TWh | 337 | Sub_sector | Households | Space heating | Households (heating) | Energetic | households_heating_final_demand_coal | Solids | EU | Energy demand | 0 | FEC
FI | TYNDP2026 | LEV | 2035 | TWh | 338 | Sub_sector | Households | Space heating | Households (heating) | Energetic | households_heating_final_demand_oil | Liquids | EU | Energy demand | 0 | FEC
FI | TYNDP2026 | LEV | 2035 | TWh | 339 | Sub_sector | Households | Space heating | Households (heating) | Energetic | households_heating_final_demand_other | Others | EU | Energy demand | 0 | FEC
FI | TYNDP2026 | LEV | 2035 | TWh | 340 | Sub_sector | Households | Space heating | Households (heating) | Energetic | households_heating_final_demand_ammonia | Ammonia | EU | Energy demand | 0 | FEC
FI | TYNDP2026 | LEV | 2035 | TWh | 343 | Sub_sector | Households | Cooling | Households (cooling) | Energetic | households_cooling_final_demand_electricity | Electricity | EU | Energy demand | 0.10114 | FEC
FI | TYNDP2026 | LEV | 2035 | TWh | 344 | Sub_sector | Households | Cooling | Households (cooling) | Energetic | households_cooling_final_demand_hydrogen | Hydrogen | EU | Energy demand | 0 | FEC
FI | TYNDP2026 | LEV | 2035 | TWh | 345 | Sub_sector | Households | Cooling | Households (cooling) | Energetic | households_cooling_final_demand_methane | Methane | EU | Energy demand | 0 | FEC
FI | TYNDP2026 | LEV | 2035 | TWh | 346 | Sub_sector | Households | Cooling | Households (cooling) | Energetic | households_cooling_final_demand_heat | Heat | EU | Energy demand | 0 | FEC
FI | TYNDP2026 | LEV | 2035 | TWh | 347 | Sub_sector | Households | Cooling | Households (cooling) | Energetic | households_cooling_final_demand_biomass | Biomass | EU | Energy demand | 0 | FEC
FI | TYNDP2026 | LEV | 2035 | TWh | 348 | Sub_sector | Households | Cooling | Households (cooling) | Energetic | households_cooling_final_demand_coal | Solids | EU | Energy demand | 0 | FEC
FI | TYNDP2026 | LEV | 2035 | TWh | 349 | Sub_sector | Households | Cooling | Households (cooling) | Energetic | households_cooling_final_demand_oil | Liquids | EU | Energy demand | 0 | FEC
FI | TYNDP2026 | LEV | 2035 | TWh | 350 | Sub_sector | Households | Cooling | Households (cooling) | Energetic | households_cooling_final_demand_other | Others | EU | Energy demand | 0 | FEC
FI | TYNDP2026 | LEV | 2035 | TWh | 351 | Sub_sector | Households | Cooling | Households (cooling) | Energetic | households_cooling_final_demand_ammonia | Ammonia | EU | Energy demand | 0 | FEC
FI | TYNDP2026 | LEV | 2035 | TWh | 354 | Sub_sector | Households | Hot water | Households (hot water) | Energetic | households_hot_water_final_demand_electricity | Electricity | EU | Energy demand | 3.6544 | FEC
FI | TYNDP2026 | LEV | 2035 | TWh | 355 | Sub_sector | Households | Hot water | Households (hot water) | Energetic | households_hot_water_final_demand_hydrogen | Hydrogen | EU | Energy demand | 0 | FEC
FI | TYNDP2026 | LEV | 2035 | TWh | 356 | Sub_sector | Households | Hot water | Households (hot water) | Energetic | households_hot_water_final_demand_methane | Methane | EU | Energy demand | 0 | FEC
FI | TYNDP2026 | LEV | 2035 | TWh | 357 | Sub_sector | Households | Hot water | Households (hot water) | Energetic | households_hot_water_final_demand_heat | Heat | EU | Energy demand | 2.0908 | FEC
FI | TYNDP2026 | LEV | 2035 | TWh | 358 | Sub_sector | Households | Hot water | Households (hot water) | Energetic | households_hot_water_final_demand_biomass | Biomass | EU | Energy demand | 2.4131 | FEC
FI | TYNDP2026 | LEV | 2035 | TWh | 359 | Sub_sector | Households | Hot water | Households (hot water) | Energetic | households_hot_water_final_demand_coal | Solids | EU | Energy demand | 0 | FEC
FI | TYNDP2026 | LEV | 2035 | TWh | 360 | Sub_sector | Households | Hot water | Households (hot water) | Energetic | households_hot_water_final_demand_oil | Liquids | EU | Energy demand | 0 | FEC
FI | TYNDP2026 | LEV | 2035 | TWh | 361 | Sub_sector | Households | Hot water | Households (hot water) | Energetic | households_hot_water_final_demand_other | Others | EU | Energy demand | 0.019826 | FEC
FI | TYNDP2026 | LEV | 2035 | TWh | 362 | Sub_sector | Households | Hot water | Households (hot water) | Energetic | households_hot_water_final_demand_ammonia | Ammonia | EU | Energy demand | 0 | FEC
FI | TYNDP2026 | LEV | 2035 | TWh | 365 | Sub_sector | Households | Appliances | Households (appliances) | Energetic | households_appliances_final_demand_electricity | Electricity | EU | Energy demand | 8.4796 | FEC
FI | TYNDP2026 | LEV | 2035 | TWh | 366 | Sub_sector | Households | Appliances | Households (appliances) | Energetic | households_appliances_final_demand_hydrogen | Hydrogen | EU | Energy demand | 0 | FEC
FI | TYNDP2026 | LEV | 2035 | TWh | 367 | Sub_sector | Households | Appliances | Households (appliances) | Energetic | households_appliances_final_demand_methane | Methane | EU | Energy demand | 0.14166 | FEC
FI | TYNDP2026 | LEV | 2035 | TWh | 368 | Sub_sector | Households | Appliances | Households (appliances) | Energetic | households_appliances_final_demand_heat | Heat | EU | Energy demand | 0 | FEC
FI | TYNDP2026 | LEV | 2035 | TWh | 369 | Sub_sector | Households | Appliances | Households (appliances) | Energetic | households_appliances_final_demand_biomass | Biomass | EU | Energy demand | 0.0028104 | FEC
FI | TYNDP2026 | LEV | 2035 | TWh | 370 | Sub_sector | Households | Appliances | Households (appliances) | Energetic | households_appliances_final_demand_coal | Solids | EU | Energy demand | 0 | FEC
FI | TYNDP2026 | LEV | 2035 | TWh | 371 | Sub_sector | Households | Appliances | Households (appliances) | Energetic | households_appliances_final_demand_oil | Liquids | EU | Energy demand | 0 | FEC
FI | TYNDP2026 | LEV | 2035 | TWh | 372 | Sub_sector | Households | Appliances | Households (appliances) | Energetic | households_appliances_final_demand_other | Others | EU | Energy demand | 0 | FEC
FI | TYNDP2026 | LEV | 2035 | TWh | 373 | Sub_sector | Households | Appliances | Households (appliances) | Energetic | households_appliances_final_demand_ammonia | Ammonia | EU | Energy demand | 0 | FEC
FI | TYNDP2026 | LEV | 2035 | TWh | 375 | Sub_sector | Buildings | Space heating | Buildings (heat) | Energetic | buildings_heat_final_demand_electricity | Electricity | EU | Energy demand | 10.3569 | FEC
FI | TYNDP2026 | LEV | 2035 | TWh | 376 | Sub_sector | Buildings | Space heating | Buildings (heat) | Energetic | buildings_heat_final_demand_hydrogen | Hydrogen | EU | Energy demand | 0 | FEC
FI | TYNDP2026 | LEV | 2035 | TWh | 377 | Sub_sector | Buildings | Space heating | Buildings (heat) | Energetic | buildings_heat_final_demand_methane | Methane | EU | Energy demand | 0 | FEC
FI | TYNDP2026 | LEV | 2035 | TWh | 378 | Sub_sector | Buildings | Space heating | Buildings (heat) | Energetic | buildings_heat_final_demand_heat | Heat | EU | Energy demand | 13.2777 | FEC
FI | TYNDP2026 | LEV | 2035 | TWh | 379 | Sub_sector | Buildings | Space heating | Buildings (heat) | Energetic | buildings_heat_final_demand_biomass | Biomass | EU | Energy demand | 4.6264 | FEC
FI | TYNDP2026 | LEV | 2035 | TWh | 380 | Sub_sector | Buildings | Space heating | Buildings (heat) | Energetic | buildings_heat_final_demand_coal | Solids | EU | Energy demand | 0 | FEC
FI | TYNDP2026 | LEV | 2035 | TWh | 381 | Sub_sector | Buildings | Space heating | Buildings (heat) | Energetic | buildings_heat_final_demand_oil | Liquids | EU | Energy demand | 0 | FEC
FI | TYNDP2026 | LEV | 2035 | TWh | 382 | Sub_sector | Buildings | Space heating | Buildings (heat) | Energetic | buildings_heat_final_demand_other | Others | EU | Energy demand | 0 | FEC
FI | TYNDP2026 | LEV | 2035 | TWh | 383 | Sub_sector | Buildings | Space heating | Buildings (heat) | Energetic | buildings_heat_final_demand_ammonia | Ammonia | EU | Energy demand | 0 | FEC
FI | TYNDP2026 | LEV | 2035 | TWh | 386 | Sub_sector | Buildings | Cooling | Buildings (cooling) | Energetic | buildings_cooling_final_demand_electricity | Electricity | EU | Energy demand | 0.41487 | FEC
FI | TYNDP2026 | LEV | 2035 | TWh | 387 | Sub_sector | Buildings | Cooling | Buildings (cooling) | Energetic | buildings_cooling_final_demand_hydrogen | Hydrogen | EU | Energy demand | 0 | FEC
FI | TYNDP2026 | LEV | 2035 | TWh | 388 | Sub_sector | Buildings | Cooling | Buildings (cooling) | Energetic | buildings_cooling_final_demand_methane | Methane | EU | Energy demand | 0 | FEC
FI | TYNDP2026 | LEV | 2035 | TWh | 389 | Sub_sector | Buildings | Cooling | Buildings (cooling) | Energetic | buildings_cooling_final_demand_heat | Heat | EU | Energy demand | 0 | FEC
FI | TYNDP2026 | LEV | 2035 | TWh | 390 | Sub_sector | Buildings | Cooling | Buildings (cooling) | Energetic | buildings_cooling_final_demand_biomass | Biomass | EU | Energy demand | 0 | FEC
FI | TYNDP2026 | LEV | 2035 | TWh | 391 | Sub_sector | Buildings | Cooling | Buildings (cooling) | Energetic | buildings_cooling_final_demand_coal | Solids | EU | Energy demand | 0 | FEC
FI | TYNDP2026 | LEV | 2035 | TWh | 392 | Sub_sector | Buildings | Cooling | Buildings (cooling) | Energetic | buildings_cooling_final_demand_oil | Liquids | EU | Energy demand | 0 | FEC
FI | TYNDP2026 | LEV | 2035 | TWh | 393 | Sub_sector | Buildings | Cooling | Buildings (cooling) | Energetic | buildings_cooling_final_demand_other | Others | EU | Energy demand | 0 | FEC
FI | TYNDP2026 | LEV | 2035 | TWh | 394 | Sub_sector | Buildings | Cooling | Buildings (cooling) | Energetic | buildings_cooling_final_demand_ammonia | Ammonia | EU | Energy demand | 0 | FEC
FI | TYNDP2026 | LEV | 2035 | TWh | 397 | Sub_sector | Buildings | Appliances | Buildings (appliances) | Energetic | buildings_appliances_final_demand_electricity | Electricity | EU | Energy demand | 6.1587 | FEC
FI | TYNDP2026 | LEV | 2035 | TWh | 398 | Sub_sector | Buildings | Appliances | Buildings (appliances) | Energetic | buildings_appliances_final_demand_hydrogen | Hydrogen | EU | Energy demand | 0 | FEC
FI | TYNDP2026 | LEV | 2035 | TWh | 399 | Sub_sector | Buildings | Appliances | Buildings (appliances) | Energetic | buildings_appliances_final_demand_methane | Methane | EU | Energy demand | 0.063299 | FEC
FI | TYNDP2026 | LEV | 2035 | TWh | 400 | Sub_sector | Buildings | Appliances | Buildings (appliances) | Energetic | buildings_appliances_final_demand_heat | Heat | EU | Energy demand | 0 | FEC
FI | TYNDP2026 | LEV | 2035 | TWh | 401 | Sub_sector | Buildings | Appliances | Buildings (appliances) | Energetic | buildings_appliances_final_demand_biomass | Biomass | EU | Energy demand | 0 | FEC
FI | TYNDP2026 | LEV | 2035 | TWh | 402 | Sub_sector | Buildings | Appliances | Buildings (appliances) | Energetic | buildings_appliances_final_demand_coal | Solids | EU | Energy demand | 0 | FEC
FI | TYNDP2026 | LEV | 2035 | TWh | 403 | Sub_sector | Buildings | Appliances | Buildings (appliances) | Energetic | buildings_appliances_final_demand_oil | Liquids | EU | Energy demand | 0 | FEC
FI | TYNDP2026 | LEV | 2035 | TWh | 404 | Sub_sector | Buildings | Appliances | Buildings (appliances) | Energetic | buildings_appliances_final_demand_other | Others | EU | Energy demand | 0 | FEC
FI | TYNDP2026 | LEV | 2035 | TWh | 405 | Sub_sector | Buildings | Appliances | Buildings (appliances) | Energetic | buildings_appliances_final_demand_ammonia | Ammonia | EU | Energy demand | 0 | FEC
FI | TYNDP2026 | LEV | 2035 | TWh | 407 | Sub_sector | Buildings | Datacenters | Datacenters & ICT | Energetic | datacentres_final_demand_electricity_energetic | Electricity | EU | Energy demand | 16.4897 | FEC
FI | TYNDP2026 | LEV | 2035 | TWh | 408 | Sub_sector | Buildings | Datacenters | Datacenters & ICT | Energetic | datacentres_final_demand_hydrogen_energetic | Hydrogen | EU | Energy demand | 0 | FEC
FI | TYNDP2026 | LEV | 2035 | TWh | 409 | Sub_sector | Buildings | Datacenters | Datacenters & ICT | Energetic | datacentres_final_demand_methane_energetic | Methane | EU | Energy demand | 0 | FEC
FI | TYNDP2026 | LEV | 2035 | TWh | 410 | Sub_sector | Buildings | Datacenters | Datacenters & ICT | Energetic | datacentres_final_demand_heat_energetic | Heat | EU | Energy demand | 0 | FEC
FI | TYNDP2026 | LEV | 2035 | TWh | 411 | Sub_sector | Buildings | Datacenters | Datacenters & ICT | Energetic | datacentres_final_demand_biomass_energetic | Biomass | EU | Energy demand | 0 | FEC
FI | TYNDP2026 | LEV | 2035 | TWh | 412 | Sub_sector | Buildings | Datacenters | Datacenters & ICT | Energetic | datacentres_final_demand_coal_energetic | Solids | EU | Energy demand | 0 | FEC
FI | TYNDP2026 | LEV | 2035 | TWh | 413 | Sub_sector | Buildings | Datacenters | Datacenters & ICT | Energetic | datacentres_final_demand_oil_energetic | Liquids | EU | Energy demand | 0 | FEC
FI | TYNDP2026 | LEV | 2035 | TWh | 414 | Sub_sector | Buildings | Datacenters | Datacenters & ICT | Energetic | datacentres_final_demand_other_energetic | Others | EU | Energy demand | 0 | FEC
FI | TYNDP2026 | LEV | 2035 | TWh | 415 | Sub_sector | Buildings | Datacenters | Datacenters & ICT | Energetic | datacentres_final_demand_ammonia_energetic | Ammonia | EU | Energy demand | 0 | FEC
FI | TYNDP2026 | LEV | 2035 | TWh | 417 | Sub_sector | Transport | Others_Sector | Others_Sector | Energetic | other_final_demand_electricity_energetic | Electricity | EU | Energy demand | 0 | FEC
FI | TYNDP2026 | LEV | 2035 | TWh | 418 | Sub_sector | Transport | Others_Sector | Others_Sector | Energetic | other_final_demand_hydrogen_energetic | Hydrogen | EU | Energy demand | 0 | FEC
FI | TYNDP2026 | LEV | 2035 | TWh | 419 | Sub_sector | Transport | Pipeline Transport | Others_Sector | Energetic | other_final_demand_methane_energetic | Methane | EU | Energy demand | 0.035754 | FEC
FI | TYNDP2026 | LEV | 2035 | TWh | 420 | Sub_sector | Transport | Others_Sector | Others_Sector | Energetic | other_final_demand_heat_energetic | Heat | EU | Energy demand | 0.37833 | FEC
FI | TYNDP2026 | LEV | 2035 | TWh | 421 | Sub_sector | Transport | Others_Sector | Others_Sector | Energetic | other_final_demand_biomass_energetic | Biomass | EU | Energy demand | 0 | FEC
FI | TYNDP2026 | LEV | 2035 | TWh | 422 | Sub_sector | Transport | Others_Sector | Others_Sector | Energetic | other_final_demand_coal_energetic | Solids | EU | Energy demand | 0 | FEC
FI | TYNDP2026 | LEV | 2035 | TWh | 423 | Sub_sector | Transport | Others_Sector | Others_Sector | Energetic | other_final_demand_oil_energetic | Liquids | EU | Energy demand | 2.0773 | FEC
FI | TYNDP2026 | LEV | 2035 | TWh | 424 | Sub_sector | Others_Sector | Others_Sector | Others_Sector | Non-energetic | other_final_demand_oil_non_energetic | Liquids | EU | Energy demand | 0 | not_included_in_FEC
FI | TYNDP2026 | LEV | 2035 | TWh | 425 | Sub_sector | Transport | Others_Sector | Others_Sector | Energetic | other_final_demand_other_energetic | Others | EU | Energy demand | 0 | FEC
FI | TYNDP2026 | LEV | 2035 | TWh | 426 | Sub_sector | Transport | Others_Sector | Others_Sector | Energetic | other_final_demand_ammonia_energetic | Ammonia | EU | Energy demand | 0 | FEC
FI | TYNDP2026 | LEV | 2035 | TWh | 427 | Sub_sector | Industry | Surplus_Heat_in_Industry | Surplus_Heat_in_Industry | Energetic | final_demand_of_industry_unused_local_production_steam_hot_water | Heat | EU | Energy demand | 8.4313 | FEC
FI | TYNDP2026 | LEV | 2035 | TWh | 429 | Sub_sector | Agriculture | Total | Agriculture | Energetic | agriculture_final_demand_electricity_energetic | Electricity | EU | Energy demand | 1.578 | FEC
FI | TYNDP2026 | LEV | 2035 | TWh | 430 | Sub_sector | Agriculture | Total | Agriculture | Energetic | agriculture_final_demand_hydrogen_energetic | Hydrogen | EU | Energy demand | 0 | FEC
FI | TYNDP2026 | LEV | 2035 | TWh | 431 | Sub_sector | Agriculture | Total | Agriculture | Energetic | agriculture_final_demand_methane_energetic | Methane | EU | Energy demand | 0 | FEC
FI | TYNDP2026 | LEV | 2035 | TWh | 432 | Sub_sector | Agriculture | Total | Agriculture | Energetic | agriculture_final_demand_heat_energetic | Heat | EU | Energy demand | 0 | FEC
FI | TYNDP2026 | LEV | 2035 | TWh | 433 | Sub_sector | Agriculture | Total | Agriculture | Energetic | agriculture_final_demand_biomass_energetic | Biomass | EU | Energy demand | 3.9604 | FEC
FI | TYNDP2026 | LEV | 2035 | TWh | 434 | Sub_sector | Agriculture | Total | Agriculture | Energetic | agriculture_final_demand_coal_energetic | Solids | EU | Energy demand | 0 | FEC
FI | TYNDP2026 | LEV | 2035 | TWh | 435 | Sub_sector | Agriculture | Total | Agriculture | Energetic | agriculture_final_demand_oil_energetic | Liquids | EU | Energy demand | 1.4695 | FEC
FI | TYNDP2026 | LEV | 2035 | TWh | 436 | Sub_sector | Agriculture | Total | Agriculture | Energetic | agriculture_final_demand_other_energetic | Others | EU | Energy demand | 0 | FEC
FI | TYNDP2026 | LEV | 2035 | TWh | 437 | Sub_sector | Agriculture | Total | Agriculture | Energetic | agriculture_final_demand_ammonia_energetic | Ammonia | EU | Energy demand | 0 | FEC
FI | TYNDP2026 | LEV | 2035 | TWh | 447 | Sub_sector | Buildings | Surplus Energy | Buildings | Energetic | GAP | Electricity | EU | Energy demand | 0 | FEC
FI | TYNDP2026 | LEV | 2035 | TWh | 448 | Sub_sector | Buildings | Surplus Energy | Buildings | Energetic | GAP | Hydrogen | EU | Energy demand | 0 | FEC
FI | TYNDP2026 | LEV | 2035 | TWh | 449 | Sub_sector | Buildings | Surplus Energy | Buildings | Energetic | GAP | Methane | EU | Energy demand | 0 | FEC
FI | TYNDP2026 | LEV | 2035 | TWh | 450 | Sub_sector | Buildings | Surplus Energy | Buildings | Energetic | GAP | Heat | EU | Energy demand | 0 | FEC
FI | TYNDP2026 | LEV | 2035 | TWh | 451 | Sub_sector | Buildings | Surplus Energy | Buildings | Energetic | GAP | Biomass | EU | Energy demand | 0.095809 | FEC
FI | TYNDP2026 | LEV | 2035 | TWh | 452 | Sub_sector | Buildings | Surplus Energy | Buildings | Energetic | GAP | Solids | EU | Energy demand | 0 | FEC
FI | TYNDP2026 | LEV | 2035 | TWh | 453 | Sub_sector | Buildings | Surplus Energy | Buildings | Energetic | GAP | Liquids | EU | Energy demand | 0.1999 | FEC
FI | TYNDP2026 | LEV | 2035 | TWh | 454 | Sub_sector | Buildings | Surplus Energy | Buildings | Energetic | GAP | Others | EU | Energy demand | 0 | FEC
FI | TYNDP2026 | LEV | 2035 | TWh | 455 | Sub_sector | Buildings | Surplus Energy | Buildings | Energetic | GAP | Ammonia | EU | Energy demand | 0 | FEC
FI | TYNDP2026 | LEV | 2035 | TWh | 456 | Sub_sector | Households | Surplus Energy | Households | Energetic | GAP | Electricity | EU | Energy demand | 0 | FEC
FI | TYNDP2026 | LEV | 2035 | TWh | 457 | Sub_sector | Households | Surplus Energy | Households | Energetic | GAP | Hydrogen | EU | Energy demand | 0 | FEC
FI | TYNDP2026 | LEV | 2035 | TWh | 458 | Sub_sector | Households | Surplus Energy | Households | Energetic | GAP | Methane | EU | Energy demand | 0 | FEC
FI | TYNDP2026 | LEV | 2035 | TWh | 459 | Sub_sector | Households | Surplus Energy | Households | Energetic | GAP | Heat | EU | Energy demand | 0 | FEC
FI | TYNDP2026 | LEV | 2035 | TWh | 460 | Sub_sector | Households | Surplus Energy | Households | Energetic | GAP | Biomass | EU | Energy demand | 0 | FEC
FI | TYNDP2026 | LEV | 2035 | TWh | 461 | Sub_sector | Households | Surplus Energy | Households | Energetic | GAP | Solids | EU | Energy demand | 0 | FEC
FI | TYNDP2026 | LEV | 2035 | TWh | 462 | Sub_sector | Households | Surplus Energy | Households | Energetic | GAP | Liquids | EU | Energy demand | 0 | FEC
FI | TYNDP2026 | LEV | 2035 | TWh | 463 | Sub_sector | Households | Surplus Energy | Households | Energetic | GAP | Others | EU | Energy demand | 0 | FEC
FI | TYNDP2026 | LEV | 2035 | TWh | 464 | Sub_sector | Households | Surplus Energy | Households | Energetic | GAP | Ammonia | EU | Energy demand | 0 | FEC
FI | TYNDP2026 | LEV | 2040 | TWh | 102 | Sub_sector | Industry | Aluminium | Industry (aluminium) | Energetic | industry_aluminium_demand_electricity_energetic | Electricity | EU | Energy demand | 0 | FEC
FI | TYNDP2026 | LEV | 2040 | TWh | 103 | Sub_sector | Industry | Aluminium | Industry (aluminium) | Energetic | industry_aluminium_demand_hydrogen_energetic | Hydrogen | EU | Energy demand | 0 | FEC
FI | TYNDP2026 | LEV | 2040 | TWh | 104 | Sub_sector | Industry | Aluminium | Industry (aluminium) | Energetic | industry_aluminium_demand_methane_energetic | Methane | EU | Energy demand | 0 | FEC
FI | TYNDP2026 | LEV | 2040 | TWh | 105 | Sub_sector | Industry | Aluminium | Industry (aluminium) | Energetic | industry_aluminium_demand_heat_energetic | Heat | EU | Energy demand | 0 | FEC
FI | TYNDP2026 | LEV | 2040 | TWh | 106 | Sub_sector | Industry | Aluminium | Industry (aluminium) | Energetic | industry_aluminium_demand_biomass_energetic | Biomass | EU | Energy demand | 0 | FEC
FI | TYNDP2026 | LEV | 2040 | TWh | 107 | Sub_sector | Industry | Aluminium | Industry (aluminium) | Energetic | industry_aluminium_demand_coal_energetic | Solids | EU | Energy demand | 0 | FEC
FI | TYNDP2026 | LEV | 2040 | TWh | 108 | Sub_sector | Industry | Aluminium | Industry (aluminium) | Energetic | industry_aluminium_demand_oil_energetic | Liquids | EU | Energy demand | 0 | FEC
FI | TYNDP2026 | LEV | 2040 | TWh | 109 | Sub_sector | Industry | Aluminium | Industry (aluminium) | Energetic | industry_aluminium_demand_others_energetic | Others | EU | Energy demand | 0 | FEC
FI | TYNDP2026 | LEV | 2040 | TWh | 110 | Sub_sector | Industry | Aluminium | Industry (aluminium) | Energetic | industry_ammonia_demand_others_energetic | Ammonia | EU | Energy demand | 0 | FEC
FI | TYNDP2026 | LEV | 2040 | TWh | 112 | Sub_sector | Industry | Chemicals | Industry (chemicals, energetic) | Energetic | industry_chemical_demand_electricity_energetic | Electricity | EU | Energy demand | 4.3808 | FEC
FI | TYNDP2026 | LEV | 2040 | TWh | 113 | Sub_sector | Industry | Chemicals | Industry (chemicals, energetic) | Energetic | industry_chemical_demand_hydrogen_energetic | Hydrogen | EU | Energy demand | 0 | FEC
FI | TYNDP2026 | LEV | 2040 | TWh | 114 | Sub_sector | Industry | Chemicals | Industry (chemicals, energetic) | Energetic | industry_chemical_demand_methane_energetic | Methane | EU | Energy demand | 0.44451 | FEC
FI | TYNDP2026 | LEV | 2040 | TWh | 115 | Sub_sector | Industry | Chemicals | Industry (chemicals, energetic) | Energetic | industry_chemical_demand_heat_energetic | Heat | EU | Energy demand | 2.8177 | FEC
FI | TYNDP2026 | LEV | 2040 | TWh | 116 | Sub_sector | Industry | Chemicals | Industry (chemicals, energetic) | Energetic | industry_chemical_demand_biomass_energetic | Biomass | EU | Energy demand | 0.053958 | FEC
FI | TYNDP2026 | LEV | 2040 | TWh | 117 | Sub_sector | Industry | Chemicals | Industry (chemicals, energetic) | Energetic | industry_chemical_demand_coal_energetic | Solids | EU | Energy demand | 0 | FEC
FI | TYNDP2026 | LEV | 2040 | TWh | 118 | Sub_sector | Industry | Chemicals | Industry (chemicals, energetic) | Energetic | industry_chemical_demand_oil_energetic | Liquids | EU | Energy demand | 2.792 | FEC
FI | TYNDP2026 | LEV | 2040 | TWh | 119 | Sub_sector | Industry | Chemicals | Industry (chemicals, energetic) | Energetic | industry_chemical_demand_others_energetic | Others | EU | Energy demand | 0 | FEC
FI | TYNDP2026 | LEV | 2040 | TWh | 120 | Sub_sector | Industry | Chemicals | Industry (chemicals, energetic) | Energetic | industry_chemical_demand_ammonia_energetic | Ammonia | EU | Energy demand | 0 | FEC
FI | TYNDP2026 | LEV | 2040 | TWh | 122 | Sub_sector | Industry | Chemicals | Industry (chemicals, non-energetic) | Non-energetic | industry_chemical_demand_electricity_non_energetic | Electricity | EU | Energy demand | 0 | not_included_in_FEC
FI | TYNDP2026 | LEV | 2040 | TWh | 123 | Sub_sector | Industry | Chemicals | Industry (chemicals, non-energetic) | Non-energetic | industry_chemical_demand_hydrogen_non_energetic | Hydrogen | EU | Energy demand | 0 | not_included_in_FEC
FI | TYNDP2026 | LEV | 2040 | TWh | 124 | Sub_sector | Industry | Chemicals | Industry (chemicals, non-energetic) | Non-energetic | industry_chemical_demand_methane_non_energetic | Methane | EU | Energy demand | 0.18571 | not_included_in_FEC
FI | TYNDP2026 | LEV | 2040 | TWh | 125 | Sub_sector | Industry | Chemicals | Industry (chemicals, non-energetic) | Non-energetic | industry_chemical_demand_heat_non_energetic | Heat | EU | Energy demand | 0 | not_included_in_FEC
FI | TYNDP2026 | LEV | 2040 | TWh | 126 | Sub_sector | Industry | Chemicals | Industry (chemicals, non-energetic) | Non-energetic | industry_chemical_demand_biomass_non_energetic | Biomass | EU | Energy demand | 0 | not_included_in_FEC
FI | TYNDP2026 | LEV | 2040 | TWh | 127 | Sub_sector | Industry | Chemicals | Industry (chemicals, non-energetic) | Non-energetic | industry_chemical_demand_coal_non_energetic | Solids | EU | Energy demand | 0 | not_included_in_FEC
FI | TYNDP2026 | LEV | 2040 | TWh | 128 | Sub_sector | Industry | Chemicals | Industry (chemicals, non-energetic) | Non-energetic | industry_chemical_demand_oil_non_energetic | Liquids | EU | Energy demand | 11.6978 | not_included_in_FEC
FI | TYNDP2026 | LEV | 2040 | TWh | 129 | Sub_sector | Industry | Chemicals | Industry (chemicals, non-energetic) | Non-energetic | industry_chemical_demand_others_non_energetic | Others | EU | Energy demand | 0 | not_included_in_FEC
FI | TYNDP2026 | LEV | 2040 | TWh | 130 | Sub_sector | Industry | Chemicals | Industry (chemicals, non-energetic) | Non-energetic | industry_chemical_demand_ammonia_non_energetic | Ammonia | EU | Energy demand | 0 | not_included_in_FEC
FI | TYNDP2026 | LEV | 2040 | TWh | 132 | Sub_sector | Industry | Fertilizers | Industry (fertilizers, energetic) | Energetic | industry_fertilizers_demand_electricity_energetic | Electricity | EU | Energy demand | 0 | FEC
FI | TYNDP2026 | LEV | 2040 | TWh | 133 | Sub_sector | Industry | Fertilizers | Industry (fertilizers, energetic) | Energetic | industry_fertilizers_demand_hydrogen_energetic | Hydrogen | EU | Energy demand | 0 | FEC
FI | TYNDP2026 | LEV | 2040 | TWh | 134 | Sub_sector | Industry | Fertilizers | Industry (fertilizers, energetic) | Energetic | industry_fertilizers_demand_methane_energetic | Methane | EU | Energy demand | 0 | FEC
FI | TYNDP2026 | LEV | 2040 | TWh | 135 | Sub_sector | Industry | Fertilizers | Industry (fertilizers, energetic) | Energetic | industry_fertilizers_demand_heat_energetic | Heat | EU | Energy demand | 0 | FEC
FI | TYNDP2026 | LEV | 2040 | TWh | 136 | Sub_sector | Industry | Fertilizers | Industry (fertilizers, energetic) | Energetic | industry_fertilizers_demand_biomass_energetic | Biomass | EU | Energy demand | 0 | FEC
FI | TYNDP2026 | LEV | 2040 | TWh | 137 | Sub_sector | Industry | Fertilizers | Industry (fertilizers, energetic) | Energetic | industry_fertilizers_demand_coal_energetic | Solids | EU | Energy demand | 0 | FEC
FI | TYNDP2026 | LEV | 2040 | TWh | 138 | Sub_sector | Industry | Fertilizers | Industry (fertilizers, energetic) | Energetic | industry_fertilizers_demand_oil_energetic | Liquids | EU | Energy demand | 0 | FEC
FI | TYNDP2026 | LEV | 2040 | TWh | 139 | Sub_sector | Industry | Fertilizers | Industry (fertilizers, energetic) | Energetic | industry_fertilizers_demand_others_energetic | Others | EU | Energy demand | 0 | FEC
FI | TYNDP2026 | LEV | 2040 | TWh | 140 | Sub_sector | Industry | Fertilizers | Industry (fertilizers, energetic) | Energetic | industry_fertilizers_demand_ammonia_energetic | Ammonia | EU | Energy demand | 0 | FEC
FI | TYNDP2026 | LEV | 2040 | TWh | 142 | Sub_sector | Industry | Fertilizers | Industry (fertilizers, non-energetic) | Non-energetic | industry_fertilizers_demand_electricity_non_energetic | Electricity | EU | Energy demand | 0 | not_included_in_FEC
FI | TYNDP2026 | LEV | 2040 | TWh | 143 | Sub_sector | Industry | Fertilizers | Industry (fertilizers, non-energetic) | Non-energetic | industry_fertilizers_demand_hydrogen_non_energetic | Hydrogen | EU | Energy demand | 0 | not_included_in_FEC
FI | TYNDP2026 | LEV | 2040 | TWh | 144 | Sub_sector | Industry | Fertilizers | Industry (fertilizers, non-energetic) | Non-energetic | industry_fertilizers_demand_methane_non_energetic | Methane | EU | Energy demand | 0 | not_included_in_FEC
FI | TYNDP2026 | LEV | 2040 | TWh | 145 | Sub_sector | Industry | Fertilizers | Industry (fertilizers, non-energetic) | Non-energetic | industry_fertilizers_demand_heat_non_energetic | Heat | EU | Energy demand | 0 | not_included_in_FEC
FI | TYNDP2026 | LEV | 2040 | TWh | 146 | Sub_sector | Industry | Fertilizers | Industry (fertilizers, non-energetic) | Non-energetic | industry_fertilizers_demand_biomass_non_energetic | Biomass | EU | Energy demand | 0 | not_included_in_FEC
FI | TYNDP2026 | LEV | 2040 | TWh | 147 | Sub_sector | Industry | Fertilizers | Industry (fertilizers, non-energetic) | Non-energetic | industry_fertilizers_demand_coal_non_energetic | Solids | EU | Energy demand | 0 | not_included_in_FEC
FI | TYNDP2026 | LEV | 2040 | TWh | 148 | Sub_sector | Industry | Fertilizers | Industry (fertilizers, non-energetic) | Non-energetic | industry_fertilizers_demand_oil_non_energetic | Liquids | EU | Energy demand | 0 | not_included_in_FEC
FI | TYNDP2026 | LEV | 2040 | TWh | 149 | Sub_sector | Industry | Fertilizers | Industry (fertilizers, non-energetic) | Non-energetic | industry_fertilizers_demand_others_non_energetic | Others | EU | Energy demand | 0 | not_included_in_FEC
FI | TYNDP2026 | LEV | 2040 | TWh | 150 | Sub_sector | Industry | Fertilizers | Industry (fertilizers, non-energetic) | Non-energetic | industry_fertilizers_demand_ammonia_non_energetic | Ammonia | EU | Energy demand | 5.53 | not_included_in_FEC
FI | TYNDP2026 | LEV | 2040 | TWh | 152 | Sub_sector | Industry | Food | Industry (food) | Energetic | industry_food_demand_electricity_energetic | Electricity | EU | Energy demand | 2.4234 | FEC
FI | TYNDP2026 | LEV | 2040 | TWh | 153 | Sub_sector | Industry | Food | Industry (food) | Energetic | industry_food_demand_hydrogen_energetic | Hydrogen | EU | Energy demand | 0 | FEC
FI | TYNDP2026 | LEV | 2040 | TWh | 154 | Sub_sector | Industry | Food | Industry (food) | Energetic | industry_food_demand_methane_energetic | Methane | EU | Energy demand | 0 | FEC
FI | TYNDP2026 | LEV | 2040 | TWh | 155 | Sub_sector | Industry | Food | Industry (food) | Energetic | industry_food_demand_heat_energetic | Heat | EU | Energy demand | 1.7109 | FEC
FI | TYNDP2026 | LEV | 2040 | TWh | 156 | Sub_sector | Industry | Food | Industry (food) | Energetic | industry_food_demand_biomass_energetic | Biomass | EU | Energy demand | 0.15276 | FEC
FI | TYNDP2026 | LEV | 2040 | TWh | 157 | Sub_sector | Industry | Food | Industry (food) | Energetic | industry_food_demand_coal_energetic | Solids | EU | Energy demand | 0 | FEC
FI | TYNDP2026 | LEV | 2040 | TWh | 158 | Sub_sector | Industry | Food | Industry (food) | Energetic | industry_food_demand_oil_energetic | Liquids | EU | Energy demand | 0 | FEC
FI | TYNDP2026 | LEV | 2040 | TWh | 159 | Sub_sector | Industry | Food | Industry (food) | Energetic | industry_food_demand_others_energetic | Others | EU | Energy demand | 0 | FEC
FI | TYNDP2026 | LEV | 2040 | TWh | 160 | Sub_sector | Industry | Food | Industry (food) | Energetic | industry_food_demand_ammonia_energetic | Ammonia | EU | Energy demand | 0 | FEC
FI | TYNDP2026 | LEV | 2040 | TWh | 162 | Sub_sector | Industry | Metals | Industry (metal) | Energetic | industry_metal_demand_electricity_energetic | Electricity | EU | Energy demand | 3.92 | FEC
FI | TYNDP2026 | LEV | 2040 | TWh | 163 | Sub_sector | Industry | Metals | Industry (metal) | Energetic | industry_metal_demand_hydrogen_energetic | Hydrogen | EU | Energy demand | 0 | FEC
FI | TYNDP2026 | LEV | 2040 | TWh | 164 | Sub_sector | Industry | Metals | Industry (metal) | Energetic | industry_metal_demand_methane_energetic | Methane | EU | Energy demand | 0.027003 | FEC
FI | TYNDP2026 | LEV | 2040 | TWh | 165 | Sub_sector | Industry | Metals | Industry (metal) | Energetic | industry_metal_demand_heat_energetic | Heat | EU | Energy demand | 1.0839 | FEC
FI | TYNDP2026 | LEV | 2040 | TWh | 166 | Sub_sector | Industry | Metals | Industry (metal) | Energetic | industry_metal_demand_biomass_energetic | Biomass | EU | Energy demand | 0 | FEC
FI | TYNDP2026 | LEV | 2040 | TWh | 167 | Sub_sector | Industry | Metals | Industry (metal) | Energetic | industry_metal_demand_coal_energetic | Solids | EU | Energy demand | 0.0041428 | FEC
FI | TYNDP2026 | LEV | 2040 | TWh | 168 | Sub_sector | Industry | Metals | Industry (metal) | Energetic | industry_metal_demand_oil_energetic | Liquids | EU | Energy demand | 0.625 | FEC
FI | TYNDP2026 | LEV | 2040 | TWh | 169 | Sub_sector | Industry | Metals | Industry (metal) | Energetic | industry_metal_demand_others_energetic | Others | EU | Energy demand | 0 | FEC
FI | TYNDP2026 | LEV | 2040 | TWh | 170 | Sub_sector | Industry | Metals | Industry (metal) | Energetic | industry_metal_demand_ammonia_energetic | Ammonia | EU | Energy demand | 0 | FEC
FI | TYNDP2026 | LEV | 2040 | TWh | 172 | Sub_sector | Industry | Others | Industry (other, energetic) | Energetic | industry_other_demand_electricity_energetic | Electricity | EU | Energy demand | 12.0382 | FEC
FI | TYNDP2026 | LEV | 2040 | TWh | 173 | Sub_sector | Industry | Others | Industry (other, energetic) | Energetic | industry_other_demand_hydrogen_energetic | Hydrogen | EU | Energy demand | 0 | FEC
FI | TYNDP2026 | LEV | 2040 | TWh | 174 | Sub_sector | Industry | Others | Industry (other, energetic) | Energetic | industry_other_demand_methane_energetic | Methane | EU | Energy demand | 0.33173 | FEC
FI | TYNDP2026 | LEV | 2040 | TWh | 175 | Sub_sector | Industry | Others | Industry (other, energetic) | Energetic | industry_other_demand_heat_energetic | Heat | EU | Energy demand | 4.635 | FEC
FI | TYNDP2026 | LEV | 2040 | TWh | 176 | Sub_sector | Industry | Others | Industry (other, energetic) | Energetic | industry_other_demand_biomass_energetic | Biomass | EU | Energy demand | 4.7638 | FEC
FI | TYNDP2026 | LEV | 2040 | TWh | 177 | Sub_sector | Industry | Others | Industry (other, energetic) | Energetic | industry_other_demand_coal_energetic | Solids | EU | Energy demand | 0.065056 | FEC
FI | TYNDP2026 | LEV | 2040 | TWh | 178 | Sub_sector | Industry | Others | Industry (other, energetic) | Energetic | industry_other_demand_oil_energetic | Liquids | EU | Energy demand | 3.9164 | FEC
FI | TYNDP2026 | LEV | 2040 | TWh | 179 | Sub_sector | Industry | Others | Industry (other, energetic) | Energetic | industry_other_demand_others_energetic | Others | EU | Energy demand | 0 | FEC
FI | TYNDP2026 | LEV | 2040 | TWh | 180 | Sub_sector | Industry | Others | Industry (other, energetic) | Energetic | industry_other_demand_ammonia_energetic | Ammonia | EU | Energy demand | 0 | FEC
FI | TYNDP2026 | LEV | 2040 | TWh | 182 | Sub_sector | Industry | Others | Industry (other, non-energetic) | Non-energetic | industry_other_demand_electricity_non_energetic | Electricity | EU | Energy demand | 0 | not_included_in_FEC
FI | TYNDP2026 | LEV | 2040 | TWh | 183 | Sub_sector | Industry | Others | Industry (other, non-energetic) | Non-energetic | industry_other_demand_hydrogen_non_energetic | Hydrogen | EU | Energy demand | 4.8411 | not_included_in_FEC
FI | TYNDP2026 | LEV | 2040 | TWh | 184 | Sub_sector | Industry | Others | Industry (other, non-energetic) | Non-energetic | industry_other_demand_methane_non_energetic | Methane | EU | Energy demand | 0 | not_included_in_FEC
FI | TYNDP2026 | LEV | 2040 | TWh | 185 | Sub_sector | Industry | Others | Industry (other, non-energetic) | Non-energetic | industry_other_demand_heat_non_energetic | Heat | EU | Energy demand | 0 | not_included_in_FEC
FI | TYNDP2026 | LEV | 2040 | TWh | 186 | Sub_sector | Industry | Others | Industry (other, non-energetic) | Non-energetic | industry_other_demand_biomass_non_energetic | Biomass | EU | Energy demand | 0 | not_included_in_FEC
FI | TYNDP2026 | LEV | 2040 | TWh | 187 | Sub_sector | Industry | Others | Industry (other, non-energetic) | Non-energetic | industry_other_demand_coal_non_energetic | Solids | EU | Energy demand | 0 | not_included_in_FEC
FI | TYNDP2026 | LEV | 2040 | TWh | 188 | Sub_sector | Industry | Others | Industry (other, non-energetic) | Non-energetic | industry_other_demand_oil_non_energetic | Liquids | EU | Energy demand | 2.6034 | not_included_in_FEC
FI | TYNDP2026 | LEV | 2040 | TWh | 189 | Sub_sector | Industry | Others | Industry (other, non-energetic) | Non-energetic | industry_other_demand_others_non_energetic | Others | EU | Energy demand | 0 | not_included_in_FEC
FI | TYNDP2026 | LEV | 2040 | TWh | 190 | Sub_sector | Industry | Others | Industry (other, non-energetic) | Non-energetic | industry_other_demand_ammonia_non_energetic | Ammonia | EU | Energy demand | 0 | not_included_in_FEC
FI | TYNDP2026 | LEV | 2040 | TWh | 192 | Sub_sector | Industry | Paper | Industry (paper) | Energetic | industry_paper_demand_electricity_energetic | Electricity | EU | Energy demand | 21.066 | FEC
FI | TYNDP2026 | LEV | 2040 | TWh | 193 | Sub_sector | Industry | Paper | Industry (paper) | Energetic | industry_paper_demand_hydrogen_energetic | Hydrogen | EU | Energy demand | 0 | FEC
FI | TYNDP2026 | LEV | 2040 | TWh | 194 | Sub_sector | Industry | Paper | Industry (paper) | Energetic | industry_paper_demand_methane_energetic | Methane | EU | Energy demand | 0 | FEC
FI | TYNDP2026 | LEV | 2040 | TWh | 195 | Sub_sector | Industry | Paper | Industry (paper) | Energetic | industry_paper_demand_heat_energetic | Heat | EU | Energy demand | 3.0362 | FEC
FI | TYNDP2026 | LEV | 2040 | TWh | 196 | Sub_sector | Industry | Paper | Industry (paper) | Energetic | industry_paper_demand_biomass_energetic | Biomass | EU | Energy demand | 27.8319 | FEC
FI | TYNDP2026 | LEV | 2040 | TWh | 197 | Sub_sector | Industry | Paper | Industry (paper) | Energetic | industry_paper_demand_coal_energetic | Solids | EU | Energy demand | 0 | FEC
FI | TYNDP2026 | LEV | 2040 | TWh | 198 | Sub_sector | Industry | Paper | Industry (paper) | Energetic | industry_paper_demand_oil_energetic | Liquids | EU | Energy demand | 0 | FEC
FI | TYNDP2026 | LEV | 2040 | TWh | 199 | Sub_sector | Industry | Paper | Industry (paper) | Energetic | industry_paper_demand_others_energetic | Others | EU | Energy demand | 0 | FEC
FI | TYNDP2026 | LEV | 2040 | TWh | 200 | Sub_sector | Industry | Paper | Industry (paper) | Energetic | industry_paper_demand_ammonia_energetic | Ammonia | EU | Energy demand | 0 | FEC
FI | TYNDP2026 | LEV | 2040 | TWh | 202 | Sub_sector | Industry | Refineries | Industry (refineries, energetic) | Energetic | industry_refinery_demand_electricity_energetic | Electricity | EU | Energy demand | 1.4298 | not_included_in_FEC
FI | TYNDP2026 | LEV | 2040 | TWh | 203 | Sub_sector | Industry | Refineries | Industry (refineries, energetic) | Energetic | industry_refinery_demand_hydrogen_energetic | Hydrogen | EU | Energy demand | 0 | not_included_in_FEC
FI | TYNDP2026 | LEV | 2040 | TWh | 204 | Sub_sector | Industry | Refineries | Industry (refineries, energetic) | Energetic | industry_refinery_demand_methane_energetic | Methane | EU | Energy demand | 1.5955 | not_included_in_FEC
FI | TYNDP2026 | LEV | 2040 | TWh | 205 | Sub_sector | Industry | Refineries | Industry (refineries, energetic) | Energetic | industry_refinery_demand_heat_energetic | Heat | EU | Energy demand | 3.8292 | not_included_in_FEC
FI | TYNDP2026 | LEV | 2040 | TWh | 206 | Sub_sector | Industry | Refineries | Industry (refineries, energetic) | Energetic | industry_refinery_demand_biomass_energetic | Biomass | EU | Energy demand | 0 | not_included_in_FEC
FI | TYNDP2026 | LEV | 2040 | TWh | 207 | Sub_sector | Industry | Refineries | Industry (refineries, energetic) | Energetic | industry_refinery_demand_coal_energetic | Solids | EU | Energy demand | 0 | not_included_in_FEC
FI | TYNDP2026 | LEV | 2040 | TWh | 208 | Sub_sector | Industry | Refineries | Industry (refineries, energetic) | Energetic | industry_refinery_demand_oil_energetic | Liquids | EU | Energy demand | 5.1901 | not_included_in_FEC
FI | TYNDP2026 | LEV | 2040 | TWh | 209 | Sub_sector | Industry | Refineries | Industry (refineries, energetic) | Energetic | industry_refinery_demand_others_energetic | Others | EU | Energy demand | 0 | not_included_in_FEC
FI | TYNDP2026 | LEV | 2040 | TWh | 210 | Sub_sector | Industry | Refineries | Industry (refineries, energetic) | Energetic | industry_refinery_demand_ammonia_energetic | Ammonia | EU | Energy demand | 0 | not_included_in_FEC
FI | TYNDP2026 | LEV | 2040 | TWh | 212 | Sub_sector | Industry | Refineries | Industry (refineries, non-energetic) | Non-energetic | industry_refinery_demand_electricity_non_energetic | Electricity | EU | Energy demand | 0 | not_included_in_FEC
FI | TYNDP2026 | LEV | 2040 | TWh | 213 | Sub_sector | Industry | Refineries | Industry (refineries, non-energetic) | Non-energetic | industry_refinery_demand_hydrogen_non_energetic | Hydrogen | EU | Energy demand | 0 | not_included_in_FEC
FI | TYNDP2026 | LEV | 2040 | TWh | 214 | Sub_sector | Industry | Refineries | Industry (refineries, non-energetic) | Non-energetic | industry_refinery_demand_methane_non_energetic | Methane | EU | Energy demand | 0 | not_included_in_FEC
FI | TYNDP2026 | LEV | 2040 | TWh | 215 | Sub_sector | Industry | Refineries | Industry (refineries, non-energetic) | Non-energetic | industry_refinery_demand_heat_non_energetic | Heat | EU | Energy demand | 0 | not_included_in_FEC
FI | TYNDP2026 | LEV | 2040 | TWh | 216 | Sub_sector | Industry | Refineries | Industry (refineries, non-energetic) | Non-energetic | industry_refinery_demand_biomass_non_energetic | Biomass | EU | Energy demand | 0 | not_included_in_FEC
FI | TYNDP2026 | LEV | 2040 | TWh | 217 | Sub_sector | Industry | Refineries | Industry (refineries, non-energetic) | Non-energetic | industry_refinery_demand_coal_non_energetic | Solids | EU | Energy demand | 0 | not_included_in_FEC
FI | TYNDP2026 | LEV | 2040 | TWh | 218 | Sub_sector | Industry | Refineries | Industry (refineries, non-energetic) | Non-energetic | industry_refinery_demand_oil_non_energetic | Liquids | EU | Energy demand | 0 | not_included_in_FEC
FI | TYNDP2026 | LEV | 2040 | TWh | 219 | Sub_sector | Industry | Refineries | Industry (refineries, non-energetic) | Non-energetic | industry_refinery_demand_others_non_energetic | Others | EU | Energy demand | 0 | not_included_in_FEC
FI | TYNDP2026 | LEV | 2040 | TWh | 220 | Sub_sector | Industry | Refineries | Industry (refineries, non-energetic) | Non-energetic | industry_refinery_demand_ammonia_non_energetic | Ammonia | EU | Energy demand | 0 | not_included_in_FEC
FI | TYNDP2026 | LEV | 2040 | TWh | 222 | Sub_sector | Industry | Steel | Industry (steel) | Energetic | industry_steel_demand_electricity_energetic | Electricity | EU | Energy demand | 9.2271 | FEC
FI | TYNDP2026 | LEV | 2040 | TWh | 223 | Sub_sector | Industry | Steel | Industry (steel) | Energetic | industry_steel_demand_hydrogen_energetic | Hydrogen | EU | Energy demand | 10.2995 | FEC
FI | TYNDP2026 | LEV | 2040 | TWh | 224 | Sub_sector | Industry | Steel | Industry (steel) | Energetic | industry_steel_demand_methane_energetic | Methane | EU | Energy demand | 3.9337 | FEC
FI | TYNDP2026 | LEV | 2040 | TWh | 225 | Sub_sector | Industry | Steel | Industry (steel) | Energetic | industry_steel_demand_heat_energetic | Heat | EU | Energy demand | 1.1281 | FEC
FI | TYNDP2026 | LEV | 2040 | TWh | 226 | Sub_sector | Industry | Steel | Industry (steel) | Energetic | industry_steel_demand_biomass_energetic | Biomass | EU | Energy demand | 0 | FEC
FI | TYNDP2026 | LEV | 2040 | TWh | 227 | Sub_sector | Industry | Steel | Industry (steel) | Energetic | industry_steel_demand_coal_energetic | Solids | EU | Energy demand | 4.9612 | FEC
FI | TYNDP2026 | LEV | 2040 | TWh | 228 | Sub_sector | Industry | Steel | Industry (steel) | Energetic | industry_steel_demand_oil_energetic | Liquids | EU | Energy demand | 0.19415 | FEC
FI | TYNDP2026 | LEV | 2040 | TWh | 229 | Sub_sector | Industry | Steel | Industry (steel) | Energetic | industry_steel_demand_others_energetic | Others | EU | Energy demand | 0 | FEC
FI | TYNDP2026 | LEV | 2040 | TWh | 230 | Sub_sector | Industry | Steel | Industry (steel) | Energetic | industry_steel_demand_ammonia_energetic | Ammonia | EU | Energy demand | 0 | FEC
FI | TYNDP2026 | LEV | 2040 | TWh | 232 | Sub_sector | Transport | Cars | Transport (cars) | Energetic | transport_cars_final_demand_electricity | Electricity | EU | Energy demand | 7.2187 | FEC
FI | TYNDP2026 | LEV | 2040 | TWh | 233 | Sub_sector | Transport | Cars | Transport (cars) | Energetic | transport_cars_final_demand_hydrogen | Hydrogen | EU | Energy demand | 0 | FEC
FI | TYNDP2026 | LEV | 2040 | TWh | 234 | Sub_sector | Transport | Cars | Transport (cars) | Energetic | transport_cars_final_demand_methane | Methane | EU | Energy demand | 1.0189 | FEC
FI | TYNDP2026 | LEV | 2040 | TWh | 235 | Sub_sector | Transport | Cars | Transport (cars) | Energetic | transport_cars_final_demand_heat | Heat | EU | Energy demand | 0 | FEC
FI | TYNDP2026 | LEV | 2040 | TWh | 236 | Sub_sector | Transport | Cars | Transport (cars) | Energetic | transport_cars_final_demand_biomass | Biomass | EU | Energy demand | 0 | FEC
FI | TYNDP2026 | LEV | 2040 | TWh | 237 | Sub_sector | Transport | Cars | Transport (cars) | Energetic | transport_cars_final_demand_coal | Solids | EU | Energy demand | 0 | FEC
FI | TYNDP2026 | LEV | 2040 | TWh | 238 | Sub_sector | Transport | Cars | Transport (cars) | Energetic | transport_cars_final_demand_oil | Liquids | EU | Energy demand | 7.4507 | FEC
FI | TYNDP2026 | LEV | 2040 | TWh | 239 | Sub_sector | Transport | Cars | Transport (cars) | Energetic | transport_cars_final_demand_other | Others | EU | Energy demand | 0 | FEC
FI | TYNDP2026 | LEV | 2040 | TWh | 240 | Sub_sector | Transport | Cars | Transport (cars) | Energetic | transport_cars_final_demand_ammonia | Ammonia | EU | Energy demand | 0 | FEC
FI | TYNDP2026 | LEV | 2040 | TWh | 242 | Sub_sector | Transport | Busses | Transport (busses) | Energetic | transport_busses_final_demand_electricity | Electricity | EU | Energy demand | 0.2327 | FEC
FI | TYNDP2026 | LEV | 2040 | TWh | 243 | Sub_sector | Transport | Busses | Transport (busses) | Energetic | transport_busses_final_demand_hydrogen | Hydrogen | EU | Energy demand | 0.030241 | FEC
FI | TYNDP2026 | LEV | 2040 | TWh | 244 | Sub_sector | Transport | Busses | Transport (busses) | Energetic | transport_busses_final_demand_methane | Methane | EU | Energy demand | 0.12367 | FEC
FI | TYNDP2026 | LEV | 2040 | TWh | 245 | Sub_sector | Transport | Busses | Transport (busses) | Energetic | transport_busses_final_demand_heat | Heat | EU | Energy demand | 0 | FEC
FI | TYNDP2026 | LEV | 2040 | TWh | 246 | Sub_sector | Transport | Busses | Transport (busses) | Energetic | transport_busses_final_demand_biomass | Biomass | EU | Energy demand | 0 | FEC
FI | TYNDP2026 | LEV | 2040 | TWh | 247 | Sub_sector | Transport | Busses | Transport (busses) | Energetic | transport_busses_final_demand_coal | Solids | EU | Energy demand | 0 | FEC
FI | TYNDP2026 | LEV | 2040 | TWh | 248 | Sub_sector | Transport | Busses | Transport (busses) | Energetic | transport_busses_final_demand_oil | Liquids | EU | Energy demand | 1.5547 | FEC
FI | TYNDP2026 | LEV | 2040 | TWh | 249 | Sub_sector | Transport | Busses | Transport (busses) | Energetic | transport_busses_final_demand_other | Others | EU | Energy demand | 0 | FEC
FI | TYNDP2026 | LEV | 2040 | TWh | 250 | Sub_sector | Transport | Busses | Transport (busses) | Energetic | transport_busses_final_demand_ammonia | Ammonia | EU | Energy demand | 0 | FEC
FI | TYNDP2026 | LEV | 2040 | TWh | 252 | Sub_sector | Transport | Trucks | Transport (trucks) | Energetic | transport_trucks_final_demand_electricity | Electricity | EU | Energy demand | 0.78529 | FEC
FI | TYNDP2026 | LEV | 2040 | TWh | 253 | Sub_sector | Transport | Trucks | Transport (trucks) | Energetic | transport_trucks_final_demand_hydrogen | Hydrogen | EU | Energy demand | 0.088172 | FEC
FI | TYNDP2026 | LEV | 2040 | TWh | 254 | Sub_sector | Transport | Trucks | Transport (trucks) | Energetic | transport_trucks_final_demand_methane | Methane | EU | Energy demand | 0.3736 | FEC
FI | TYNDP2026 | LEV | 2040 | TWh | 255 | Sub_sector | Transport | Trucks | Transport (trucks) | Energetic | transport_trucks_final_demand_heat | Heat | EU | Energy demand | 0 | FEC
FI | TYNDP2026 | LEV | 2040 | TWh | 256 | Sub_sector | Transport | Trucks | Transport (trucks) | Energetic | transport_trucks_final_demand_biomass | Biomass | EU | Energy demand | 0 | FEC
FI | TYNDP2026 | LEV | 2040 | TWh | 257 | Sub_sector | Transport | Trucks | Transport (trucks) | Energetic | transport_trucks_final_demand_coal | Solids | EU | Energy demand | 0 | FEC
FI | TYNDP2026 | LEV | 2040 | TWh | 258 | Sub_sector | Transport | Trucks | Transport (trucks) | Energetic | transport_trucks_final_demand_oil | Liquids | EU | Energy demand | 4.1055 | FEC
FI | TYNDP2026 | LEV | 2040 | TWh | 259 | Sub_sector | Transport | Trucks | Transport (trucks) | Energetic | transport_trucks_final_demand_other | Others | EU | Energy demand | 0 | FEC
FI | TYNDP2026 | LEV | 2040 | TWh | 260 | Sub_sector | Transport | Trucks | Transport (trucks) | Energetic | transport_trucks_final_demand_ammonia | Ammonia | EU | Energy demand | 0 | FEC
FI | TYNDP2026 | LEV | 2040 | TWh | 262 | Sub_sector | Transport | Vans | Transport (vans) | Energetic | transport_vans_final_demand_electricity | Electricity | EU | Energy demand | 0.48036 | FEC
FI | TYNDP2026 | LEV | 2040 | TWh | 263 | Sub_sector | Transport | Vans | Transport (vans) | Energetic | transport_vans_final_demand_hydrogen | Hydrogen | EU | Energy demand | 0 | FEC
FI | TYNDP2026 | LEV | 2040 | TWh | 264 | Sub_sector | Transport | Vans | Transport (vans) | Energetic | transport_vans_final_demand_methane | Methane | EU | Energy demand | 0 | FEC
FI | TYNDP2026 | LEV | 2040 | TWh | 265 | Sub_sector | Transport | Vans | Transport (vans) | Energetic | transport_vans_final_demand_heat | Heat | EU | Energy demand | 0 | FEC
FI | TYNDP2026 | LEV | 2040 | TWh | 266 | Sub_sector | Transport | Vans | Transport (vans) | Energetic | transport_vans_final_demand_biomass | Biomass | EU | Energy demand | 0 | FEC
FI | TYNDP2026 | LEV | 2040 | TWh | 267 | Sub_sector | Transport | Vans | Transport (vans) | Energetic | transport_vans_final_demand_coal | Solids | EU | Energy demand | 0 | FEC
FI | TYNDP2026 | LEV | 2040 | TWh | 268 | Sub_sector | Transport | Vans | Transport (vans) | Energetic | transport_vans_final_demand_oil | Liquids | EU | Energy demand | 1.8959 | FEC
FI | TYNDP2026 | LEV | 2040 | TWh | 269 | Sub_sector | Transport | Vans | Transport (vans) | Energetic | transport_vans_final_demand_other | Others | EU | Energy demand | 0 | FEC
FI | TYNDP2026 | LEV | 2040 | TWh | 270 | Sub_sector | Transport | Vans | Transport (vans) | Energetic | transport_vans_final_demand_ammonia | Ammonia | EU | Energy demand | 0 | FEC
FI | TYNDP2026 | LEV | 2040 | TWh | 272 | Sub_sector | Transport | Freight trains | Transport (trains) | Energetic | transport_trains_final_demand_electricity | Electricity | EU | Energy demand | 0.80326 | FEC
FI | TYNDP2026 | LEV | 2040 | TWh | 273 | Sub_sector | Transport | Freight trains | Transport (trains) | Energetic | transport_trains_final_demand_hydrogen | Hydrogen | EU | Energy demand | 0 | FEC
FI | TYNDP2026 | LEV | 2040 | TWh | 274 | Sub_sector | Transport | Freight trains | Transport (trains) | Energetic | transport_trains_final_demand_methane | Methane | EU | Energy demand | 0 | FEC
FI | TYNDP2026 | LEV | 2040 | TWh | 275 | Sub_sector | Transport | Freight trains | Transport (trains) | Energetic | transport_trains_final_demand_heat | Heat | EU | Energy demand | 0 | FEC
FI | TYNDP2026 | LEV | 2040 | TWh | 276 | Sub_sector | Transport | Freight trains | Transport (trains) | Energetic | transport_trains_final_demand_biomass | Biomass | EU | Energy demand | 0 | FEC
FI | TYNDP2026 | LEV | 2040 | TWh | 277 | Sub_sector | Transport | Freight trains | Transport (trains) | Energetic | transport_trains_final_demand_coal | Solids | EU | Energy demand | 0 | FEC
FI | TYNDP2026 | LEV | 2040 | TWh | 278 | Sub_sector | Transport | Freight trains | Transport (trains) | Energetic | transport_trains_final_demand_oil | Liquids | EU | Energy demand | 0.16778 | FEC
FI | TYNDP2026 | LEV | 2040 | TWh | 279 | Sub_sector | Transport | Freight trains | Transport (trains) | Energetic | transport_trains_final_demand_other | Others | EU | Energy demand | 0 | FEC
FI | TYNDP2026 | LEV | 2040 | TWh | 280 | Sub_sector | Transport | Freight trains | Transport (trains) | Energetic | transport_trains_final_demand_ammonia | Ammonia | EU | Energy demand | 0 | FEC
FI | TYNDP2026 | LEV | 2040 | TWh | 282 | Sub_sector | Transport | Ships | Transport (ships) | Energetic | transport_ships_final_demand_electricity | Electricity | EU | Energy demand | 0 | FEC
FI | TYNDP2026 | LEV | 2040 | TWh | 283 | Sub_sector | Transport | Ships | Transport (ships) | Energetic | transport_ships_final_demand_hydrogen | Hydrogen | EU | Energy demand | 0 | FEC
FI | TYNDP2026 | LEV | 2040 | TWh | 284 | Sub_sector | Transport | Ships | Transport (ships) | Energetic | transport_ships_final_demand_methane | Methane | EU | Energy demand | 0.063796 | FEC
FI | TYNDP2026 | LEV | 2040 | TWh | 285 | Sub_sector | Transport | Ships | Transport (ships) | Energetic | transport_ships_final_demand_heat | Heat | EU | Energy demand | 0 | FEC
FI | TYNDP2026 | LEV | 2040 | TWh | 286 | Sub_sector | Transport | Ships | Transport (ships) | Energetic | transport_ships_final_demand_biomass | Biomass | EU | Energy demand | 0 | FEC
FI | TYNDP2026 | LEV | 2040 | TWh | 287 | Sub_sector | Transport | Ships | Transport (ships) | Energetic | transport_ships_final_demand_coal | Solids | EU | Energy demand | 0 | FEC
FI | TYNDP2026 | LEV | 2040 | TWh | 288 | Sub_sector | Transport | Ships | Transport (ships) | Energetic | transport_ships_final_demand_oil | Liquids | EU | Energy demand | 1.0467 | FEC
FI | TYNDP2026 | LEV | 2040 | TWh | 289 | Sub_sector | Transport | Ships | Transport (ships) | Energetic | transport_ships_final_demand_other | Others | EU | Energy demand | 0 | FEC
FI | TYNDP2026 | LEV | 2040 | TWh | 290 | Sub_sector | Transport | Ships | Transport (ships) | Energetic | transport_ships_final_demand_ammonia | Ammonia | EU | Energy demand | 0.15091 | FEC
FI | TYNDP2026 | LEV | 2040 | TWh | 292 | Sub_sector | Transport | Planes | Transport (planes) | Energetic | transport_planes_final_demand_electricity | Electricity | EU | Energy demand | 0 | FEC
FI | TYNDP2026 | LEV | 2040 | TWh | 293 | Sub_sector | Transport | Planes | Transport (planes) | Energetic | transport_planes_final_demand_hydrogen | Hydrogen | EU | Energy demand | 0 | FEC
FI | TYNDP2026 | LEV | 2040 | TWh | 294 | Sub_sector | Transport | Planes | Transport (planes) | Energetic | transport_planes_final_demand_methane | Methane | EU | Energy demand | 0 | FEC
FI | TYNDP2026 | LEV | 2040 | TWh | 295 | Sub_sector | Transport | Planes | Transport (planes) | Energetic | transport_planes_final_demand_heat | Heat | EU | Energy demand | 0 | FEC
FI | TYNDP2026 | LEV | 2040 | TWh | 296 | Sub_sector | Transport | Planes | Transport (planes) | Energetic | transport_planes_final_demand_biomass | Biomass | EU | Energy demand | 0 | FEC
FI | TYNDP2026 | LEV | 2040 | TWh | 297 | Sub_sector | Transport | Planes | Transport (planes) | Energetic | transport_planes_final_demand_coal | Solids | EU | Energy demand | 0 | FEC
FI | TYNDP2026 | LEV | 2040 | TWh | 298 | Sub_sector | Transport | Planes | Transport (planes) | Energetic | transport_planes_final_demand_oil | Liquids | EU | Energy demand | 0.68674 | FEC
FI | TYNDP2026 | LEV | 2040 | TWh | 299 | Sub_sector | Transport | Planes | Transport (planes) | Energetic | transport_planes_final_demand_other | Others | EU | Energy demand | 0 | FEC
FI | TYNDP2026 | LEV | 2040 | TWh | 300 | Sub_sector | Transport | Planes | Transport (planes) | Energetic | transport_planes_final_demand_ammonia | Ammonia | EU | Energy demand | 0 | FEC
FI | TYNDP2026 | LEV | 2040 | TWh | 302 | Sub_sector | Transport | Others | Transport (others) | Energetic | transport_other_final_demand_electricity | Electricity | EU | Energy demand | 0.019184 | FEC
FI | TYNDP2026 | LEV | 2040 | TWh | 303 | Sub_sector | Transport | Others | Transport (others) | Energetic | transport_other_final_demand_hydrogen | Hydrogen | EU | Energy demand | 0 | FEC
FI | TYNDP2026 | LEV | 2040 | TWh | 304 | Sub_sector | Transport | Others | Transport (others) | Energetic | transport_other_final_demand_methane | Methane | EU | Energy demand | 0 | FEC
FI | TYNDP2026 | LEV | 2040 | TWh | 305 | Sub_sector | Transport | Others | Transport (others) | Energetic | transport_other_final_demand_heat | Heat | EU | Energy demand | 0 | FEC
FI | TYNDP2026 | LEV | 2040 | TWh | 306 | Sub_sector | Transport | Others | Transport (others) | Energetic | transport_other_final_demand_biomass | Biomass | EU | Energy demand | 0 | FEC
FI | TYNDP2026 | LEV | 2040 | TWh | 307 | Sub_sector | Transport | Others | Transport (others) | Energetic | transport_other_final_demand_coal | Solids | EU | Energy demand | 0 | FEC
FI | TYNDP2026 | LEV | 2040 | TWh | 308 | Sub_sector | Transport | Others | Transport (others) | Energetic | transport_other_final_demand_oil | Liquids | EU | Energy demand | 0.35665 | FEC
FI | TYNDP2026 | LEV | 2040 | TWh | 309 | Sub_sector | Transport | Others | Transport (others) | Energetic | transport_other_final_demand_other | Others | EU | Energy demand | 0 | FEC
FI | TYNDP2026 | LEV | 2040 | TWh | 310 | Sub_sector | Transport | Others | Transport (others) | Energetic | transport_other_final_demand_ammonia | Ammonia | EU | Energy demand | 0 | FEC
FI | TYNDP2026 | LEV | 2040 | TWh | 312 | Sub_sector | International transport | International aviation | Transport (int. aviation) | Energetic | transport_int_aviation_final_demand_electricity | Electricity | EU | Energy demand | 0 | FEC
FI | TYNDP2026 | LEV | 2040 | TWh | 313 | Sub_sector | International transport | International aviation | Transport (int. aviation) | Energetic | transport_int_aviation_final_demand_hydrogen | Hydrogen | EU | Energy demand | 0 | FEC
FI | TYNDP2026 | LEV | 2040 | TWh | 314 | Sub_sector | International transport | International aviation | Transport (int. aviation) | Energetic | transport_int_aviation_final_demand_methane | Methane | EU | Energy demand | 0 | FEC
FI | TYNDP2026 | LEV | 2040 | TWh | 315 | Sub_sector | International transport | International aviation | Transport (int. aviation) | Energetic | transport_int_aviation_final_demand_heat | Heat | EU | Energy demand | 0 | FEC
FI | TYNDP2026 | LEV | 2040 | TWh | 316 | Sub_sector | International transport | International aviation | Transport (int. aviation) | Energetic | transport_int_aviation_final_demand_biofuels | Biomass | EU | Energy demand | 0 | FEC
FI | TYNDP2026 | LEV | 2040 | TWh | 317 | Sub_sector | International transport | International aviation | Transport (int. aviation) | Energetic | transport_int_aviation_final_demand_coal | Solids | EU | Energy demand | 0 | FEC
FI | TYNDP2026 | LEV | 2040 | TWh | 318 | Sub_sector | International transport | International aviation | Transport (int. aviation) | Energetic | transport_int_aviation_final_demand_oil | Liquids | EU | Energy demand | 8.5777 | FEC
FI | TYNDP2026 | LEV | 2040 | TWh | 319 | Sub_sector | International transport | International aviation | Transport (int. aviation) | Energetic | transport_int_aviation_final_demand_other | Others | EU | Energy demand | 0 | FEC
FI | TYNDP2026 | LEV | 2040 | TWh | 320 | Sub_sector | International transport | International aviation | Transport (int. aviation) | Energetic | transport_int_aviation_final_demand_ammonia | Ammonia | EU | Energy demand | 0 | FEC
FI | TYNDP2026 | LEV | 2040 | TWh | 322 | Sub_sector | International transport | International shipping | Transport (int. shipping) | Energetic | transport_int_shipping_final_demand_electricity | Electricity | EU | Energy demand | 0 | not_included_in_FEC
FI | TYNDP2026 | LEV | 2040 | TWh | 323 | Sub_sector | International transport | International shipping | Transport (int. shipping) | Energetic | transport_int_shipping_final_demand_hydrogen | Hydrogen | EU | Energy demand | 0 | not_included_in_FEC
FI | TYNDP2026 | LEV | 2040 | TWh | 324 | Sub_sector | International transport | International shipping | Transport (int. shipping) | Energetic | transport_int_shipping_final_demand_methane | Methane | EU | Energy demand | 0 | not_included_in_FEC
FI | TYNDP2026 | LEV | 2040 | TWh | 325 | Sub_sector | International transport | International shipping | Transport (int. shipping) | Energetic | transport_int_shipping_final_demand_heat | Heat | EU | Energy demand | 0 | not_included_in_FEC
FI | TYNDP2026 | LEV | 2040 | TWh | 326 | Sub_sector | International transport | International shipping | Transport (int. shipping) | Energetic | transport_int_shipping_final_demand_biofuels | Biomass | EU | Energy demand | 0 | not_included_in_FEC
FI | TYNDP2026 | LEV | 2040 | TWh | 327 | Sub_sector | International transport | International shipping | Transport (int. shipping) | Energetic | transport_int_shipping_final_demand_coal | Solids | EU | Energy demand | 0 | not_included_in_FEC
FI | TYNDP2026 | LEV | 2040 | TWh | 328 | Sub_sector | International transport | International shipping | Transport (int. shipping) | Energetic | transport_int_shipping_final_demand_oil | Liquids | EU | Energy demand | 3.2353 | not_included_in_FEC
FI | TYNDP2026 | LEV | 2040 | TWh | 329 | Sub_sector | International transport | International shipping | Transport (int. shipping) | Energetic | transport_int_shipping_final_demand_other | Others | EU | Energy demand | 0 | not_included_in_FEC
FI | TYNDP2026 | LEV | 2040 | TWh | 330 | Sub_sector | International transport | International shipping | Transport (int. shipping) | Energetic | transport_int_shipping_final_demand_ammonia | Ammonia | EU | Energy demand | 0 | not_included_in_FEC
FI | TYNDP2026 | LEV | 2040 | TWh | 332 | Sub_sector | Households | Space heating | Households (heating) | Energetic | households_heating_final_demand_electricity | Electricity | EU | Energy demand | 13.8299 | FEC
FI | TYNDP2026 | LEV | 2040 | TWh | 333 | Sub_sector | Households | Space heating | Households (heating) | Energetic | households_heating_final_demand_hydrogen | Hydrogen | EU | Energy demand | 0 | FEC
FI | TYNDP2026 | LEV | 2040 | TWh | 334 | Sub_sector | Households | Space heating | Households (heating) | Energetic | households_heating_final_demand_methane | Methane | EU | Energy demand | 0 | FEC
FI | TYNDP2026 | LEV | 2040 | TWh | 335 | Sub_sector | Households | Space heating | Households (heating) | Energetic | households_heating_final_demand_heat | Heat | EU | Energy demand | 10.899 | FEC
FI | TYNDP2026 | LEV | 2040 | TWh | 336 | Sub_sector | Households | Space heating | Households (heating) | Energetic | households_heating_final_demand_biomass | Biomass | EU | Energy demand | 9.6971 | FEC
FI | TYNDP2026 | LEV | 2040 | TWh | 337 | Sub_sector | Households | Space heating | Households (heating) | Energetic | households_heating_final_demand_coal | Solids | EU | Energy demand | 0 | FEC
FI | TYNDP2026 | LEV | 2040 | TWh | 338 | Sub_sector | Households | Space heating | Households (heating) | Energetic | households_heating_final_demand_oil | Liquids | EU | Energy demand | 0 | FEC
FI | TYNDP2026 | LEV | 2040 | TWh | 339 | Sub_sector | Households | Space heating | Households (heating) | Energetic | households_heating_final_demand_other | Others | EU | Energy demand | 0 | FEC
FI | TYNDP2026 | LEV | 2040 | TWh | 340 | Sub_sector | Households | Space heating | Households (heating) | Energetic | households_heating_final_demand_ammonia | Ammonia | EU | Energy demand | 0 | FEC
FI | TYNDP2026 | LEV | 2040 | TWh | 343 | Sub_sector | Households | Cooling | Households (cooling) | Energetic | households_cooling_final_demand_electricity | Electricity | EU | Energy demand | 0.094735 | FEC
FI | TYNDP2026 | LEV | 2040 | TWh | 344 | Sub_sector | Households | Cooling | Households (cooling) | Energetic | households_cooling_final_demand_hydrogen | Hydrogen | EU | Energy demand | 0 | FEC
FI | TYNDP2026 | LEV | 2040 | TWh | 345 | Sub_sector | Households | Cooling | Households (cooling) | Energetic | households_cooling_final_demand_methane | Methane | EU | Energy demand | 0 | FEC
FI | TYNDP2026 | LEV | 2040 | TWh | 346 | Sub_sector | Households | Cooling | Households (cooling) | Energetic | households_cooling_final_demand_heat | Heat | EU | Energy demand | 0 | FEC
FI | TYNDP2026 | LEV | 2040 | TWh | 347 | Sub_sector | Households | Cooling | Households (cooling) | Energetic | households_cooling_final_demand_biomass | Biomass | EU | Energy demand | 0 | FEC
FI | TYNDP2026 | LEV | 2040 | TWh | 348 | Sub_sector | Households | Cooling | Households (cooling) | Energetic | households_cooling_final_demand_coal | Solids | EU | Energy demand | 0 | FEC
FI | TYNDP2026 | LEV | 2040 | TWh | 349 | Sub_sector | Households | Cooling | Households (cooling) | Energetic | households_cooling_final_demand_oil | Liquids | EU | Energy demand | 0 | FEC
FI | TYNDP2026 | LEV | 2040 | TWh | 350 | Sub_sector | Households | Cooling | Households (cooling) | Energetic | households_cooling_final_demand_other | Others | EU | Energy demand | 0 | FEC
FI | TYNDP2026 | LEV | 2040 | TWh | 351 | Sub_sector | Households | Cooling | Households (cooling) | Energetic | households_cooling_final_demand_ammonia | Ammonia | EU | Energy demand | 0 | FEC
FI | TYNDP2026 | LEV | 2040 | TWh | 354 | Sub_sector | Households | Hot water | Households (hot water) | Energetic | households_hot_water_final_demand_electricity | Electricity | EU | Energy demand | 3.8549 | FEC
FI | TYNDP2026 | LEV | 2040 | TWh | 355 | Sub_sector | Households | Hot water | Households (hot water) | Energetic | households_hot_water_final_demand_hydrogen | Hydrogen | EU | Energy demand | 0 | FEC
FI | TYNDP2026 | LEV | 2040 | TWh | 356 | Sub_sector | Households | Hot water | Households (hot water) | Energetic | households_hot_water_final_demand_methane | Methane | EU | Energy demand | 0 | FEC
FI | TYNDP2026 | LEV | 2040 | TWh | 357 | Sub_sector | Households | Hot water | Households (hot water) | Energetic | households_hot_water_final_demand_heat | Heat | EU | Energy demand | 1.9808 | FEC
FI | TYNDP2026 | LEV | 2040 | TWh | 358 | Sub_sector | Households | Hot water | Households (hot water) | Energetic | households_hot_water_final_demand_biomass | Biomass | EU | Energy demand | 1.8408 | FEC
FI | TYNDP2026 | LEV | 2040 | TWh | 359 | Sub_sector | Households | Hot water | Households (hot water) | Energetic | households_hot_water_final_demand_coal | Solids | EU | Energy demand | 0 | FEC
FI | TYNDP2026 | LEV | 2040 | TWh | 360 | Sub_sector | Households | Hot water | Households (hot water) | Energetic | households_hot_water_final_demand_oil | Liquids | EU | Energy demand | 0 | FEC
FI | TYNDP2026 | LEV | 2040 | TWh | 361 | Sub_sector | Households | Hot water | Households (hot water) | Energetic | households_hot_water_final_demand_other | Others | EU | Energy demand | 0.016989 | FEC
FI | TYNDP2026 | LEV | 2040 | TWh | 362 | Sub_sector | Households | Hot water | Households (hot water) | Energetic | households_hot_water_final_demand_ammonia | Ammonia | EU | Energy demand | 0 | FEC
FI | TYNDP2026 | LEV | 2040 | TWh | 365 | Sub_sector | Households | Appliances | Households (appliances) | Energetic | households_appliances_final_demand_electricity | Electricity | EU | Energy demand | 8.4712 | FEC
FI | TYNDP2026 | LEV | 2040 | TWh | 366 | Sub_sector | Households | Appliances | Households (appliances) | Energetic | households_appliances_final_demand_hydrogen | Hydrogen | EU | Energy demand | 0 | FEC
FI | TYNDP2026 | LEV | 2040 | TWh | 367 | Sub_sector | Households | Appliances | Households (appliances) | Energetic | households_appliances_final_demand_methane | Methane | EU | Energy demand | 0.14166 | FEC
FI | TYNDP2026 | LEV | 2040 | TWh | 368 | Sub_sector | Households | Appliances | Households (appliances) | Energetic | households_appliances_final_demand_heat | Heat | EU | Energy demand | 0 | FEC
FI | TYNDP2026 | LEV | 2040 | TWh | 369 | Sub_sector | Households | Appliances | Households (appliances) | Energetic | households_appliances_final_demand_biomass | Biomass | EU | Energy demand | 0.0028104 | FEC
FI | TYNDP2026 | LEV | 2040 | TWh | 370 | Sub_sector | Households | Appliances | Households (appliances) | Energetic | households_appliances_final_demand_coal | Solids | EU | Energy demand | 0 | FEC
FI | TYNDP2026 | LEV | 2040 | TWh | 371 | Sub_sector | Households | Appliances | Households (appliances) | Energetic | households_appliances_final_demand_oil | Liquids | EU | Energy demand | 0 | FEC
FI | TYNDP2026 | LEV | 2040 | TWh | 372 | Sub_sector | Households | Appliances | Households (appliances) | Energetic | households_appliances_final_demand_other | Others | EU | Energy demand | 0 | FEC
FI | TYNDP2026 | LEV | 2040 | TWh | 373 | Sub_sector | Households | Appliances | Households (appliances) | Energetic | households_appliances_final_demand_ammonia | Ammonia | EU | Energy demand | 0 | FEC
FI | TYNDP2026 | LEV | 2040 | TWh | 375 | Sub_sector | Buildings | Space heating | Buildings (heat) | Energetic | buildings_heat_final_demand_electricity | Electricity | EU | Energy demand | 10.1027 | FEC
FI | TYNDP2026 | LEV | 2040 | TWh | 376 | Sub_sector | Buildings | Space heating | Buildings (heat) | Energetic | buildings_heat_final_demand_hydrogen | Hydrogen | EU | Energy demand | 0 | FEC
FI | TYNDP2026 | LEV | 2040 | TWh | 377 | Sub_sector | Buildings | Space heating | Buildings (heat) | Energetic | buildings_heat_final_demand_methane | Methane | EU | Energy demand | 0 | FEC
FI | TYNDP2026 | LEV | 2040 | TWh | 378 | Sub_sector | Buildings | Space heating | Buildings (heat) | Energetic | buildings_heat_final_demand_heat | Heat | EU | Energy demand | 12.8984 | FEC
FI | TYNDP2026 | LEV | 2040 | TWh | 379 | Sub_sector | Buildings | Space heating | Buildings (heat) | Energetic | buildings_heat_final_demand_biomass | Biomass | EU | Energy demand | 3.7011 | FEC
FI | TYNDP2026 | LEV | 2040 | TWh | 380 | Sub_sector | Buildings | Space heating | Buildings (heat) | Energetic | buildings_heat_final_demand_coal | Solids | EU | Energy demand | 0 | FEC
FI | TYNDP2026 | LEV | 2040 | TWh | 381 | Sub_sector | Buildings | Space heating | Buildings (heat) | Energetic | buildings_heat_final_demand_oil | Liquids | EU | Energy demand | 0 | FEC
FI | TYNDP2026 | LEV | 2040 | TWh | 382 | Sub_sector | Buildings | Space heating | Buildings (heat) | Energetic | buildings_heat_final_demand_other | Others | EU | Energy demand | 0 | FEC
FI | TYNDP2026 | LEV | 2040 | TWh | 383 | Sub_sector | Buildings | Space heating | Buildings (heat) | Energetic | buildings_heat_final_demand_ammonia | Ammonia | EU | Energy demand | 0 | FEC
FI | TYNDP2026 | LEV | 2040 | TWh | 386 | Sub_sector | Buildings | Cooling | Buildings (cooling) | Energetic | buildings_cooling_final_demand_electricity | Electricity | EU | Energy demand | 0.40517 | FEC
FI | TYNDP2026 | LEV | 2040 | TWh | 387 | Sub_sector | Buildings | Cooling | Buildings (cooling) | Energetic | buildings_cooling_final_demand_hydrogen | Hydrogen | EU | Energy demand | 0 | FEC
FI | TYNDP2026 | LEV | 2040 | TWh | 388 | Sub_sector | Buildings | Cooling | Buildings (cooling) | Energetic | buildings_cooling_final_demand_methane | Methane | EU | Energy demand | 0 | FEC
FI | TYNDP2026 | LEV | 2040 | TWh | 389 | Sub_sector | Buildings | Cooling | Buildings (cooling) | Energetic | buildings_cooling_final_demand_heat | Heat | EU | Energy demand | 0 | FEC
FI | TYNDP2026 | LEV | 2040 | TWh | 390 | Sub_sector | Buildings | Cooling | Buildings (cooling) | Energetic | buildings_cooling_final_demand_biomass | Biomass | EU | Energy demand | 0 | FEC
FI | TYNDP2026 | LEV | 2040 | TWh | 391 | Sub_sector | Buildings | Cooling | Buildings (cooling) | Energetic | buildings_cooling_final_demand_coal | Solids | EU | Energy demand | 0 | FEC
FI | TYNDP2026 | LEV | 2040 | TWh | 392 | Sub_sector | Buildings | Cooling | Buildings (cooling) | Energetic | buildings_cooling_final_demand_oil | Liquids | EU | Energy demand | 0 | FEC
FI | TYNDP2026 | LEV | 2040 | TWh | 393 | Sub_sector | Buildings | Cooling | Buildings (cooling) | Energetic | buildings_cooling_final_demand_other | Others | EU | Energy demand | 0 | FEC
FI | TYNDP2026 | LEV | 2040 | TWh | 394 | Sub_sector | Buildings | Cooling | Buildings (cooling) | Energetic | buildings_cooling_final_demand_ammonia | Ammonia | EU | Energy demand | 0 | FEC
FI | TYNDP2026 | LEV | 2040 | TWh | 397 | Sub_sector | Buildings | Appliances | Buildings (appliances) | Energetic | buildings_appliances_final_demand_electricity | Electricity | EU | Energy demand | 6.1587 | FEC
FI | TYNDP2026 | LEV | 2040 | TWh | 398 | Sub_sector | Buildings | Appliances | Buildings (appliances) | Energetic | buildings_appliances_final_demand_hydrogen | Hydrogen | EU | Energy demand | 0 | FEC
FI | TYNDP2026 | LEV | 2040 | TWh | 399 | Sub_sector | Buildings | Appliances | Buildings (appliances) | Energetic | buildings_appliances_final_demand_methane | Methane | EU | Energy demand | 0.063299 | FEC
FI | TYNDP2026 | LEV | 2040 | TWh | 400 | Sub_sector | Buildings | Appliances | Buildings (appliances) | Energetic | buildings_appliances_final_demand_heat | Heat | EU | Energy demand | 0 | FEC
FI | TYNDP2026 | LEV | 2040 | TWh | 401 | Sub_sector | Buildings | Appliances | Buildings (appliances) | Energetic | buildings_appliances_final_demand_biomass | Biomass | EU | Energy demand | 0 | FEC
FI | TYNDP2026 | LEV | 2040 | TWh | 402 | Sub_sector | Buildings | Appliances | Buildings (appliances) | Energetic | buildings_appliances_final_demand_coal | Solids | EU | Energy demand | 0 | FEC
FI | TYNDP2026 | LEV | 2040 | TWh | 403 | Sub_sector | Buildings | Appliances | Buildings (appliances) | Energetic | buildings_appliances_final_demand_oil | Liquids | EU | Energy demand | 0 | FEC
FI | TYNDP2026 | LEV | 2040 | TWh | 404 | Sub_sector | Buildings | Appliances | Buildings (appliances) | Energetic | buildings_appliances_final_demand_other | Others | EU | Energy demand | 0 | FEC
FI | TYNDP2026 | LEV | 2040 | TWh | 405 | Sub_sector | Buildings | Appliances | Buildings (appliances) | Energetic | buildings_appliances_final_demand_ammonia | Ammonia | EU | Energy demand | 0 | FEC
FI | TYNDP2026 | LEV | 2040 | TWh | 407 | Sub_sector | Buildings | Datacenters | Datacenters & ICT | Energetic | datacentres_final_demand_electricity_energetic | Electricity | EU | Energy demand | 18.2564 | FEC
FI | TYNDP2026 | LEV | 2040 | TWh | 408 | Sub_sector | Buildings | Datacenters | Datacenters & ICT | Energetic | datacentres_final_demand_hydrogen_energetic | Hydrogen | EU | Energy demand | 0 | FEC
FI | TYNDP2026 | LEV | 2040 | TWh | 409 | Sub_sector | Buildings | Datacenters | Datacenters & ICT | Energetic | datacentres_final_demand_methane_energetic | Methane | EU | Energy demand | 0 | FEC
FI | TYNDP2026 | LEV | 2040 | TWh | 410 | Sub_sector | Buildings | Datacenters | Datacenters & ICT | Energetic | datacentres_final_demand_heat_energetic | Heat | EU | Energy demand | 0 | FEC
FI | TYNDP2026 | LEV | 2040 | TWh | 411 | Sub_sector | Buildings | Datacenters | Datacenters & ICT | Energetic | datacentres_final_demand_biomass_energetic | Biomass | EU | Energy demand | 0 | FEC
FI | TYNDP2026 | LEV | 2040 | TWh | 412 | Sub_sector | Buildings | Datacenters | Datacenters & ICT | Energetic | datacentres_final_demand_coal_energetic | Solids | EU | Energy demand | 0 | FEC
FI | TYNDP2026 | LEV | 2040 | TWh | 413 | Sub_sector | Buildings | Datacenters | Datacenters & ICT | Energetic | datacentres_final_demand_oil_energetic | Liquids | EU | Energy demand | 0 | FEC
FI | TYNDP2026 | LEV | 2040 | TWh | 414 | Sub_sector | Buildings | Datacenters | Datacenters & ICT | Energetic | datacentres_final_demand_other_energetic | Others | EU | Energy demand | 0 | FEC
FI | TYNDP2026 | LEV | 2040 | TWh | 415 | Sub_sector | Buildings | Datacenters | Datacenters & ICT | Energetic | datacentres_final_demand_ammonia_energetic | Ammonia | EU | Energy demand | 0 | FEC
FI | TYNDP2026 | LEV | 2040 | TWh | 417 | Sub_sector | Transport | Others_Sector | Others_Sector | Energetic | other_final_demand_electricity_energetic | Electricity | EU | Energy demand | 0 | FEC
FI | TYNDP2026 | LEV | 2040 | TWh | 418 | Sub_sector | Transport | Others_Sector | Others_Sector | Energetic | other_final_demand_hydrogen_energetic | Hydrogen | EU | Energy demand | 0 | FEC
FI | TYNDP2026 | LEV | 2040 | TWh | 419 | Sub_sector | Transport | Pipeline Transport | Others_Sector | Energetic | other_final_demand_methane_energetic | Methane | EU | Energy demand | 0.035754 | FEC
FI | TYNDP2026 | LEV | 2040 | TWh | 420 | Sub_sector | Transport | Others_Sector | Others_Sector | Energetic | other_final_demand_heat_energetic | Heat | EU | Energy demand | 0.37833 | FEC
FI | TYNDP2026 | LEV | 2040 | TWh | 421 | Sub_sector | Transport | Others_Sector | Others_Sector | Energetic | other_final_demand_biomass_energetic | Biomass | EU | Energy demand | 0 | FEC
FI | TYNDP2026 | LEV | 2040 | TWh | 422 | Sub_sector | Transport | Others_Sector | Others_Sector | Energetic | other_final_demand_coal_energetic | Solids | EU | Energy demand | 0 | FEC
FI | TYNDP2026 | LEV | 2040 | TWh | 423 | Sub_sector | Transport | Others_Sector | Others_Sector | Energetic | other_final_demand_oil_energetic | Liquids | EU | Energy demand | 2.0773 | FEC
FI | TYNDP2026 | LEV | 2040 | TWh | 424 | Sub_sector | Others_Sector | Others_Sector | Others_Sector | Non-energetic | other_final_demand_oil_non_energetic | Liquids | EU | Energy demand | 0 | not_included_in_FEC
FI | TYNDP2026 | LEV | 2040 | TWh | 425 | Sub_sector | Transport | Others_Sector | Others_Sector | Energetic | other_final_demand_other_energetic | Others | EU | Energy demand | 0 | FEC
FI | TYNDP2026 | LEV | 2040 | TWh | 426 | Sub_sector | Transport | Others_Sector | Others_Sector | Energetic | other_final_demand_ammonia_energetic | Ammonia | EU | Energy demand | 0 | FEC
FI | TYNDP2026 | LEV | 2040 | TWh | 427 | Sub_sector | Industry | Surplus_Heat_in_Industry | Surplus_Heat_in_Industry | Energetic | final_demand_of_industry_unused_local_production_steam_hot_water | Heat | EU | Energy demand | 7.4482 | FEC
FI | TYNDP2026 | LEV | 2040 | TWh | 429 | Sub_sector | Agriculture | Total | Agriculture | Energetic | agriculture_final_demand_electricity_energetic | Electricity | EU | Energy demand | 1.681 | FEC
FI | TYNDP2026 | LEV | 2040 | TWh | 430 | Sub_sector | Agriculture | Total | Agriculture | Energetic | agriculture_final_demand_hydrogen_energetic | Hydrogen | EU | Energy demand | 0 | FEC
FI | TYNDP2026 | LEV | 2040 | TWh | 431 | Sub_sector | Agriculture | Total | Agriculture | Energetic | agriculture_final_demand_methane_energetic | Methane | EU | Energy demand | 0 | FEC
FI | TYNDP2026 | LEV | 2040 | TWh | 432 | Sub_sector | Agriculture | Total | Agriculture | Energetic | agriculture_final_demand_heat_energetic | Heat | EU | Energy demand | 0 | FEC
FI | TYNDP2026 | LEV | 2040 | TWh | 433 | Sub_sector | Agriculture | Total | Agriculture | Energetic | agriculture_final_demand_biomass_energetic | Biomass | EU | Energy demand | 4.265 | FEC
FI | TYNDP2026 | LEV | 2040 | TWh | 434 | Sub_sector | Agriculture | Total | Agriculture | Energetic | agriculture_final_demand_coal_energetic | Solids | EU | Energy demand | 0 | FEC
FI | TYNDP2026 | LEV | 2040 | TWh | 435 | Sub_sector | Agriculture | Total | Agriculture | Energetic | agriculture_final_demand_oil_energetic | Liquids | EU | Energy demand | 0.58778 | FEC
FI | TYNDP2026 | LEV | 2040 | TWh | 436 | Sub_sector | Agriculture | Total | Agriculture | Energetic | agriculture_final_demand_other_energetic | Others | EU | Energy demand | 0 | FEC
FI | TYNDP2026 | LEV | 2040 | TWh | 437 | Sub_sector | Agriculture | Total | Agriculture | Energetic | agriculture_final_demand_ammonia_energetic | Ammonia | EU | Energy demand | 0 | FEC
FI | TYNDP2026 | LEV | 2040 | TWh | 447 | Sub_sector | Buildings | Surplus Energy | Buildings | Energetic | GAP | Electricity | EU | Energy demand | 0 | FEC
FI | TYNDP2026 | LEV | 2040 | TWh | 448 | Sub_sector | Buildings | Surplus Energy | Buildings | Energetic | GAP | Hydrogen | EU | Energy demand | 0 | FEC
FI | TYNDP2026 | LEV | 2040 | TWh | 449 | Sub_sector | Buildings | Surplus Energy | Buildings | Energetic | GAP | Methane | EU | Energy demand | 0 | FEC
FI | TYNDP2026 | LEV | 2040 | TWh | 450 | Sub_sector | Buildings | Surplus Energy | Buildings | Energetic | GAP | Heat | EU | Energy demand | 0 | FEC
FI | TYNDP2026 | LEV | 2040 | TWh | 451 | Sub_sector | Buildings | Surplus Energy | Buildings | Energetic | GAP | Biomass | EU | Energy demand | 0.095809 | FEC
FI | TYNDP2026 | LEV | 2040 | TWh | 452 | Sub_sector | Buildings | Surplus Energy | Buildings | Energetic | GAP | Solids | EU | Energy demand | 0 | FEC
FI | TYNDP2026 | LEV | 2040 | TWh | 453 | Sub_sector | Buildings | Surplus Energy | Buildings | Energetic | GAP | Liquids | EU | Energy demand | 0.1999 | FEC
FI | TYNDP2026 | LEV | 2040 | TWh | 454 | Sub_sector | Buildings | Surplus Energy | Buildings | Energetic | GAP | Others | EU | Energy demand | 0 | FEC
FI | TYNDP2026 | LEV | 2040 | TWh | 455 | Sub_sector | Buildings | Surplus Energy | Buildings | Energetic | GAP | Ammonia | EU | Energy demand | 0 | FEC
FI | TYNDP2026 | LEV | 2040 | TWh | 456 | Sub_sector | Households | Surplus Energy | Households | Energetic | GAP | Electricity | EU | Energy demand | 0 | FEC
FI | TYNDP2026 | LEV | 2040 | TWh | 457 | Sub_sector | Households | Surplus Energy | Households | Energetic | GAP | Hydrogen | EU | Energy demand | 0 | FEC
FI | TYNDP2026 | LEV | 2040 | TWh | 458 | Sub_sector | Households | Surplus Energy | Households | Energetic | GAP | Methane | EU | Energy demand | 0 | FEC
FI | TYNDP2026 | LEV | 2040 | TWh | 459 | Sub_sector | Households | Surplus Energy | Households | Energetic | GAP | Heat | EU | Energy demand | 0 | FEC
FI | TYNDP2026 | LEV | 2040 | TWh | 460 | Sub_sector | Households | Surplus Energy | Households | Energetic | GAP | Biomass | EU | Energy demand | 0 | FEC
FI | TYNDP2026 | LEV | 2040 | TWh | 461 | Sub_sector | Households | Surplus Energy | Households | Energetic | GAP | Solids | EU | Energy demand | 0 | FEC
FI | TYNDP2026 | LEV | 2040 | TWh | 462 | Sub_sector | Households | Surplus Energy | Households | Energetic | GAP | Liquids | EU | Energy demand | 0 | FEC
FI | TYNDP2026 | LEV | 2040 | TWh | 463 | Sub_sector | Households | Surplus Energy | Households | Energetic | GAP | Others | EU | Energy demand | 0 | FEC
FI | TYNDP2026 | LEV | 2040 | TWh | 464 | Sub_sector | Households | Surplus Energy | Households | Energetic | GAP | Ammonia | EU | Energy demand | 0 | FEC
FR | TYNDP2026 | NT | 2030 | TWh | 102 | Sub_sector | Industry | Aluminium | Industry (aluminium) | Energetic | industry_aluminium_demand_electricity_energetic | Electricity | EU | Energy demand | 4.4113 | FEC
FR | TYNDP2026 | NT | 2030 | TWh | 103 | Sub_sector | Industry | Aluminium | Industry (aluminium) | Energetic | industry_aluminium_demand_hydrogen_energetic | Hydrogen | EU | Energy demand | 0 | FEC
FR | TYNDP2026 | NT | 2030 | TWh | 104 | Sub_sector | Industry | Aluminium | Industry (aluminium) | Energetic | industry_aluminium_demand_methane_energetic | Methane | EU | Energy demand | 0.60956 | FEC
FR | TYNDP2026 | NT | 2030 | TWh | 105 | Sub_sector | Industry | Aluminium | Industry (aluminium) | Energetic | industry_aluminium_demand_heat_energetic | Heat | EU | Energy demand | 0 | FEC
FR | TYNDP2026 | NT | 2030 | TWh | 106 | Sub_sector | Industry | Aluminium | Industry (aluminium) | Energetic | industry_aluminium_demand_biomass_energetic | Biomass | EU | Energy demand | 0 | FEC
FR | TYNDP2026 | NT | 2030 | TWh | 107 | Sub_sector | Industry | Aluminium | Industry (aluminium) | Energetic | industry_aluminium_demand_coal_energetic | Solids | EU | Energy demand | 0 | FEC
FR | TYNDP2026 | NT | 2030 | TWh | 108 | Sub_sector | Industry | Aluminium | Industry (aluminium) | Energetic | industry_aluminium_demand_oil_energetic | Liquids | EU | Energy demand | 0 | FEC
FR | TYNDP2026 | NT | 2030 | TWh | 109 | Sub_sector | Industry | Aluminium | Industry (aluminium) | Energetic | industry_aluminium_demand_others_energetic | Others | EU | Energy demand | 0 | FEC
FR | TYNDP2026 | NT | 2030 | TWh | 110 | Sub_sector | Industry | Aluminium | Industry (aluminium) | Energetic | industry_ammonia_demand_others_energetic | Ammonia | EU | Energy demand | 0 | FEC
FR | TYNDP2026 | NT | 2030 | TWh | 112 | Sub_sector | Industry | Chemicals | Industry (chemicals, energetic) | Energetic | industry_chemical_demand_electricity_energetic | Electricity | EU | Energy demand | 37.1383 | FEC
FR | TYNDP2026 | NT | 2030 | TWh | 113 | Sub_sector | Industry | Chemicals | Industry (chemicals, energetic) | Energetic | industry_chemical_demand_hydrogen_energetic | Hydrogen | EU | Energy demand | 0 | FEC
FR | TYNDP2026 | NT | 2030 | TWh | 114 | Sub_sector | Industry | Chemicals | Industry (chemicals, energetic) | Energetic | industry_chemical_demand_methane_energetic | Methane | EU | Energy demand | 23.5636 | FEC
FR | TYNDP2026 | NT | 2030 | TWh | 115 | Sub_sector | Industry | Chemicals | Industry (chemicals, energetic) | Energetic | industry_chemical_demand_heat_energetic | Heat | EU | Energy demand | 6.8055 | FEC
FR | TYNDP2026 | NT | 2030 | TWh | 116 | Sub_sector | Industry | Chemicals | Industry (chemicals, energetic) | Energetic | industry_chemical_demand_biomass_energetic | Biomass | EU | Energy demand | 0.7089 | FEC
FR | TYNDP2026 | NT | 2030 | TWh | 117 | Sub_sector | Industry | Chemicals | Industry (chemicals, energetic) | Energetic | industry_chemical_demand_coal_energetic | Solids | EU | Energy demand | 0 | FEC
FR | TYNDP2026 | NT | 2030 | TWh | 118 | Sub_sector | Industry | Chemicals | Industry (chemicals, energetic) | Energetic | industry_chemical_demand_oil_energetic | Liquids | EU | Energy demand | 16.8479 | FEC
FR | TYNDP2026 | NT | 2030 | TWh | 119 | Sub_sector | Industry | Chemicals | Industry (chemicals, energetic) | Energetic | industry_chemical_demand_others_energetic | Others | EU | Energy demand | 0 | FEC
FR | TYNDP2026 | NT | 2030 | TWh | 120 | Sub_sector | Industry | Chemicals | Industry (chemicals, energetic) | Energetic | industry_chemical_demand_ammonia_energetic | Ammonia | EU | Energy demand | 0 | FEC
FR | TYNDP2026 | NT | 2030 | TWh | 122 | Sub_sector | Industry | Chemicals | Industry (chemicals, non-energetic) | Non-energetic | industry_chemical_demand_electricity_non_energetic | Electricity | EU | Energy demand | 0 | not_included_in_FEC
FR | TYNDP2026 | NT | 2030 | TWh | 123 | Sub_sector | Industry | Chemicals | Industry (chemicals, non-energetic) | Non-energetic | industry_chemical_demand_hydrogen_non_energetic | Hydrogen | EU | Energy demand | 2.5817 | not_included_in_FEC
FR | TYNDP2026 | NT | 2030 | TWh | 124 | Sub_sector | Industry | Chemicals | Industry (chemicals, non-energetic) | Non-energetic | industry_chemical_demand_methane_non_energetic | Methane | EU | Energy demand | 21.9444 | not_included_in_FEC
FR | TYNDP2026 | NT | 2030 | TWh | 125 | Sub_sector | Industry | Chemicals | Industry (chemicals, non-energetic) | Non-energetic | industry_chemical_demand_heat_non_energetic | Heat | EU | Energy demand | 0 | not_included_in_FEC
FR | TYNDP2026 | NT | 2030 | TWh | 126 | Sub_sector | Industry | Chemicals | Industry (chemicals, non-energetic) | Non-energetic | industry_chemical_demand_biomass_non_energetic | Biomass | EU | Energy demand | 2.5817 | not_included_in_FEC
FR | TYNDP2026 | NT | 2030 | TWh | 127 | Sub_sector | Industry | Chemicals | Industry (chemicals, non-energetic) | Non-energetic | industry_chemical_demand_coal_non_energetic | Solids | EU | Energy demand | 0 | not_included_in_FEC
FR | TYNDP2026 | NT | 2030 | TWh | 128 | Sub_sector | Industry | Chemicals | Industry (chemicals, non-energetic) | Non-energetic | industry_chemical_demand_oil_non_energetic | Liquids | EU | Energy demand | 101.9768 | not_included_in_FEC
FR | TYNDP2026 | NT | 2030 | TWh | 129 | Sub_sector | Industry | Chemicals | Industry (chemicals, non-energetic) | Non-energetic | industry_chemical_demand_others_non_energetic | Others | EU | Energy demand | 0 | not_included_in_FEC
FR | TYNDP2026 | NT | 2030 | TWh | 130 | Sub_sector | Industry | Chemicals | Industry (chemicals, non-energetic) | Non-energetic | industry_chemical_demand_ammonia_non_energetic | Ammonia | EU | Energy demand | 0 | not_included_in_FEC
FR | TYNDP2026 | NT | 2030 | TWh | 132 | Sub_sector | Industry | Fertilizers | Industry (fertilizers, energetic) | Energetic | industry_fertilizers_demand_electricity_energetic | Electricity | EU | Energy demand | 0.40271 | FEC
FR | TYNDP2026 | NT | 2030 | TWh | 133 | Sub_sector | Industry | Fertilizers | Industry (fertilizers, energetic) | Energetic | industry_fertilizers_demand_hydrogen_energetic | Hydrogen | EU | Energy demand | 0 | FEC
FR | TYNDP2026 | NT | 2030 | TWh | 134 | Sub_sector | Industry | Fertilizers | Industry (fertilizers, energetic) | Energetic | industry_fertilizers_demand_methane_energetic | Methane | EU | Energy demand | 1.6445 | FEC
FR | TYNDP2026 | NT | 2030 | TWh | 135 | Sub_sector | Industry | Fertilizers | Industry (fertilizers, energetic) | Energetic | industry_fertilizers_demand_heat_energetic | Heat | EU | Energy demand | 0 | FEC
FR | TYNDP2026 | NT | 2030 | TWh | 136 | Sub_sector | Industry | Fertilizers | Industry (fertilizers, energetic) | Energetic | industry_fertilizers_demand_biomass_energetic | Biomass | EU | Energy demand | 0 | FEC
FR | TYNDP2026 | NT | 2030 | TWh | 137 | Sub_sector | Industry | Fertilizers | Industry (fertilizers, energetic) | Energetic | industry_fertilizers_demand_coal_energetic | Solids | EU | Energy demand | 0 | FEC
FR | TYNDP2026 | NT | 2030 | TWh | 138 | Sub_sector | Industry | Fertilizers | Industry (fertilizers, energetic) | Energetic | industry_fertilizers_demand_oil_energetic | Liquids | EU | Energy demand | 0 | FEC
FR | TYNDP2026 | NT | 2030 | TWh | 139 | Sub_sector | Industry | Fertilizers | Industry (fertilizers, energetic) | Energetic | industry_fertilizers_demand_others_energetic | Others | EU | Energy demand | 0 | FEC
FR | TYNDP2026 | NT | 2030 | TWh | 140 | Sub_sector | Industry | Fertilizers | Industry (fertilizers, energetic) | Energetic | industry_fertilizers_demand_ammonia_energetic | Ammonia | EU | Energy demand | 0 | FEC
FR | TYNDP2026 | NT | 2030 | TWh | 142 | Sub_sector | Industry | Fertilizers | Industry (fertilizers, non-energetic) | Non-energetic | industry_fertilizers_demand_electricity_non_energetic | Electricity | EU | Energy demand | 0 | not_included_in_FEC
FR | TYNDP2026 | NT | 2030 | TWh | 143 | Sub_sector | Industry | Fertilizers | Industry (fertilizers, non-energetic) | Non-energetic | industry_fertilizers_demand_hydrogen_non_energetic | Hydrogen | EU | Energy demand | 7.0384 | not_included_in_FEC
FR | TYNDP2026 | NT | 2030 | TWh | 144 | Sub_sector | Industry | Fertilizers | Industry (fertilizers, non-energetic) | Non-energetic | industry_fertilizers_demand_methane_non_energetic | Methane | EU | Energy demand | 0 | not_included_in_FEC
FR | TYNDP2026 | NT | 2030 | TWh | 145 | Sub_sector | Industry | Fertilizers | Industry (fertilizers, non-energetic) | Non-energetic | industry_fertilizers_demand_heat_non_energetic | Heat | EU | Energy demand | 0 | not_included_in_FEC
FR | TYNDP2026 | NT | 2030 | TWh | 146 | Sub_sector | Industry | Fertilizers | Industry (fertilizers, non-energetic) | Non-energetic | industry_fertilizers_demand_biomass_non_energetic | Biomass | EU | Energy demand | 0 | not_included_in_FEC
FR | TYNDP2026 | NT | 2030 | TWh | 147 | Sub_sector | Industry | Fertilizers | Industry (fertilizers, non-energetic) | Non-energetic | industry_fertilizers_demand_coal_non_energetic | Solids | EU | Energy demand | 0 | not_included_in_FEC
FR | TYNDP2026 | NT | 2030 | TWh | 148 | Sub_sector | Industry | Fertilizers | Industry (fertilizers, non-energetic) | Non-energetic | industry_fertilizers_demand_oil_non_energetic | Liquids | EU | Energy demand | 0 | not_included_in_FEC
FR | TYNDP2026 | NT | 2030 | TWh | 149 | Sub_sector | Industry | Fertilizers | Industry (fertilizers, non-energetic) | Non-energetic | industry_fertilizers_demand_others_non_energetic | Others | EU | Energy demand | 0 | not_included_in_FEC
FR | TYNDP2026 | NT | 2030 | TWh | 150 | Sub_sector | Industry | Fertilizers | Industry (fertilizers, non-energetic) | Non-energetic | industry_fertilizers_demand_ammonia_non_energetic | Ammonia | EU | Energy demand | 1.9871 | not_included_in_FEC
FR | TYNDP2026 | NT | 2030 | TWh | 152 | Sub_sector | Industry | Food | Industry (food) | Energetic | industry_food_demand_electricity_energetic | Electricity | EU | Energy demand | 27.6379 | FEC
FR | TYNDP2026 | NT | 2030 | TWh | 153 | Sub_sector | Industry | Food | Industry (food) | Energetic | industry_food_demand_hydrogen_energetic | Hydrogen | EU | Energy demand | 0 | FEC
FR | TYNDP2026 | NT | 2030 | TWh | 154 | Sub_sector | Industry | Food | Industry (food) | Energetic | industry_food_demand_methane_energetic | Methane | EU | Energy demand | 17.727 | FEC
FR | TYNDP2026 | NT | 2030 | TWh | 155 | Sub_sector | Industry | Food | Industry (food) | Energetic | industry_food_demand_heat_energetic | Heat | EU | Energy demand | 4.2204 | FEC
FR | TYNDP2026 | NT | 2030 | TWh | 156 | Sub_sector | Industry | Food | Industry (food) | Energetic | industry_food_demand_biomass_energetic | Biomass | EU | Energy demand | 7.9331 | FEC
FR | TYNDP2026 | NT | 2030 | TWh | 157 | Sub_sector | Industry | Food | Industry (food) | Energetic | industry_food_demand_coal_energetic | Solids | EU | Energy demand | 0.28045 | FEC
FR | TYNDP2026 | NT | 2030 | TWh | 158 | Sub_sector | Industry | Food | Industry (food) | Energetic | industry_food_demand_oil_energetic | Liquids | EU | Energy demand | 0 | FEC
FR | TYNDP2026 | NT | 2030 | TWh | 159 | Sub_sector | Industry | Food | Industry (food) | Energetic | industry_food_demand_others_energetic | Others | EU | Energy demand | 0 | FEC
FR | TYNDP2026 | NT | 2030 | TWh | 160 | Sub_sector | Industry | Food | Industry (food) | Energetic | industry_food_demand_ammonia_energetic | Ammonia | EU | Energy demand | 0 | FEC
FR | TYNDP2026 | NT | 2030 | TWh | 162 | Sub_sector | Industry | Metals | Industry (metal) | Energetic | industry_metal_demand_electricity_energetic | Electricity | EU | Energy demand | 1.4441 | FEC
FR | TYNDP2026 | NT | 2030 | TWh | 163 | Sub_sector | Industry | Metals | Industry (metal) | Energetic | industry_metal_demand_hydrogen_energetic | Hydrogen | EU | Energy demand | 0 | FEC
FR | TYNDP2026 | NT | 2030 | TWh | 164 | Sub_sector | Industry | Metals | Industry (metal) | Energetic | industry_metal_demand_methane_energetic | Methane | EU | Energy demand | 2.7885 | FEC
FR | TYNDP2026 | NT | 2030 | TWh | 165 | Sub_sector | Industry | Metals | Industry (metal) | Energetic | industry_metal_demand_heat_energetic | Heat | EU | Energy demand | 0.25856 | FEC
FR | TYNDP2026 | NT | 2030 | TWh | 166 | Sub_sector | Industry | Metals | Industry (metal) | Energetic | industry_metal_demand_biomass_energetic | Biomass | EU | Energy demand | 0 | FEC
FR | TYNDP2026 | NT | 2030 | TWh | 167 | Sub_sector | Industry | Metals | Industry (metal) | Energetic | industry_metal_demand_coal_energetic | Solids | EU | Energy demand | 0.00091506 | FEC
FR | TYNDP2026 | NT | 2030 | TWh | 168 | Sub_sector | Industry | Metals | Industry (metal) | Energetic | industry_metal_demand_oil_energetic | Liquids | EU | Energy demand | 1.2819 | FEC
FR | TYNDP2026 | NT | 2030 | TWh | 169 | Sub_sector | Industry | Metals | Industry (metal) | Energetic | industry_metal_demand_others_energetic | Others | EU | Energy demand | 0 | FEC
FR | TYNDP2026 | NT | 2030 | TWh | 170 | Sub_sector | Industry | Metals | Industry (metal) | Energetic | industry_metal_demand_ammonia_energetic | Ammonia | EU | Energy demand | 0 | FEC
FR | TYNDP2026 | NT | 2030 | TWh | 172 | Sub_sector | Industry | Others | Industry (other, energetic) | Energetic | industry_other_demand_electricity_energetic | Electricity | EU | Energy demand | 50.5111 | FEC
FR | TYNDP2026 | NT | 2030 | TWh | 173 | Sub_sector | Industry | Others | Industry (other, energetic) | Energetic | industry_other_demand_hydrogen_energetic | Hydrogen | EU | Energy demand | 0.46115 | FEC
FR | TYNDP2026 | NT | 2030 | TWh | 174 | Sub_sector | Industry | Others | Industry (other, energetic) | Energetic | industry_other_demand_methane_energetic | Methane | EU | Energy demand | 32.7106 | FEC
FR | TYNDP2026 | NT | 2030 | TWh | 175 | Sub_sector | Industry | Others | Industry (other, energetic) | Energetic | industry_other_demand_heat_energetic | Heat | EU | Energy demand | 2.634 | FEC
FR | TYNDP2026 | NT | 2030 | TWh | 176 | Sub_sector | Industry | Others | Industry (other, energetic) | Energetic | industry_other_demand_biomass_energetic | Biomass | EU | Energy demand | 4.777 | FEC
FR | TYNDP2026 | NT | 2030 | TWh | 177 | Sub_sector | Industry | Others | Industry (other, energetic) | Energetic | industry_other_demand_coal_energetic | Solids | EU | Energy demand | 0.39112 | FEC
FR | TYNDP2026 | NT | 2030 | TWh | 178 | Sub_sector | Industry | Others | Industry (other, energetic) | Energetic | industry_other_demand_oil_energetic | Liquids | EU | Energy demand | 10.131 | FEC
FR | TYNDP2026 | NT | 2030 | TWh | 179 | Sub_sector | Industry | Others | Industry (other, energetic) | Energetic | industry_other_demand_others_energetic | Others | EU | Energy demand | 0 | FEC
FR | TYNDP2026 | NT | 2030 | TWh | 180 | Sub_sector | Industry | Others | Industry (other, energetic) | Energetic | industry_other_demand_ammonia_energetic | Ammonia | EU | Energy demand | 0 | FEC
FR | TYNDP2026 | NT | 2030 | TWh | 182 | Sub_sector | Industry | Others | Industry (other, non-energetic) | Non-energetic | industry_other_demand_electricity_non_energetic | Electricity | EU | Energy demand | 0 | not_included_in_FEC
FR | TYNDP2026 | NT | 2030 | TWh | 183 | Sub_sector | Industry | Others | Industry (other, non-energetic) | Non-energetic | industry_other_demand_hydrogen_non_energetic | Hydrogen | EU | Energy demand | 0 | not_included_in_FEC
FR | TYNDP2026 | NT | 2030 | TWh | 184 | Sub_sector | Industry | Others | Industry (other, non-energetic) | Non-energetic | industry_other_demand_methane_non_energetic | Methane | EU | Energy demand | 0 | not_included_in_FEC
FR | TYNDP2026 | NT | 2030 | TWh | 185 | Sub_sector | Industry | Others | Industry (other, non-energetic) | Non-energetic | industry_other_demand_heat_non_energetic | Heat | EU | Energy demand | 0 | not_included_in_FEC
FR | TYNDP2026 | NT | 2030 | TWh | 186 | Sub_sector | Industry | Others | Industry (other, non-energetic) | Non-energetic | industry_other_demand_biomass_non_energetic | Biomass | EU | Energy demand | 0 | not_included_in_FEC
FR | TYNDP2026 | NT | 2030 | TWh | 187 | Sub_sector | Industry | Others | Industry (other, non-energetic) | Non-energetic | industry_other_demand_coal_non_energetic | Solids | EU | Energy demand | 0 | not_included_in_FEC
FR | TYNDP2026 | NT | 2030 | TWh | 188 | Sub_sector | Industry | Others | Industry (other, non-energetic) | Non-energetic | industry_other_demand_oil_non_energetic | Liquids | EU | Energy demand | 35.0186 | not_included_in_FEC
FR | TYNDP2026 | NT | 2030 | TWh | 189 | Sub_sector | Industry | Others | Industry (other, non-energetic) | Non-energetic | industry_other_demand_others_non_energetic | Others | EU | Energy demand | 0 | not_included_in_FEC
FR | TYNDP2026 | NT | 2030 | TWh | 190 | Sub_sector | Industry | Others | Industry (other, non-energetic) | Non-energetic | industry_other_demand_ammonia_non_energetic | Ammonia | EU | Energy demand | 0 | not_included_in_FEC
FR | TYNDP2026 | NT | 2030 | TWh | 192 | Sub_sector | Industry | Paper | Industry (paper) | Energetic | industry_paper_demand_electricity_energetic | Electricity | EU | Energy demand | 10.4782 | FEC
FR | TYNDP2026 | NT | 2030 | TWh | 193 | Sub_sector | Industry | Paper | Industry (paper) | Energetic | industry_paper_demand_hydrogen_energetic | Hydrogen | EU | Energy demand | 0 | FEC
FR | TYNDP2026 | NT | 2030 | TWh | 194 | Sub_sector | Industry | Paper | Industry (paper) | Energetic | industry_paper_demand_methane_energetic | Methane | EU | Energy demand | 4.7286 | FEC
FR | TYNDP2026 | NT | 2030 | TWh | 195 | Sub_sector | Industry | Paper | Industry (paper) | Energetic | industry_paper_demand_heat_energetic | Heat | EU | Energy demand | 3.6434 | FEC
FR | TYNDP2026 | NT | 2030 | TWh | 196 | Sub_sector | Industry | Paper | Industry (paper) | Energetic | industry_paper_demand_biomass_energetic | Biomass | EU | Energy demand | 6.8908 | FEC
FR | TYNDP2026 | NT | 2030 | TWh | 197 | Sub_sector | Industry | Paper | Industry (paper) | Energetic | industry_paper_demand_coal_energetic | Solids | EU | Energy demand | 0.62123 | FEC
FR | TYNDP2026 | NT | 2030 | TWh | 198 | Sub_sector | Industry | Paper | Industry (paper) | Energetic | industry_paper_demand_oil_energetic | Liquids | EU | Energy demand | 0 | FEC
FR | TYNDP2026 | NT | 2030 | TWh | 199 | Sub_sector | Industry | Paper | Industry (paper) | Energetic | industry_paper_demand_others_energetic | Others | EU | Energy demand | 0 | FEC
FR | TYNDP2026 | NT | 2030 | TWh | 200 | Sub_sector | Industry | Paper | Industry (paper) | Energetic | industry_paper_demand_ammonia_energetic | Ammonia | EU | Energy demand | 0 | FEC
FR | TYNDP2026 | NT | 2030 | TWh | 202 | Sub_sector | Industry | Refineries | Industry (refineries, energetic) | Energetic | industry_refinery_demand_electricity_energetic | Electricity | EU | Energy demand | 2.0413 | not_included_in_FEC
FR | TYNDP2026 | NT | 2030 | TWh | 203 | Sub_sector | Industry | Refineries | Industry (refineries, energetic) | Energetic | industry_refinery_demand_hydrogen_energetic | Hydrogen | EU | Energy demand | 0 | not_included_in_FEC
FR | TYNDP2026 | NT | 2030 | TWh | 204 | Sub_sector | Industry | Refineries | Industry (refineries, energetic) | Energetic | industry_refinery_demand_methane_energetic | Methane | EU | Energy demand | 5.1749 | not_included_in_FEC
FR | TYNDP2026 | NT | 2030 | TWh | 205 | Sub_sector | Industry | Refineries | Industry (refineries, energetic) | Energetic | industry_refinery_demand_heat_energetic | Heat | EU | Energy demand | 0.77623 | not_included_in_FEC
FR | TYNDP2026 | NT | 2030 | TWh | 206 | Sub_sector | Industry | Refineries | Industry (refineries, energetic) | Energetic | industry_refinery_demand_biomass_energetic | Biomass | EU | Energy demand | 0 | not_included_in_FEC
FR | TYNDP2026 | NT | 2030 | TWh | 207 | Sub_sector | Industry | Refineries | Industry (refineries, energetic) | Energetic | industry_refinery_demand_coal_energetic | Solids | EU | Energy demand | 0 | not_included_in_FEC
FR | TYNDP2026 | NT | 2030 | TWh | 208 | Sub_sector | Industry | Refineries | Industry (refineries, energetic) | Energetic | industry_refinery_demand_oil_energetic | Liquids | EU | Energy demand | 12.1579 | not_included_in_FEC
FR | TYNDP2026 | NT | 2030 | TWh | 209 | Sub_sector | Industry | Refineries | Industry (refineries, energetic) | Energetic | industry_refinery_demand_others_energetic | Others | EU | Energy demand | 0 | not_included_in_FEC
FR | TYNDP2026 | NT | 2030 | TWh | 210 | Sub_sector | Industry | Refineries | Industry (refineries, energetic) | Energetic | industry_refinery_demand_ammonia_energetic | Ammonia | EU | Energy demand | 0 | not_included_in_FEC
FR | TYNDP2026 | NT | 2030 | TWh | 212 | Sub_sector | Industry | Refineries | Industry (refineries, non-energetic) | Non-energetic | industry_refinery_demand_electricity_non_energetic | Electricity | EU | Energy demand | 0 | not_included_in_FEC
FR | TYNDP2026 | NT | 2030 | TWh | 213 | Sub_sector | Industry | Refineries | Industry (refineries, non-energetic) | Non-energetic | industry_refinery_demand_hydrogen_non_energetic | Hydrogen | EU | Energy demand | 0 | not_included_in_FEC
FR | TYNDP2026 | NT | 2030 | TWh | 214 | Sub_sector | Industry | Refineries | Industry (refineries, non-energetic) | Non-energetic | industry_refinery_demand_methane_non_energetic | Methane | EU | Energy demand | 0 | not_included_in_FEC
FR | TYNDP2026 | NT | 2030 | TWh | 215 | Sub_sector | Industry | Refineries | Industry (refineries, non-energetic) | Non-energetic | industry_refinery_demand_heat_non_energetic | Heat | EU | Energy demand | 0 | not_included_in_FEC
FR | TYNDP2026 | NT | 2030 | TWh | 216 | Sub_sector | Industry | Refineries | Industry (refineries, non-energetic) | Non-energetic | industry_refinery_demand_biomass_non_energetic | Biomass | EU | Energy demand | 0 | not_included_in_FEC
FR | TYNDP2026 | NT | 2030 | TWh | 217 | Sub_sector | Industry | Refineries | Industry (refineries, non-energetic) | Non-energetic | industry_refinery_demand_coal_non_energetic | Solids | EU | Energy demand | 0 | not_included_in_FEC
FR | TYNDP2026 | NT | 2030 | TWh | 218 | Sub_sector | Industry | Refineries | Industry (refineries, non-energetic) | Non-energetic | industry_refinery_demand_oil_non_energetic | Liquids | EU | Energy demand | 0 | not_included_in_FEC
FR | TYNDP2026 | NT | 2030 | TWh | 219 | Sub_sector | Industry | Refineries | Industry (refineries, non-energetic) | Non-energetic | industry_refinery_demand_others_non_energetic | Others | EU | Energy demand | 0 | not_included_in_FEC
FR | TYNDP2026 | NT | 2030 | TWh | 220 | Sub_sector | Industry | Refineries | Industry (refineries, non-energetic) | Non-energetic | industry_refinery_demand_ammonia_non_energetic | Ammonia | EU | Energy demand | 0 | not_included_in_FEC
FR | TYNDP2026 | NT | 2030 | TWh | 222 | Sub_sector | Industry | Steel | Industry (steel) | Energetic | industry_steel_demand_electricity_energetic | Electricity | EU | Energy demand | 16.3204 | FEC
FR | TYNDP2026 | NT | 2030 | TWh | 223 | Sub_sector | Industry | Steel | Industry (steel) | Energetic | industry_steel_demand_hydrogen_energetic | Hydrogen | EU | Energy demand | 1.153 | FEC
FR | TYNDP2026 | NT | 2030 | TWh | 224 | Sub_sector | Industry | Steel | Industry (steel) | Energetic | industry_steel_demand_methane_energetic | Methane | EU | Energy demand | 15.4443 | FEC
FR | TYNDP2026 | NT | 2030 | TWh | 225 | Sub_sector | Industry | Steel | Industry (steel) | Energetic | industry_steel_demand_heat_energetic | Heat | EU | Energy demand | 0.060016 | FEC
FR | TYNDP2026 | NT | 2030 | TWh | 226 | Sub_sector | Industry | Steel | Industry (steel) | Energetic | industry_steel_demand_biomass_energetic | Biomass | EU | Energy demand | 0.0018312 | FEC
FR | TYNDP2026 | NT | 2030 | TWh | 227 | Sub_sector | Industry | Steel | Industry (steel) | Energetic | industry_steel_demand_coal_energetic | Solids | EU | Energy demand | 7.3863 | FEC
FR | TYNDP2026 | NT | 2030 | TWh | 228 | Sub_sector | Industry | Steel | Industry (steel) | Energetic | industry_steel_demand_oil_energetic | Liquids | EU | Energy demand | 0.13598 | FEC
FR | TYNDP2026 | NT | 2030 | TWh | 229 | Sub_sector | Industry | Steel | Industry (steel) | Energetic | industry_steel_demand_others_energetic | Others | EU | Energy demand | 0 | FEC
FR | TYNDP2026 | NT | 2030 | TWh | 230 | Sub_sector | Industry | Steel | Industry (steel) | Energetic | industry_steel_demand_ammonia_energetic | Ammonia | EU | Energy demand | 0 | FEC
FR | TYNDP2026 | NT | 2030 | TWh | 232 | Sub_sector | Transport | Cars | Transport (cars) | Energetic | transport_cars_final_demand_electricity | Electricity | EU | Energy demand | 23.7159 | FEC
FR | TYNDP2026 | NT | 2030 | TWh | 233 | Sub_sector | Transport | Cars | Transport (cars) | Energetic | transport_cars_final_demand_hydrogen | Hydrogen | EU | Energy demand | 0 | FEC
FR | TYNDP2026 | NT | 2030 | TWh | 234 | Sub_sector | Transport | Cars | Transport (cars) | Energetic | transport_cars_final_demand_methane | Methane | EU | Energy demand | 0 | FEC
FR | TYNDP2026 | NT | 2030 | TWh | 235 | Sub_sector | Transport | Cars | Transport (cars) | Energetic | transport_cars_final_demand_heat | Heat | EU | Energy demand | 0 | FEC
FR | TYNDP2026 | NT | 2030 | TWh | 236 | Sub_sector | Transport | Cars | Transport (cars) | Energetic | transport_cars_final_demand_biomass | Biomass | EU | Energy demand | 0 | FEC
FR | TYNDP2026 | NT | 2030 | TWh | 237 | Sub_sector | Transport | Cars | Transport (cars) | Energetic | transport_cars_final_demand_coal | Solids | EU | Energy demand | 0 | FEC
FR | TYNDP2026 | NT | 2030 | TWh | 238 | Sub_sector | Transport | Cars | Transport (cars) | Energetic | transport_cars_final_demand_oil | Liquids | EU | Energy demand | 235.375 | FEC
FR | TYNDP2026 | NT | 2030 | TWh | 239 | Sub_sector | Transport | Cars | Transport (cars) | Energetic | transport_cars_final_demand_other | Others | EU | Energy demand | 0 | FEC
FR | TYNDP2026 | NT | 2030 | TWh | 240 | Sub_sector | Transport | Cars | Transport (cars) | Energetic | transport_cars_final_demand_ammonia | Ammonia | EU | Energy demand | 0 | FEC
FR | TYNDP2026 | NT | 2030 | TWh | 242 | Sub_sector | Transport | Busses | Transport (busses) | Energetic | transport_busses_final_demand_electricity | Electricity | EU | Energy demand | 0.85268 | FEC
FR | TYNDP2026 | NT | 2030 | TWh | 243 | Sub_sector | Transport | Busses | Transport (busses) | Energetic | transport_busses_final_demand_hydrogen | Hydrogen | EU | Energy demand | 0.040001 | FEC
FR | TYNDP2026 | NT | 2030 | TWh | 244 | Sub_sector | Transport | Busses | Transport (busses) | Energetic | transport_busses_final_demand_methane | Methane | EU | Energy demand | 2.3446 | FEC
FR | TYNDP2026 | NT | 2030 | TWh | 245 | Sub_sector | Transport | Busses | Transport (busses) | Energetic | transport_busses_final_demand_heat | Heat | EU | Energy demand | 0 | FEC
FR | TYNDP2026 | NT | 2030 | TWh | 246 | Sub_sector | Transport | Busses | Transport (busses) | Energetic | transport_busses_final_demand_biomass | Biomass | EU | Energy demand | 0 | FEC
FR | TYNDP2026 | NT | 2030 | TWh | 247 | Sub_sector | Transport | Busses | Transport (busses) | Energetic | transport_busses_final_demand_coal | Solids | EU | Energy demand | 0 | FEC
FR | TYNDP2026 | NT | 2030 | TWh | 248 | Sub_sector | Transport | Busses | Transport (busses) | Energetic | transport_busses_final_demand_oil | Liquids | EU | Energy demand | 11.4773 | FEC
FR | TYNDP2026 | NT | 2030 | TWh | 249 | Sub_sector | Transport | Busses | Transport (busses) | Energetic | transport_busses_final_demand_other | Others | EU | Energy demand | 0 | FEC
FR | TYNDP2026 | NT | 2030 | TWh | 250 | Sub_sector | Transport | Busses | Transport (busses) | Energetic | transport_busses_final_demand_ammonia | Ammonia | EU | Energy demand | 0 | FEC
FR | TYNDP2026 | NT | 2030 | TWh | 252 | Sub_sector | Transport | Trucks | Transport (trucks) | Energetic | transport_trucks_final_demand_electricity | Electricity | EU | Energy demand | 5.4911 | FEC
FR | TYNDP2026 | NT | 2030 | TWh | 253 | Sub_sector | Transport | Trucks | Transport (trucks) | Energetic | transport_trucks_final_demand_hydrogen | Hydrogen | EU | Energy demand | 0.35432 | FEC
FR | TYNDP2026 | NT | 2030 | TWh | 254 | Sub_sector | Transport | Trucks | Transport (trucks) | Energetic | transport_trucks_final_demand_methane | Methane | EU | Energy demand | 3.1759 | FEC
FR | TYNDP2026 | NT | 2030 | TWh | 255 | Sub_sector | Transport | Trucks | Transport (trucks) | Energetic | transport_trucks_final_demand_heat | Heat | EU | Energy demand | 0 | FEC
FR | TYNDP2026 | NT | 2030 | TWh | 256 | Sub_sector | Transport | Trucks | Transport (trucks) | Energetic | transport_trucks_final_demand_biomass | Biomass | EU | Energy demand | 0 | FEC
FR | TYNDP2026 | NT | 2030 | TWh | 257 | Sub_sector | Transport | Trucks | Transport (trucks) | Energetic | transport_trucks_final_demand_coal | Solids | EU | Energy demand | 0 | FEC
FR | TYNDP2026 | NT | 2030 | TWh | 258 | Sub_sector | Transport | Trucks | Transport (trucks) | Energetic | transport_trucks_final_demand_oil | Liquids | EU | Energy demand | 68.8251 | FEC
FR | TYNDP2026 | NT | 2030 | TWh | 259 | Sub_sector | Transport | Trucks | Transport (trucks) | Energetic | transport_trucks_final_demand_other | Others | EU | Energy demand | 0 | FEC
FR | TYNDP2026 | NT | 2030 | TWh | 260 | Sub_sector | Transport | Trucks | Transport (trucks) | Energetic | transport_trucks_final_demand_ammonia | Ammonia | EU | Energy demand | 0 | FEC
FR | TYNDP2026 | NT | 2030 | TWh | 262 | Sub_sector | Transport | Vans | Transport (vans) | Energetic | transport_vans_final_demand_electricity | Electricity | EU | Energy demand | 3.236 | FEC
FR | TYNDP2026 | NT | 2030 | TWh | 263 | Sub_sector | Transport | Vans | Transport (vans) | Energetic | transport_vans_final_demand_hydrogen | Hydrogen | EU | Energy demand | 0.079488 | FEC
FR | TYNDP2026 | NT | 2030 | TWh | 264 | Sub_sector | Transport | Vans | Transport (vans) | Energetic | transport_vans_final_demand_methane | Methane | EU | Energy demand | 0 | FEC
FR | TYNDP2026 | NT | 2030 | TWh | 265 | Sub_sector | Transport | Vans | Transport (vans) | Energetic | transport_vans_final_demand_heat | Heat | EU | Energy demand | 0 | FEC
FR | TYNDP2026 | NT | 2030 | TWh | 266 | Sub_sector | Transport | Vans | Transport (vans) | Energetic | transport_vans_final_demand_biomass | Biomass | EU | Energy demand | 0 | FEC
FR | TYNDP2026 | NT | 2030 | TWh | 267 | Sub_sector | Transport | Vans | Transport (vans) | Energetic | transport_vans_final_demand_coal | Solids | EU | Energy demand | 0 | FEC
FR | TYNDP2026 | NT | 2030 | TWh | 268 | Sub_sector | Transport | Vans | Transport (vans) | Energetic | transport_vans_final_demand_oil | Liquids | EU | Energy demand | 49.415 | FEC
FR | TYNDP2026 | NT | 2030 | TWh | 269 | Sub_sector | Transport | Vans | Transport (vans) | Energetic | transport_vans_final_demand_other | Others | EU | Energy demand | 0 | FEC
FR | TYNDP2026 | NT | 2030 | TWh | 270 | Sub_sector | Transport | Vans | Transport (vans) | Energetic | transport_vans_final_demand_ammonia | Ammonia | EU | Energy demand | 0 | FEC
FR | TYNDP2026 | NT | 2030 | TWh | 272 | Sub_sector | Transport | Freight trains | Transport (trains) | Energetic | transport_trains_final_demand_electricity | Electricity | EU | Energy demand | 13.4297 | FEC
FR | TYNDP2026 | NT | 2030 | TWh | 273 | Sub_sector | Transport | Freight trains | Transport (trains) | Energetic | transport_trains_final_demand_hydrogen | Hydrogen | EU | Energy demand | 0.39021 | FEC
FR | TYNDP2026 | NT | 2030 | TWh | 274 | Sub_sector | Transport | Freight trains | Transport (trains) | Energetic | transport_trains_final_demand_methane | Methane | EU | Energy demand | 0 | FEC
FR | TYNDP2026 | NT | 2030 | TWh | 275 | Sub_sector | Transport | Freight trains | Transport (trains) | Energetic | transport_trains_final_demand_heat | Heat | EU | Energy demand | 0 | FEC
FR | TYNDP2026 | NT | 2030 | TWh | 276 | Sub_sector | Transport | Freight trains | Transport (trains) | Energetic | transport_trains_final_demand_biomass | Biomass | EU | Energy demand | 0 | FEC
FR | TYNDP2026 | NT | 2030 | TWh | 277 | Sub_sector | Transport | Freight trains | Transport (trains) | Energetic | transport_trains_final_demand_coal | Solids | EU | Energy demand | 0 | FEC
FR | TYNDP2026 | NT | 2030 | TWh | 278 | Sub_sector | Transport | Freight trains | Transport (trains) | Energetic | transport_trains_final_demand_oil | Liquids | EU | Energy demand | 1.3032 | FEC
FR | TYNDP2026 | NT | 2030 | TWh | 279 | Sub_sector | Transport | Freight trains | Transport (trains) | Energetic | transport_trains_final_demand_other | Others | EU | Energy demand | 0 | FEC
FR | TYNDP2026 | NT | 2030 | TWh | 280 | Sub_sector | Transport | Freight trains | Transport (trains) | Energetic | transport_trains_final_demand_ammonia | Ammonia | EU | Energy demand | 0 | FEC
FR | TYNDP2026 | NT | 2030 | TWh | 282 | Sub_sector | Transport | Ships | Transport (ships) | Energetic | transport_ships_final_demand_electricity | Electricity | EU | Energy demand | 0 | FEC
FR | TYNDP2026 | NT | 2030 | TWh | 283 | Sub_sector | Transport | Ships | Transport (ships) | Energetic | transport_ships_final_demand_hydrogen | Hydrogen | EU | Energy demand | 0 | FEC
FR | TYNDP2026 | NT | 2030 | TWh | 284 | Sub_sector | Transport | Ships | Transport (ships) | Energetic | transport_ships_final_demand_methane | Methane | EU | Energy demand | 0.12119 | FEC
FR | TYNDP2026 | NT | 2030 | TWh | 285 | Sub_sector | Transport | Ships | Transport (ships) | Energetic | transport_ships_final_demand_heat | Heat | EU | Energy demand | 0 | FEC
FR | TYNDP2026 | NT | 2030 | TWh | 286 | Sub_sector | Transport | Ships | Transport (ships) | Energetic | transport_ships_final_demand_biomass | Biomass | EU | Energy demand | 0 | FEC
FR | TYNDP2026 | NT | 2030 | TWh | 287 | Sub_sector | Transport | Ships | Transport (ships) | Energetic | transport_ships_final_demand_coal | Solids | EU | Energy demand | 0 | FEC
FR | TYNDP2026 | NT | 2030 | TWh | 288 | Sub_sector | Transport | Ships | Transport (ships) | Energetic | transport_ships_final_demand_oil | Liquids | EU | Energy demand | 0.45642 | FEC
FR | TYNDP2026 | NT | 2030 | TWh | 289 | Sub_sector | Transport | Ships | Transport (ships) | Energetic | transport_ships_final_demand_other | Others | EU | Energy demand | 0 | FEC
FR | TYNDP2026 | NT | 2030 | TWh | 290 | Sub_sector | Transport | Ships | Transport (ships) | Energetic | transport_ships_final_demand_ammonia | Ammonia | EU | Energy demand | 0.00028722 | FEC
FR | TYNDP2026 | NT | 2030 | TWh | 292 | Sub_sector | Transport | Planes | Transport (planes) | Energetic | transport_planes_final_demand_electricity | Electricity | EU | Energy demand | 0 | FEC
FR | TYNDP2026 | NT | 2030 | TWh | 293 | Sub_sector | Transport | Planes | Transport (planes) | Energetic | transport_planes_final_demand_hydrogen | Hydrogen | EU | Energy demand | 0 | FEC
FR | TYNDP2026 | NT | 2030 | TWh | 294 | Sub_sector | Transport | Planes | Transport (planes) | Energetic | transport_planes_final_demand_methane | Methane | EU | Energy demand | 0 | FEC
FR | TYNDP2026 | NT | 2030 | TWh | 295 | Sub_sector | Transport | Planes | Transport (planes) | Energetic | transport_planes_final_demand_heat | Heat | EU | Energy demand | 0 | FEC
FR | TYNDP2026 | NT | 2030 | TWh | 296 | Sub_sector | Transport | Planes | Transport (planes) | Energetic | transport_planes_final_demand_biomass | Biomass | EU | Energy demand | 0 | FEC
FR | TYNDP2026 | NT | 2030 | TWh | 297 | Sub_sector | Transport | Planes | Transport (planes) | Energetic | transport_planes_final_demand_coal | Solids | EU | Energy demand | 0 | FEC
FR | TYNDP2026 | NT | 2030 | TWh | 298 | Sub_sector | Transport | Planes | Transport (planes) | Energetic | transport_planes_final_demand_oil | Liquids | EU | Energy demand | 16.4703 | FEC
FR | TYNDP2026 | NT | 2030 | TWh | 299 | Sub_sector | Transport | Planes | Transport (planes) | Energetic | transport_planes_final_demand_other | Others | EU | Energy demand | 0 | FEC
FR | TYNDP2026 | NT | 2030 | TWh | 300 | Sub_sector | Transport | Planes | Transport (planes) | Energetic | transport_planes_final_demand_ammonia | Ammonia | EU | Energy demand | 0 | FEC
FR | TYNDP2026 | NT | 2030 | TWh | 302 | Sub_sector | Transport | Others | Transport (others) | Energetic | transport_other_final_demand_electricity | Electricity | EU | Energy demand | 0.1693 | FEC
FR | TYNDP2026 | NT | 2030 | TWh | 303 | Sub_sector | Transport | Others | Transport (others) | Energetic | transport_other_final_demand_hydrogen | Hydrogen | EU | Energy demand | 0 | FEC
FR | TYNDP2026 | NT | 2030 | TWh | 304 | Sub_sector | Transport | Others | Transport (others) | Energetic | transport_other_final_demand_methane | Methane | EU | Energy demand | 0 | FEC
FR | TYNDP2026 | NT | 2030 | TWh | 305 | Sub_sector | Transport | Others | Transport (others) | Energetic | transport_other_final_demand_heat | Heat | EU | Energy demand | 0 | FEC
FR | TYNDP2026 | NT | 2030 | TWh | 306 | Sub_sector | Transport | Others | Transport (others) | Energetic | transport_other_final_demand_biomass | Biomass | EU | Energy demand | 0 | FEC
FR | TYNDP2026 | NT | 2030 | TWh | 307 | Sub_sector | Transport | Others | Transport (others) | Energetic | transport_other_final_demand_coal | Solids | EU | Energy demand | 0 | FEC
FR | TYNDP2026 | NT | 2030 | TWh | 308 | Sub_sector | Transport | Others | Transport (others) | Energetic | transport_other_final_demand_oil | Liquids | EU | Energy demand | 2.9641 | FEC
FR | TYNDP2026 | NT | 2030 | TWh | 309 | Sub_sector | Transport | Others | Transport (others) | Energetic | transport_other_final_demand_other | Others | EU | Energy demand | 0 | FEC
FR | TYNDP2026 | NT | 2030 | TWh | 310 | Sub_sector | Transport | Others | Transport (others) | Energetic | transport_other_final_demand_ammonia | Ammonia | EU | Energy demand | 0 | FEC
FR | TYNDP2026 | NT | 2030 | TWh | 312 | Sub_sector | International transport | International aviation | Transport (int. aviation) | Energetic | transport_int_aviation_final_demand_electricity | Electricity | EU | Energy demand | 0 | FEC
FR | TYNDP2026 | NT | 2030 | TWh | 313 | Sub_sector | International transport | International aviation | Transport (int. aviation) | Energetic | transport_int_aviation_final_demand_hydrogen | Hydrogen | EU | Energy demand | 0 | FEC
FR | TYNDP2026 | NT | 2030 | TWh | 314 | Sub_sector | International transport | International aviation | Transport (int. aviation) | Energetic | transport_int_aviation_final_demand_methane | Methane | EU | Energy demand | 0 | FEC
FR | TYNDP2026 | NT | 2030 | TWh | 315 | Sub_sector | International transport | International aviation | Transport (int. aviation) | Energetic | transport_int_aviation_final_demand_heat | Heat | EU | Energy demand | 0 | FEC
FR | TYNDP2026 | NT | 2030 | TWh | 316 | Sub_sector | International transport | International aviation | Transport (int. aviation) | Energetic | transport_int_aviation_final_demand_biofuels | Biomass | EU | Energy demand | 0 | FEC
FR | TYNDP2026 | NT | 2030 | TWh | 317 | Sub_sector | International transport | International aviation | Transport (int. aviation) | Energetic | transport_int_aviation_final_demand_coal | Solids | EU | Energy demand | 0 | FEC
FR | TYNDP2026 | NT | 2030 | TWh | 318 | Sub_sector | International transport | International aviation | Transport (int. aviation) | Energetic | transport_int_aviation_final_demand_oil | Liquids | EU | Energy demand | 85.0852 | FEC
FR | TYNDP2026 | NT | 2030 | TWh | 319 | Sub_sector | International transport | International aviation | Transport (int. aviation) | Energetic | transport_int_aviation_final_demand_other | Others | EU | Energy demand | 0 | FEC
FR | TYNDP2026 | NT | 2030 | TWh | 320 | Sub_sector | International transport | International aviation | Transport (int. aviation) | Energetic | transport_int_aviation_final_demand_ammonia | Ammonia | EU | Energy demand | 0 | FEC
FR | TYNDP2026 | NT | 2030 | TWh | 322 | Sub_sector | International transport | International shipping | Transport (int. shipping) | Energetic | transport_int_shipping_final_demand_electricity | Electricity | EU | Energy demand | 0 | not_included_in_FEC
FR | TYNDP2026 | NT | 2030 | TWh | 323 | Sub_sector | International transport | International shipping | Transport (int. shipping) | Energetic | transport_int_shipping_final_demand_hydrogen | Hydrogen | EU | Energy demand | 0 | not_included_in_FEC
FR | TYNDP2026 | NT | 2030 | TWh | 324 | Sub_sector | International transport | International shipping | Transport (int. shipping) | Energetic | transport_int_shipping_final_demand_methane | Methane | EU | Energy demand | 4.2781 | not_included_in_FEC
FR | TYNDP2026 | NT | 2030 | TWh | 325 | Sub_sector | International transport | International shipping | Transport (int. shipping) | Energetic | transport_int_shipping_final_demand_heat | Heat | EU | Energy demand | 0 | not_included_in_FEC
FR | TYNDP2026 | NT | 2030 | TWh | 326 | Sub_sector | International transport | International shipping | Transport (int. shipping) | Energetic | transport_int_shipping_final_demand_biofuels | Biomass | EU | Energy demand | 0 | not_included_in_FEC
FR | TYNDP2026 | NT | 2030 | TWh | 327 | Sub_sector | International transport | International shipping | Transport (int. shipping) | Energetic | transport_int_shipping_final_demand_coal | Solids | EU | Energy demand | 0 | not_included_in_FEC
FR | TYNDP2026 | NT | 2030 | TWh | 328 | Sub_sector | International transport | International shipping | Transport (int. shipping) | Energetic | transport_int_shipping_final_demand_oil | Liquids | EU | Energy demand | 16.1114 | not_included_in_FEC
FR | TYNDP2026 | NT | 2030 | TWh | 329 | Sub_sector | International transport | International shipping | Transport (int. shipping) | Energetic | transport_int_shipping_final_demand_other | Others | EU | Energy demand | 0 | not_included_in_FEC
FR | TYNDP2026 | NT | 2030 | TWh | 330 | Sub_sector | International transport | International shipping | Transport (int. shipping) | Energetic | transport_int_shipping_final_demand_ammonia | Ammonia | EU | Energy demand | 0.011925 | not_included_in_FEC
FR | TYNDP2026 | NT | 2030 | TWh | 332 | Sub_sector | Households | Space heating | Households (heating) | Energetic | households_heating_final_demand_electricity | Electricity | EU | Energy demand | 48.1271 | FEC
FR | TYNDP2026 | NT | 2030 | TWh | 333 | Sub_sector | Households | Space heating | Households (heating) | Energetic | households_heating_final_demand_hydrogen | Hydrogen | EU | Energy demand | 0 | FEC
FR | TYNDP2026 | NT | 2030 | TWh | 334 | Sub_sector | Households | Space heating | Households (heating) | Energetic | households_heating_final_demand_methane | Methane | EU | Energy demand | 72.3955 | FEC
FR | TYNDP2026 | NT | 2030 | TWh | 335 | Sub_sector | Households | Space heating | Households (heating) | Energetic | households_heating_final_demand_heat | Heat | EU | Energy demand | 26.8825 | FEC
FR | TYNDP2026 | NT | 2030 | TWh | 336 | Sub_sector | Households | Space heating | Households (heating) | Energetic | households_heating_final_demand_biomass | Biomass | EU | Energy demand | 42.1398 | FEC
FR | TYNDP2026 | NT | 2030 | TWh | 337 | Sub_sector | Households | Space heating | Households (heating) | Energetic | households_heating_final_demand_coal | Solids | EU | Energy demand | 0 | FEC
FR | TYNDP2026 | NT | 2030 | TWh | 338 | Sub_sector | Households | Space heating | Households (heating) | Energetic | households_heating_final_demand_oil | Liquids | EU | Energy demand | 7.0807 | FEC
FR | TYNDP2026 | NT | 2030 | TWh | 339 | Sub_sector | Households | Space heating | Households (heating) | Energetic | households_heating_final_demand_other | Others | EU | Energy demand | 0 | FEC
FR | TYNDP2026 | NT | 2030 | TWh | 340 | Sub_sector | Households | Space heating | Households (heating) | Energetic | households_heating_final_demand_ammonia | Ammonia | EU | Energy demand | 0 | FEC
FR | TYNDP2026 | NT | 2030 | TWh | 343 | Sub_sector | Households | Cooling | Households (cooling) | Energetic | households_cooling_final_demand_electricity | Electricity | EU | Energy demand | 4.1894 | FEC
FR | TYNDP2026 | NT | 2030 | TWh | 344 | Sub_sector | Households | Cooling | Households (cooling) | Energetic | households_cooling_final_demand_hydrogen | Hydrogen | EU | Energy demand | 0 | FEC
FR | TYNDP2026 | NT | 2030 | TWh | 345 | Sub_sector | Households | Cooling | Households (cooling) | Energetic | households_cooling_final_demand_methane | Methane | EU | Energy demand | 0 | FEC
FR | TYNDP2026 | NT | 2030 | TWh | 346 | Sub_sector | Households | Cooling | Households (cooling) | Energetic | households_cooling_final_demand_heat | Heat | EU | Energy demand | 0 | FEC
FR | TYNDP2026 | NT | 2030 | TWh | 347 | Sub_sector | Households | Cooling | Households (cooling) | Energetic | households_cooling_final_demand_biomass | Biomass | EU | Energy demand | 0 | FEC
FR | TYNDP2026 | NT | 2030 | TWh | 348 | Sub_sector | Households | Cooling | Households (cooling) | Energetic | households_cooling_final_demand_coal | Solids | EU | Energy demand | 0 | FEC
FR | TYNDP2026 | NT | 2030 | TWh | 349 | Sub_sector | Households | Cooling | Households (cooling) | Energetic | households_cooling_final_demand_oil | Liquids | EU | Energy demand | 0 | FEC
FR | TYNDP2026 | NT | 2030 | TWh | 350 | Sub_sector | Households | Cooling | Households (cooling) | Energetic | households_cooling_final_demand_other | Others | EU | Energy demand | 0 | FEC
FR | TYNDP2026 | NT | 2030 | TWh | 351 | Sub_sector | Households | Cooling | Households (cooling) | Energetic | households_cooling_final_demand_ammonia | Ammonia | EU | Energy demand | 0 | FEC
FR | TYNDP2026 | NT | 2030 | TWh | 354 | Sub_sector | Households | Hot water | Households (hot water) | Energetic | households_hot_water_final_demand_electricity | Electricity | EU | Energy demand | 9.5808 | FEC
FR | TYNDP2026 | NT | 2030 | TWh | 355 | Sub_sector | Households | Hot water | Households (hot water) | Energetic | households_hot_water_final_demand_hydrogen | Hydrogen | EU | Energy demand | 0 | FEC
FR | TYNDP2026 | NT | 2030 | TWh | 356 | Sub_sector | Households | Hot water | Households (hot water) | Energetic | households_hot_water_final_demand_methane | Methane | EU | Energy demand | 20.6607 | FEC
FR | TYNDP2026 | NT | 2030 | TWh | 357 | Sub_sector | Households | Hot water | Households (hot water) | Energetic | households_hot_water_final_demand_heat | Heat | EU | Energy demand | 5.8855 | FEC
FR | TYNDP2026 | NT | 2030 | TWh | 358 | Sub_sector | Households | Hot water | Households (hot water) | Energetic | households_hot_water_final_demand_biomass | Biomass | EU | Energy demand | 9.861 | FEC
FR | TYNDP2026 | NT | 2030 | TWh | 359 | Sub_sector | Households | Hot water | Households (hot water) | Energetic | households_hot_water_final_demand_coal | Solids | EU | Energy demand | 0 | FEC
FR | TYNDP2026 | NT | 2030 | TWh | 360 | Sub_sector | Households | Hot water | Households (hot water) | Energetic | households_hot_water_final_demand_oil | Liquids | EU | Energy demand | 1.171 | FEC
FR | TYNDP2026 | NT | 2030 | TWh | 361 | Sub_sector | Households | Hot water | Households (hot water) | Energetic | households_hot_water_final_demand_other | Others | EU | Energy demand | 1.2201 | FEC
FR | TYNDP2026 | NT | 2030 | TWh | 362 | Sub_sector | Households | Hot water | Households (hot water) | Energetic | households_hot_water_final_demand_ammonia | Ammonia | EU | Energy demand | 0 | FEC
FR | TYNDP2026 | NT | 2030 | TWh | 365 | Sub_sector | Households | Appliances | Households (appliances) | Energetic | households_appliances_final_demand_electricity | Electricity | EU | Energy demand | 71.5881 | FEC
FR | TYNDP2026 | NT | 2030 | TWh | 366 | Sub_sector | Households | Appliances | Households (appliances) | Energetic | households_appliances_final_demand_hydrogen | Hydrogen | EU | Energy demand | 0 | FEC
FR | TYNDP2026 | NT | 2030 | TWh | 367 | Sub_sector | Households | Appliances | Households (appliances) | Energetic | households_appliances_final_demand_methane | Methane | EU | Energy demand | 8.538 | FEC
FR | TYNDP2026 | NT | 2030 | TWh | 368 | Sub_sector | Households | Appliances | Households (appliances) | Energetic | households_appliances_final_demand_heat | Heat | EU | Energy demand | 0 | FEC
FR | TYNDP2026 | NT | 2030 | TWh | 369 | Sub_sector | Households | Appliances | Households (appliances) | Energetic | households_appliances_final_demand_biomass | Biomass | EU | Energy demand | 0 | FEC
FR | TYNDP2026 | NT | 2030 | TWh | 370 | Sub_sector | Households | Appliances | Households (appliances) | Energetic | households_appliances_final_demand_coal | Solids | EU | Energy demand | 0 | FEC
FR | TYNDP2026 | NT | 2030 | TWh | 371 | Sub_sector | Households | Appliances | Households (appliances) | Energetic | households_appliances_final_demand_oil | Liquids | EU | Energy demand | 0 | FEC
FR | TYNDP2026 | NT | 2030 | TWh | 372 | Sub_sector | Households | Appliances | Households (appliances) | Energetic | households_appliances_final_demand_other | Others | EU | Energy demand | 0 | FEC
FR | TYNDP2026 | NT | 2030 | TWh | 373 | Sub_sector | Households | Appliances | Households (appliances) | Energetic | households_appliances_final_demand_ammonia | Ammonia | EU | Energy demand | 0 | FEC
FR | TYNDP2026 | NT | 2030 | TWh | 375 | Sub_sector | Buildings | Space heating | Buildings (heat) | Energetic | buildings_heat_final_demand_electricity | Electricity | EU | Energy demand | 19.3207 | FEC
FR | TYNDP2026 | NT | 2030 | TWh | 376 | Sub_sector | Buildings | Space heating | Buildings (heat) | Energetic | buildings_heat_final_demand_hydrogen | Hydrogen | EU | Energy demand | 0 | FEC
FR | TYNDP2026 | NT | 2030 | TWh | 377 | Sub_sector | Buildings | Space heating | Buildings (heat) | Energetic | buildings_heat_final_demand_methane | Methane | EU | Energy demand | 39.9048 | FEC
FR | TYNDP2026 | NT | 2030 | TWh | 378 | Sub_sector | Buildings | Space heating | Buildings (heat) | Energetic | buildings_heat_final_demand_heat | Heat | EU | Energy demand | 14.8881 | FEC
FR | TYNDP2026 | NT | 2030 | TWh | 379 | Sub_sector | Buildings | Space heating | Buildings (heat) | Energetic | buildings_heat_final_demand_biomass | Biomass | EU | Energy demand | 1.6885 | FEC
FR | TYNDP2026 | NT | 2030 | TWh | 380 | Sub_sector | Buildings | Space heating | Buildings (heat) | Energetic | buildings_heat_final_demand_coal | Solids | EU | Energy demand | 0 | FEC
FR | TYNDP2026 | NT | 2030 | TWh | 381 | Sub_sector | Buildings | Space heating | Buildings (heat) | Energetic | buildings_heat_final_demand_oil | Liquids | EU | Energy demand | 2.1269 | FEC
FR | TYNDP2026 | NT | 2030 | TWh | 382 | Sub_sector | Buildings | Space heating | Buildings (heat) | Energetic | buildings_heat_final_demand_other | Others | EU | Energy demand | 0 | FEC
FR | TYNDP2026 | NT | 2030 | TWh | 383 | Sub_sector | Buildings | Space heating | Buildings (heat) | Energetic | buildings_heat_final_demand_ammonia | Ammonia | EU | Energy demand | 0 | FEC
FR | TYNDP2026 | NT | 2030 | TWh | 386 | Sub_sector | Buildings | Cooling | Buildings (cooling) | Energetic | buildings_cooling_final_demand_electricity | Electricity | EU | Energy demand | 15.7628 | FEC
FR | TYNDP2026 | NT | 2030 | TWh | 387 | Sub_sector | Buildings | Cooling | Buildings (cooling) | Energetic | buildings_cooling_final_demand_hydrogen | Hydrogen | EU | Energy demand | 0 | FEC
FR | TYNDP2026 | NT | 2030 | TWh | 388 | Sub_sector | Buildings | Cooling | Buildings (cooling) | Energetic | buildings_cooling_final_demand_methane | Methane | EU | Energy demand | 0 | FEC
FR | TYNDP2026 | NT | 2030 | TWh | 389 | Sub_sector | Buildings | Cooling | Buildings (cooling) | Energetic | buildings_cooling_final_demand_heat | Heat | EU | Energy demand | 0 | FEC
FR | TYNDP2026 | NT | 2030 | TWh | 390 | Sub_sector | Buildings | Cooling | Buildings (cooling) | Energetic | buildings_cooling_final_demand_biomass | Biomass | EU | Energy demand | 0 | FEC
FR | TYNDP2026 | NT | 2030 | TWh | 391 | Sub_sector | Buildings | Cooling | Buildings (cooling) | Energetic | buildings_cooling_final_demand_coal | Solids | EU | Energy demand | 0 | FEC
FR | TYNDP2026 | NT | 2030 | TWh | 392 | Sub_sector | Buildings | Cooling | Buildings (cooling) | Energetic | buildings_cooling_final_demand_oil | Liquids | EU | Energy demand | 0 | FEC
FR | TYNDP2026 | NT | 2030 | TWh | 393 | Sub_sector | Buildings | Cooling | Buildings (cooling) | Energetic | buildings_cooling_final_demand_other | Others | EU | Energy demand | 0 | FEC
FR | TYNDP2026 | NT | 2030 | TWh | 394 | Sub_sector | Buildings | Cooling | Buildings (cooling) | Energetic | buildings_cooling_final_demand_ammonia | Ammonia | EU | Energy demand | 0 | FEC
FR | TYNDP2026 | NT | 2030 | TWh | 397 | Sub_sector | Buildings | Appliances | Buildings (appliances) | Energetic | buildings_appliances_final_demand_electricity | Electricity | EU | Energy demand | 63.2427 | FEC
FR | TYNDP2026 | NT | 2030 | TWh | 398 | Sub_sector | Buildings | Appliances | Buildings (appliances) | Energetic | buildings_appliances_final_demand_hydrogen | Hydrogen | EU | Energy demand | 0 | FEC
FR | TYNDP2026 | NT | 2030 | TWh | 399 | Sub_sector | Buildings | Appliances | Buildings (appliances) | Energetic | buildings_appliances_final_demand_methane | Methane | EU | Energy demand | 14.7758 | FEC
FR | TYNDP2026 | NT | 2030 | TWh | 400 | Sub_sector | Buildings | Appliances | Buildings (appliances) | Energetic | buildings_appliances_final_demand_heat | Heat | EU | Energy demand | 0 | FEC
FR | TYNDP2026 | NT | 2030 | TWh | 401 | Sub_sector | Buildings | Appliances | Buildings (appliances) | Energetic | buildings_appliances_final_demand_biomass | Biomass | EU | Energy demand | 0 | FEC
FR | TYNDP2026 | NT | 2030 | TWh | 402 | Sub_sector | Buildings | Appliances | Buildings (appliances) | Energetic | buildings_appliances_final_demand_coal | Solids | EU | Energy demand | 0 | FEC
FR | TYNDP2026 | NT | 2030 | TWh | 403 | Sub_sector | Buildings | Appliances | Buildings (appliances) | Energetic | buildings_appliances_final_demand_oil | Liquids | EU | Energy demand | 0 | FEC
FR | TYNDP2026 | NT | 2030 | TWh | 404 | Sub_sector | Buildings | Appliances | Buildings (appliances) | Energetic | buildings_appliances_final_demand_other | Others | EU | Energy demand | 0 | FEC
FR | TYNDP2026 | NT | 2030 | TWh | 405 | Sub_sector | Buildings | Appliances | Buildings (appliances) | Energetic | buildings_appliances_final_demand_ammonia | Ammonia | EU | Energy demand | 0 | FEC
FR | TYNDP2026 | NT | 2030 | TWh | 407 | Sub_sector | Buildings | Datacenters | Datacenters & ICT | Energetic | datacentres_final_demand_electricity_energetic | Electricity | EU | Energy demand | 24 | FEC
FR | TYNDP2026 | NT | 2030 | TWh | 408 | Sub_sector | Buildings | Datacenters | Datacenters & ICT | Energetic | datacentres_final_demand_hydrogen_energetic | Hydrogen | EU | Energy demand | 0 | FEC
FR | TYNDP2026 | NT | 2030 | TWh | 409 | Sub_sector | Buildings | Datacenters | Datacenters & ICT | Energetic | datacentres_final_demand_methane_energetic | Methane | EU | Energy demand | 0 | FEC
FR | TYNDP2026 | NT | 2030 | TWh | 410 | Sub_sector | Buildings | Datacenters | Datacenters & ICT | Energetic | datacentres_final_demand_heat_energetic | Heat | EU | Energy demand | 0 | FEC
FR | TYNDP2026 | NT | 2030 | TWh | 411 | Sub_sector | Buildings | Datacenters | Datacenters & ICT | Energetic | datacentres_final_demand_biomass_energetic | Biomass | EU | Energy demand | 0 | FEC
FR | TYNDP2026 | NT | 2030 | TWh | 412 | Sub_sector | Buildings | Datacenters | Datacenters & ICT | Energetic | datacentres_final_demand_coal_energetic | Solids | EU | Energy demand | 0 | FEC
FR | TYNDP2026 | NT | 2030 | TWh | 413 | Sub_sector | Buildings | Datacenters | Datacenters & ICT | Energetic | datacentres_final_demand_oil_energetic | Liquids | EU | Energy demand | 0 | FEC
FR | TYNDP2026 | NT | 2030 | TWh | 414 | Sub_sector | Buildings | Datacenters | Datacenters & ICT | Energetic | datacentres_final_demand_other_energetic | Others | EU | Energy demand | 0 | FEC
FR | TYNDP2026 | NT | 2030 | TWh | 415 | Sub_sector | Buildings | Datacenters | Datacenters & ICT | Energetic | datacentres_final_demand_ammonia_energetic | Ammonia | EU | Energy demand | 0 | FEC
FR | TYNDP2026 | NT | 2030 | TWh | 417 | Sub_sector | Transport | Others_Sector | Others_Sector | Energetic | other_final_demand_electricity_energetic | Electricity | EU | Energy demand | 1.157 | FEC
FR | TYNDP2026 | NT | 2030 | TWh | 418 | Sub_sector | Transport | Others_Sector | Others_Sector | Energetic | other_final_demand_hydrogen_energetic | Hydrogen | EU | Energy demand | 0 | FEC
FR | TYNDP2026 | NT | 2030 | TWh | 419 | Sub_sector | Transport | Pipeline Transport | Others_Sector | Energetic | other_final_demand_methane_energetic | Methane | EU | Energy demand | 1.6851 | FEC
FR | TYNDP2026 | NT | 2030 | TWh | 420 | Sub_sector | Transport | Others_Sector | Others_Sector | Energetic | other_final_demand_heat_energetic | Heat | EU | Energy demand | 0 | FEC
FR | TYNDP2026 | NT | 2030 | TWh | 421 | Sub_sector | Transport | Others_Sector | Others_Sector | Energetic | other_final_demand_biomass_energetic | Biomass | EU | Energy demand | 0 | FEC
FR | TYNDP2026 | NT | 2030 | TWh | 422 | Sub_sector | Transport | Others_Sector | Others_Sector | Energetic | other_final_demand_coal_energetic | Solids | EU | Energy demand | 0 | FEC
FR | TYNDP2026 | NT | 2030 | TWh | 423 | Sub_sector | Transport | Others_Sector | Others_Sector | Energetic | other_final_demand_oil_energetic | Liquids | EU | Energy demand | 5.8865 | FEC
FR | TYNDP2026 | NT | 2030 | TWh | 424 | Sub_sector | Others_Sector | Others_Sector | Others_Sector | Non-energetic | other_final_demand_oil_non_energetic | Liquids | EU | Energy demand | 3.4436 | not_included_in_FEC
FR | TYNDP2026 | NT | 2030 | TWh | 425 | Sub_sector | Transport | Others_Sector | Others_Sector | Energetic | other_final_demand_other_energetic | Others | EU | Energy demand | 0 | FEC
FR | TYNDP2026 | NT | 2030 | TWh | 426 | Sub_sector | Transport | Others_Sector | Others_Sector | Energetic | other_final_demand_ammonia_energetic | Ammonia | EU | Energy demand | 0 | FEC
FR | TYNDP2026 | NT | 2030 | TWh | 427 | Sub_sector | Industry | Surplus_Heat_in_Industry | Surplus_Heat_in_Industry | Energetic | final_demand_of_industry_unused_local_production_steam_hot_water | Heat | EU | Energy demand | 0 | FEC
FR | TYNDP2026 | NT | 2030 | TWh | 429 | Sub_sector | Agriculture | Total | Agriculture | Energetic | agriculture_final_demand_electricity_energetic | Electricity | EU | Energy demand | 8.2687 | FEC
FR | TYNDP2026 | NT | 2030 | TWh | 430 | Sub_sector | Agriculture | Total | Agriculture | Energetic | agriculture_final_demand_hydrogen_energetic | Hydrogen | EU | Energy demand | 0 | FEC
FR | TYNDP2026 | NT | 2030 | TWh | 431 | Sub_sector | Agriculture | Total | Agriculture | Energetic | agriculture_final_demand_methane_energetic | Methane | EU | Energy demand | 2.6276 | FEC
FR | TYNDP2026 | NT | 2030 | TWh | 432 | Sub_sector | Agriculture | Total | Agriculture | Energetic | agriculture_final_demand_heat_energetic | Heat | EU | Energy demand | 0.21658 | FEC
FR | TYNDP2026 | NT | 2030 | TWh | 433 | Sub_sector | Agriculture | Total | Agriculture | Energetic | agriculture_final_demand_biomass_energetic | Biomass | EU | Energy demand | 1.6965 | FEC
FR | TYNDP2026 | NT | 2030 | TWh | 434 | Sub_sector | Agriculture | Total | Agriculture | Energetic | agriculture_final_demand_coal_energetic | Solids | EU | Energy demand | 0 | FEC
FR | TYNDP2026 | NT | 2030 | TWh | 435 | Sub_sector | Agriculture | Total | Agriculture | Energetic | agriculture_final_demand_oil_energetic | Liquids | EU | Energy demand | 33.9242 | FEC
FR | TYNDP2026 | NT | 2030 | TWh | 436 | Sub_sector | Agriculture | Total | Agriculture | Energetic | agriculture_final_demand_other_energetic | Others | EU | Energy demand | 0 | FEC
FR | TYNDP2026 | NT | 2030 | TWh | 437 | Sub_sector | Agriculture | Total | Agriculture | Energetic | agriculture_final_demand_ammonia_energetic | Ammonia | EU | Energy demand | 0 | FEC
FR | TYNDP2026 | NT | 2030 | TWh | 447 | Sub_sector | Buildings | Surplus Energy | Buildings | Energetic | GAP | Electricity | EU | Energy demand | 0 | FEC
FR | TYNDP2026 | NT | 2030 | TWh | 448 | Sub_sector | Buildings | Surplus Energy | Buildings | Energetic | GAP | Hydrogen | EU | Energy demand | 0 | FEC
FR | TYNDP2026 | NT | 2030 | TWh | 449 | Sub_sector | Buildings | Surplus Energy | Buildings | Energetic | GAP | Methane | EU | Energy demand | 0 | FEC
FR | TYNDP2026 | NT | 2030 | TWh | 450 | Sub_sector | Buildings | Surplus Energy | Buildings | Energetic | GAP | Heat | EU | Energy demand | 0 | FEC
FR | TYNDP2026 | NT | 2030 | TWh | 451 | Sub_sector | Buildings | Surplus Energy | Buildings | Energetic | GAP | Biomass | EU | Energy demand | 0.12253 | FEC
FR | TYNDP2026 | NT | 2030 | TWh | 452 | Sub_sector | Buildings | Surplus Energy | Buildings | Energetic | GAP | Solids | EU | Energy demand | 0 | FEC
FR | TYNDP2026 | NT | 2030 | TWh | 453 | Sub_sector | Buildings | Surplus Energy | Buildings | Energetic | GAP | Liquids | EU | Energy demand | 3.1995 | FEC
FR | TYNDP2026 | NT | 2030 | TWh | 454 | Sub_sector | Buildings | Surplus Energy | Buildings | Energetic | GAP | Others | EU | Energy demand | 0 | FEC
FR | TYNDP2026 | NT | 2030 | TWh | 455 | Sub_sector | Buildings | Surplus Energy | Buildings | Energetic | GAP | Ammonia | EU | Energy demand | 0 | FEC
FR | TYNDP2026 | NT | 2030 | TWh | 456 | Sub_sector | Households | Surplus Energy | Households | Energetic | GAP | Electricity | EU | Energy demand | 0 | FEC
FR | TYNDP2026 | NT | 2030 | TWh | 457 | Sub_sector | Households | Surplus Energy | Households | Energetic | GAP | Hydrogen | EU | Energy demand | 0 | FEC
FR | TYNDP2026 | NT | 2030 | TWh | 458 | Sub_sector | Households | Surplus Energy | Households | Energetic | GAP | Methane | EU | Energy demand | 0 | FEC
FR | TYNDP2026 | NT | 2030 | TWh | 459 | Sub_sector | Households | Surplus Energy | Households | Energetic | GAP | Heat | EU | Energy demand | 0 | FEC
FR | TYNDP2026 | NT | 2030 | TWh | 460 | Sub_sector | Households | Surplus Energy | Households | Energetic | GAP | Biomass | EU | Energy demand | 0 | FEC
FR | TYNDP2026 | NT | 2030 | TWh | 461 | Sub_sector | Households | Surplus Energy | Households | Energetic | GAP | Solids | EU | Energy demand | 0 | FEC
FR | TYNDP2026 | NT | 2030 | TWh | 462 | Sub_sector | Households | Surplus Energy | Households | Energetic | GAP | Liquids | EU | Energy demand | 0 | FEC
FR | TYNDP2026 | NT | 2030 | TWh | 463 | Sub_sector | Households | Surplus Energy | Households | Energetic | GAP | Others | EU | Energy demand | 0 | FEC
FR | TYNDP2026 | NT | 2030 | TWh | 464 | Sub_sector | Households | Surplus Energy | Households | Energetic | GAP | Ammonia | EU | Energy demand | 0 | FEC
FR | TYNDP2026 | NT | 2035 | TWh | 102 | Sub_sector | Industry | Aluminium | Industry (aluminium) | Energetic | industry_aluminium_demand_electricity_energetic | Electricity | EU | Energy demand | 5.1199 | FEC
FR | TYNDP2026 | NT | 2035 | TWh | 103 | Sub_sector | Industry | Aluminium | Industry (aluminium) | Energetic | industry_aluminium_demand_hydrogen_energetic | Hydrogen | EU | Energy demand | 0 | FEC
FR | TYNDP2026 | NT | 2035 | TWh | 104 | Sub_sector | Industry | Aluminium | Industry (aluminium) | Energetic | industry_aluminium_demand_methane_energetic | Methane | EU | Energy demand | 0.70748 | FEC
FR | TYNDP2026 | NT | 2035 | TWh | 105 | Sub_sector | Industry | Aluminium | Industry (aluminium) | Energetic | industry_aluminium_demand_heat_energetic | Heat | EU | Energy demand | 0 | FEC
FR | TYNDP2026 | NT | 2035 | TWh | 106 | Sub_sector | Industry | Aluminium | Industry (aluminium) | Energetic | industry_aluminium_demand_biomass_energetic | Biomass | EU | Energy demand | 0 | FEC
FR | TYNDP2026 | NT | 2035 | TWh | 107 | Sub_sector | Industry | Aluminium | Industry (aluminium) | Energetic | industry_aluminium_demand_coal_energetic | Solids | EU | Energy demand | 0 | FEC
FR | TYNDP2026 | NT | 2035 | TWh | 108 | Sub_sector | Industry | Aluminium | Industry (aluminium) | Energetic | industry_aluminium_demand_oil_energetic | Liquids | EU | Energy demand | 0 | FEC
FR | TYNDP2026 | NT | 2035 | TWh | 109 | Sub_sector | Industry | Aluminium | Industry (aluminium) | Energetic | industry_aluminium_demand_others_energetic | Others | EU | Energy demand | 0 | FEC
FR | TYNDP2026 | NT | 2035 | TWh | 110 | Sub_sector | Industry | Aluminium | Industry (aluminium) | Energetic | industry_ammonia_demand_others_energetic | Ammonia | EU | Energy demand | 0 | FEC
FR | TYNDP2026 | NT | 2035 | TWh | 112 | Sub_sector | Industry | Chemicals | Industry (chemicals, energetic) | Energetic | industry_chemical_demand_electricity_energetic | Electricity | EU | Energy demand | 41.251 | FEC
FR | TYNDP2026 | NT | 2035 | TWh | 113 | Sub_sector | Industry | Chemicals | Industry (chemicals, energetic) | Energetic | industry_chemical_demand_hydrogen_energetic | Hydrogen | EU | Energy demand | 0 | FEC
FR | TYNDP2026 | NT | 2035 | TWh | 114 | Sub_sector | Industry | Chemicals | Industry (chemicals, energetic) | Energetic | industry_chemical_demand_methane_energetic | Methane | EU | Energy demand | 15.4984 | FEC
FR | TYNDP2026 | NT | 2035 | TWh | 115 | Sub_sector | Industry | Chemicals | Industry (chemicals, energetic) | Energetic | industry_chemical_demand_heat_energetic | Heat | EU | Energy demand | 10.9204 | FEC
FR | TYNDP2026 | NT | 2035 | TWh | 116 | Sub_sector | Industry | Chemicals | Industry (chemicals, energetic) | Energetic | industry_chemical_demand_biomass_energetic | Biomass | EU | Energy demand | 0.68253 | FEC
FR | TYNDP2026 | NT | 2035 | TWh | 117 | Sub_sector | Industry | Chemicals | Industry (chemicals, energetic) | Energetic | industry_chemical_demand_coal_energetic | Solids | EU | Energy demand | 0 | FEC
FR | TYNDP2026 | NT | 2035 | TWh | 118 | Sub_sector | Industry | Chemicals | Industry (chemicals, energetic) | Energetic | industry_chemical_demand_oil_energetic | Liquids | EU | Energy demand | 12.1657 | FEC
FR | TYNDP2026 | NT | 2035 | TWh | 119 | Sub_sector | Industry | Chemicals | Industry (chemicals, energetic) | Energetic | industry_chemical_demand_others_energetic | Others | EU | Energy demand | 0 | FEC
FR | TYNDP2026 | NT | 2035 | TWh | 120 | Sub_sector | Industry | Chemicals | Industry (chemicals, energetic) | Energetic | industry_chemical_demand_ammonia_energetic | Ammonia | EU | Energy demand | 0 | FEC
FR | TYNDP2026 | NT | 2035 | TWh | 122 | Sub_sector | Industry | Chemicals | Industry (chemicals, non-energetic) | Non-energetic | industry_chemical_demand_electricity_non_energetic | Electricity | EU | Energy demand | 0 | not_included_in_FEC
FR | TYNDP2026 | NT | 2035 | TWh | 123 | Sub_sector | Industry | Chemicals | Industry (chemicals, non-energetic) | Non-energetic | industry_chemical_demand_hydrogen_non_energetic | Hydrogen | EU | Energy demand | 2.4741 | not_included_in_FEC
FR | TYNDP2026 | NT | 2035 | TWh | 124 | Sub_sector | Industry | Chemicals | Industry (chemicals, non-energetic) | Non-energetic | industry_chemical_demand_methane_non_energetic | Methane | EU | Energy demand | 21.7626 | not_included_in_FEC
FR | TYNDP2026 | NT | 2035 | TWh | 125 | Sub_sector | Industry | Chemicals | Industry (chemicals, non-energetic) | Non-energetic | industry_chemical_demand_heat_non_energetic | Heat | EU | Energy demand | 0 | not_included_in_FEC
FR | TYNDP2026 | NT | 2035 | TWh | 126 | Sub_sector | Industry | Chemicals | Industry (chemicals, non-energetic) | Non-energetic | industry_chemical_demand_biomass_non_energetic | Biomass | EU | Energy demand | 2.4741 | not_included_in_FEC
FR | TYNDP2026 | NT | 2035 | TWh | 127 | Sub_sector | Industry | Chemicals | Industry (chemicals, non-energetic) | Non-energetic | industry_chemical_demand_coal_non_energetic | Solids | EU | Energy demand | 0 | not_included_in_FEC
FR | TYNDP2026 | NT | 2035 | TWh | 128 | Sub_sector | Industry | Chemicals | Industry (chemicals, non-energetic) | Non-energetic | industry_chemical_demand_oil_non_energetic | Liquids | EU | Energy demand | 96.9951 | not_included_in_FEC
FR | TYNDP2026 | NT | 2035 | TWh | 129 | Sub_sector | Industry | Chemicals | Industry (chemicals, non-energetic) | Non-energetic | industry_chemical_demand_others_non_energetic | Others | EU | Energy demand | 0 | not_included_in_FEC
FR | TYNDP2026 | NT | 2035 | TWh | 130 | Sub_sector | Industry | Chemicals | Industry (chemicals, non-energetic) | Non-energetic | industry_chemical_demand_ammonia_non_energetic | Ammonia | EU | Energy demand | 0 | not_included_in_FEC
FR | TYNDP2026 | NT | 2035 | TWh | 132 | Sub_sector | Industry | Fertilizers | Industry (fertilizers, energetic) | Energetic | industry_fertilizers_demand_electricity_energetic | Electricity | EU | Energy demand | 0.39176 | FEC
FR | TYNDP2026 | NT | 2035 | TWh | 133 | Sub_sector | Industry | Fertilizers | Industry (fertilizers, energetic) | Energetic | industry_fertilizers_demand_hydrogen_energetic | Hydrogen | EU | Energy demand | 0 | FEC
FR | TYNDP2026 | NT | 2035 | TWh | 134 | Sub_sector | Industry | Fertilizers | Industry (fertilizers, energetic) | Energetic | industry_fertilizers_demand_methane_energetic | Methane | EU | Energy demand | 1.5997 | FEC
FR | TYNDP2026 | NT | 2035 | TWh | 135 | Sub_sector | Industry | Fertilizers | Industry (fertilizers, energetic) | Energetic | industry_fertilizers_demand_heat_energetic | Heat | EU | Energy demand | 0 | FEC
FR | TYNDP2026 | NT | 2035 | TWh | 136 | Sub_sector | Industry | Fertilizers | Industry (fertilizers, energetic) | Energetic | industry_fertilizers_demand_biomass_energetic | Biomass | EU | Energy demand | 0 | FEC
FR | TYNDP2026 | NT | 2035 | TWh | 137 | Sub_sector | Industry | Fertilizers | Industry (fertilizers, energetic) | Energetic | industry_fertilizers_demand_coal_energetic | Solids | EU | Energy demand | 0 | FEC
FR | TYNDP2026 | NT | 2035 | TWh | 138 | Sub_sector | Industry | Fertilizers | Industry (fertilizers, energetic) | Energetic | industry_fertilizers_demand_oil_energetic | Liquids | EU | Energy demand | 0 | FEC
FR | TYNDP2026 | NT | 2035 | TWh | 139 | Sub_sector | Industry | Fertilizers | Industry (fertilizers, energetic) | Energetic | industry_fertilizers_demand_others_energetic | Others | EU | Energy demand | 0 | FEC
FR | TYNDP2026 | NT | 2035 | TWh | 140 | Sub_sector | Industry | Fertilizers | Industry (fertilizers, energetic) | Energetic | industry_fertilizers_demand_ammonia_energetic | Ammonia | EU | Energy demand | 0 | FEC
FR | TYNDP2026 | NT | 2035 | TWh | 142 | Sub_sector | Industry | Fertilizers | Industry (fertilizers, non-energetic) | Non-energetic | industry_fertilizers_demand_electricity_non_energetic | Electricity | EU | Energy demand | 0 | not_included_in_FEC
FR | TYNDP2026 | NT | 2035 | TWh | 143 | Sub_sector | Industry | Fertilizers | Industry (fertilizers, non-energetic) | Non-energetic | industry_fertilizers_demand_hydrogen_non_energetic | Hydrogen | EU | Energy demand | 7.1009 | not_included_in_FEC
FR | TYNDP2026 | NT | 2035 | TWh | 144 | Sub_sector | Industry | Fertilizers | Industry (fertilizers, non-energetic) | Non-energetic | industry_fertilizers_demand_methane_non_energetic | Methane | EU | Energy demand | 0 | not_included_in_FEC
FR | TYNDP2026 | NT | 2035 | TWh | 145 | Sub_sector | Industry | Fertilizers | Industry (fertilizers, non-energetic) | Non-energetic | industry_fertilizers_demand_heat_non_energetic | Heat | EU | Energy demand | 0 | not_included_in_FEC
FR | TYNDP2026 | NT | 2035 | TWh | 146 | Sub_sector | Industry | Fertilizers | Industry (fertilizers, non-energetic) | Non-energetic | industry_fertilizers_demand_biomass_non_energetic | Biomass | EU | Energy demand | 0 | not_included_in_FEC
FR | TYNDP2026 | NT | 2035 | TWh | 147 | Sub_sector | Industry | Fertilizers | Industry (fertilizers, non-energetic) | Non-energetic | industry_fertilizers_demand_coal_non_energetic | Solids | EU | Energy demand | 0 | not_included_in_FEC
FR | TYNDP2026 | NT | 2035 | TWh | 148 | Sub_sector | Industry | Fertilizers | Industry (fertilizers, non-energetic) | Non-energetic | industry_fertilizers_demand_oil_non_energetic | Liquids | EU | Energy demand | 0 | not_included_in_FEC
FR | TYNDP2026 | NT | 2035 | TWh | 149 | Sub_sector | Industry | Fertilizers | Industry (fertilizers, non-energetic) | Non-energetic | industry_fertilizers_demand_others_non_energetic | Others | EU | Energy demand | 0 | not_included_in_FEC
FR | TYNDP2026 | NT | 2035 | TWh | 150 | Sub_sector | Industry | Fertilizers | Industry (fertilizers, non-energetic) | Non-energetic | industry_fertilizers_demand_ammonia_non_energetic | Ammonia | EU | Energy demand | 1.7121 | not_included_in_FEC
FR | TYNDP2026 | NT | 2035 | TWh | 152 | Sub_sector | Industry | Food | Industry (food) | Energetic | industry_food_demand_electricity_energetic | Electricity | EU | Energy demand | 29.5949 | FEC
FR | TYNDP2026 | NT | 2035 | TWh | 153 | Sub_sector | Industry | Food | Industry (food) | Energetic | industry_food_demand_hydrogen_energetic | Hydrogen | EU | Energy demand | 0 | FEC
FR | TYNDP2026 | NT | 2035 | TWh | 154 | Sub_sector | Industry | Food | Industry (food) | Energetic | industry_food_demand_methane_energetic | Methane | EU | Energy demand | 15.6005 | FEC
FR | TYNDP2026 | NT | 2035 | TWh | 155 | Sub_sector | Industry | Food | Industry (food) | Energetic | industry_food_demand_heat_energetic | Heat | EU | Energy demand | 4.9598 | FEC
FR | TYNDP2026 | NT | 2035 | TWh | 156 | Sub_sector | Industry | Food | Industry (food) | Energetic | industry_food_demand_biomass_energetic | Biomass | EU | Energy demand | 8.0516 | FEC
FR | TYNDP2026 | NT | 2035 | TWh | 157 | Sub_sector | Industry | Food | Industry (food) | Energetic | industry_food_demand_coal_energetic | Solids | EU | Energy demand | 0.20895 | FEC
FR | TYNDP2026 | NT | 2035 | TWh | 158 | Sub_sector | Industry | Food | Industry (food) | Energetic | industry_food_demand_oil_energetic | Liquids | EU | Energy demand | 0 | FEC
FR | TYNDP2026 | NT | 2035 | TWh | 159 | Sub_sector | Industry | Food | Industry (food) | Energetic | industry_food_demand_others_energetic | Others | EU | Energy demand | 0 | FEC
FR | TYNDP2026 | NT | 2035 | TWh | 160 | Sub_sector | Industry | Food | Industry (food) | Energetic | industry_food_demand_ammonia_energetic | Ammonia | EU | Energy demand | 0 | FEC
FR | TYNDP2026 | NT | 2035 | TWh | 162 | Sub_sector | Industry | Metals | Industry (metal) | Energetic | industry_metal_demand_electricity_energetic | Electricity | EU | Energy demand | 1.4484 | FEC
FR | TYNDP2026 | NT | 2035 | TWh | 163 | Sub_sector | Industry | Metals | Industry (metal) | Energetic | industry_metal_demand_hydrogen_energetic | Hydrogen | EU | Energy demand | 0 | FEC
FR | TYNDP2026 | NT | 2035 | TWh | 164 | Sub_sector | Industry | Metals | Industry (metal) | Energetic | industry_metal_demand_methane_energetic | Methane | EU | Energy demand | 2.7968 | FEC
FR | TYNDP2026 | NT | 2035 | TWh | 165 | Sub_sector | Industry | Metals | Industry (metal) | Energetic | industry_metal_demand_heat_energetic | Heat | EU | Energy demand | 0.25933 | FEC
FR | TYNDP2026 | NT | 2035 | TWh | 166 | Sub_sector | Industry | Metals | Industry (metal) | Energetic | industry_metal_demand_biomass_energetic | Biomass | EU | Energy demand | 0 | FEC
FR | TYNDP2026 | NT | 2035 | TWh | 167 | Sub_sector | Industry | Metals | Industry (metal) | Energetic | industry_metal_demand_coal_energetic | Solids | EU | Energy demand | 0.00091779 | FEC
FR | TYNDP2026 | NT | 2035 | TWh | 168 | Sub_sector | Industry | Metals | Industry (metal) | Energetic | industry_metal_demand_oil_energetic | Liquids | EU | Energy demand | 1.2858 | FEC
FR | TYNDP2026 | NT | 2035 | TWh | 169 | Sub_sector | Industry | Metals | Industry (metal) | Energetic | industry_metal_demand_others_energetic | Others | EU | Energy demand | 0 | FEC
FR | TYNDP2026 | NT | 2035 | TWh | 170 | Sub_sector | Industry | Metals | Industry (metal) | Energetic | industry_metal_demand_ammonia_energetic | Ammonia | EU | Energy demand | 0 | FEC
FR | TYNDP2026 | NT | 2035 | TWh | 172 | Sub_sector | Industry | Others | Industry (other, energetic) | Energetic | industry_other_demand_electricity_energetic | Electricity | EU | Energy demand | 52.1407 | FEC
FR | TYNDP2026 | NT | 2035 | TWh | 173 | Sub_sector | Industry | Others | Industry (other, energetic) | Energetic | industry_other_demand_hydrogen_energetic | Hydrogen | EU | Energy demand | 1.0424 | FEC
FR | TYNDP2026 | NT | 2035 | TWh | 174 | Sub_sector | Industry | Others | Industry (other, energetic) | Energetic | industry_other_demand_methane_energetic | Methane | EU | Energy demand | 27.7186 | FEC
FR | TYNDP2026 | NT | 2035 | TWh | 175 | Sub_sector | Industry | Others | Industry (other, energetic) | Energetic | industry_other_demand_heat_energetic | Heat | EU | Energy demand | 4.0544 | FEC
FR | TYNDP2026 | NT | 2035 | TWh | 176 | Sub_sector | Industry | Others | Industry (other, energetic) | Energetic | industry_other_demand_biomass_energetic | Biomass | EU | Energy demand | 4.7643 | FEC
FR | TYNDP2026 | NT | 2035 | TWh | 177 | Sub_sector | Industry | Others | Industry (other, energetic) | Energetic | industry_other_demand_coal_energetic | Solids | EU | Energy demand | 0.27655 | FEC
FR | TYNDP2026 | NT | 2035 | TWh | 178 | Sub_sector | Industry | Others | Industry (other, energetic) | Energetic | industry_other_demand_oil_energetic | Liquids | EU | Energy demand | 7.779 | FEC
FR | TYNDP2026 | NT | 2035 | TWh | 179 | Sub_sector | Industry | Others | Industry (other, energetic) | Energetic | industry_other_demand_others_energetic | Others | EU | Energy demand | 0 | FEC
FR | TYNDP2026 | NT | 2035 | TWh | 180 | Sub_sector | Industry | Others | Industry (other, energetic) | Energetic | industry_other_demand_ammonia_energetic | Ammonia | EU | Energy demand | 0 | FEC
FR | TYNDP2026 | NT | 2035 | TWh | 182 | Sub_sector | Industry | Others | Industry (other, non-energetic) | Non-energetic | industry_other_demand_electricity_non_energetic | Electricity | EU | Energy demand | 0 | not_included_in_FEC
FR | TYNDP2026 | NT | 2035 | TWh | 183 | Sub_sector | Industry | Others | Industry (other, non-energetic) | Non-energetic | industry_other_demand_hydrogen_non_energetic | Hydrogen | EU | Energy demand | 0 | not_included_in_FEC
FR | TYNDP2026 | NT | 2035 | TWh | 184 | Sub_sector | Industry | Others | Industry (other, non-energetic) | Non-energetic | industry_other_demand_methane_non_energetic | Methane | EU | Energy demand | 0 | not_included_in_FEC
FR | TYNDP2026 | NT | 2035 | TWh | 185 | Sub_sector | Industry | Others | Industry (other, non-energetic) | Non-energetic | industry_other_demand_heat_non_energetic | Heat | EU | Energy demand | 0 | not_included_in_FEC
FR | TYNDP2026 | NT | 2035 | TWh | 186 | Sub_sector | Industry | Others | Industry (other, non-energetic) | Non-energetic | industry_other_demand_biomass_non_energetic | Biomass | EU | Energy demand | 0 | not_included_in_FEC
FR | TYNDP2026 | NT | 2035 | TWh | 187 | Sub_sector | Industry | Others | Industry (other, non-energetic) | Non-energetic | industry_other_demand_coal_non_energetic | Solids | EU | Energy demand | 0 | not_included_in_FEC
FR | TYNDP2026 | NT | 2035 | TWh | 188 | Sub_sector | Industry | Others | Industry (other, non-energetic) | Non-energetic | industry_other_demand_oil_non_energetic | Liquids | EU | Energy demand | 35.0186 | not_included_in_FEC
FR | TYNDP2026 | NT | 2035 | TWh | 189 | Sub_sector | Industry | Others | Industry (other, non-energetic) | Non-energetic | industry_other_demand_others_non_energetic | Others | EU | Energy demand | 0 | not_included_in_FEC
FR | TYNDP2026 | NT | 2035 | TWh | 190 | Sub_sector | Industry | Others | Industry (other, non-energetic) | Non-energetic | industry_other_demand_ammonia_non_energetic | Ammonia | EU | Energy demand | 0 | not_included_in_FEC
FR | TYNDP2026 | NT | 2035 | TWh | 192 | Sub_sector | Industry | Paper | Industry (paper) | Energetic | industry_paper_demand_electricity_energetic | Electricity | EU | Energy demand | 10.8795 | FEC
FR | TYNDP2026 | NT | 2035 | TWh | 193 | Sub_sector | Industry | Paper | Industry (paper) | Energetic | industry_paper_demand_hydrogen_energetic | Hydrogen | EU | Energy demand | 0 | FEC
FR | TYNDP2026 | NT | 2035 | TWh | 194 | Sub_sector | Industry | Paper | Industry (paper) | Energetic | industry_paper_demand_methane_energetic | Methane | EU | Energy demand | 3.7558 | FEC
FR | TYNDP2026 | NT | 2035 | TWh | 195 | Sub_sector | Industry | Paper | Industry (paper) | Energetic | industry_paper_demand_heat_energetic | Heat | EU | Energy demand | 4.5844 | FEC
FR | TYNDP2026 | NT | 2035 | TWh | 196 | Sub_sector | Industry | Paper | Industry (paper) | Energetic | industry_paper_demand_biomass_energetic | Biomass | EU | Energy demand | 6.4762 | FEC
FR | TYNDP2026 | NT | 2035 | TWh | 197 | Sub_sector | Industry | Paper | Industry (paper) | Energetic | industry_paper_demand_coal_energetic | Solids | EU | Energy demand | 0.6247 | FEC
FR | TYNDP2026 | NT | 2035 | TWh | 198 | Sub_sector | Industry | Paper | Industry (paper) | Energetic | industry_paper_demand_oil_energetic | Liquids | EU | Energy demand | 0 | FEC
FR | TYNDP2026 | NT | 2035 | TWh | 199 | Sub_sector | Industry | Paper | Industry (paper) | Energetic | industry_paper_demand_others_energetic | Others | EU | Energy demand | 0 | FEC
FR | TYNDP2026 | NT | 2035 | TWh | 200 | Sub_sector | Industry | Paper | Industry (paper) | Energetic | industry_paper_demand_ammonia_energetic | Ammonia | EU | Energy demand | 0 | FEC
FR | TYNDP2026 | NT | 2035 | TWh | 202 | Sub_sector | Industry | Refineries | Industry (refineries, energetic) | Energetic | industry_refinery_demand_electricity_energetic | Electricity | EU | Energy demand | 1.4936 | not_included_in_FEC
FR | TYNDP2026 | NT | 2035 | TWh | 203 | Sub_sector | Industry | Refineries | Industry (refineries, energetic) | Energetic | industry_refinery_demand_hydrogen_energetic | Hydrogen | EU | Energy demand | 2.5476 | not_included_in_FEC
FR | TYNDP2026 | NT | 2035 | TWh | 204 | Sub_sector | Industry | Refineries | Industry (refineries, energetic) | Energetic | industry_refinery_demand_methane_energetic | Methane | EU | Energy demand | 3.1845 | not_included_in_FEC
FR | TYNDP2026 | NT | 2035 | TWh | 205 | Sub_sector | Industry | Refineries | Industry (refineries, energetic) | Energetic | industry_refinery_demand_heat_energetic | Heat | EU | Energy demand | 0.80248 | not_included_in_FEC
FR | TYNDP2026 | NT | 2035 | TWh | 206 | Sub_sector | Industry | Refineries | Industry (refineries, energetic) | Energetic | industry_refinery_demand_biomass_energetic | Biomass | EU | Energy demand | 0 | not_included_in_FEC
FR | TYNDP2026 | NT | 2035 | TWh | 207 | Sub_sector | Industry | Refineries | Industry (refineries, energetic) | Energetic | industry_refinery_demand_coal_energetic | Solids | EU | Energy demand | 0 | not_included_in_FEC
FR | TYNDP2026 | NT | 2035 | TWh | 208 | Sub_sector | Industry | Refineries | Industry (refineries, energetic) | Energetic | industry_refinery_demand_oil_energetic | Liquids | EU | Energy demand | 6.6298 | not_included_in_FEC
FR | TYNDP2026 | NT | 2035 | TWh | 209 | Sub_sector | Industry | Refineries | Industry (refineries, energetic) | Energetic | industry_refinery_demand_others_energetic | Others | EU | Energy demand | 0 | not_included_in_FEC
FR | TYNDP2026 | NT | 2035 | TWh | 210 | Sub_sector | Industry | Refineries | Industry (refineries, energetic) | Energetic | industry_refinery_demand_ammonia_energetic | Ammonia | EU | Energy demand | 0 | not_included_in_FEC
FR | TYNDP2026 | NT | 2035 | TWh | 212 | Sub_sector | Industry | Refineries | Industry (refineries, non-energetic) | Non-energetic | industry_refinery_demand_electricity_non_energetic | Electricity | EU | Energy demand | 0 | not_included_in_FEC
FR | TYNDP2026 | NT | 2035 | TWh | 213 | Sub_sector | Industry | Refineries | Industry (refineries, non-energetic) | Non-energetic | industry_refinery_demand_hydrogen_non_energetic | Hydrogen | EU | Energy demand | 0 | not_included_in_FEC
FR | TYNDP2026 | NT | 2035 | TWh | 214 | Sub_sector | Industry | Refineries | Industry (refineries, non-energetic) | Non-energetic | industry_refinery_demand_methane_non_energetic | Methane | EU | Energy demand | 0 | not_included_in_FEC
FR | TYNDP2026 | NT | 2035 | TWh | 215 | Sub_sector | Industry | Refineries | Industry (refineries, non-energetic) | Non-energetic | industry_refinery_demand_heat_non_energetic | Heat | EU | Energy demand | 0 | not_included_in_FEC
FR | TYNDP2026 | NT | 2035 | TWh | 216 | Sub_sector | Industry | Refineries | Industry (refineries, non-energetic) | Non-energetic | industry_refinery_demand_biomass_non_energetic | Biomass | EU | Energy demand | 0 | not_included_in_FEC
FR | TYNDP2026 | NT | 2035 | TWh | 217 | Sub_sector | Industry | Refineries | Industry (refineries, non-energetic) | Non-energetic | industry_refinery_demand_coal_non_energetic | Solids | EU | Energy demand | 0 | not_included_in_FEC
FR | TYNDP2026 | NT | 2035 | TWh | 218 | Sub_sector | Industry | Refineries | Industry (refineries, non-energetic) | Non-energetic | industry_refinery_demand_oil_non_energetic | Liquids | EU | Energy demand | 0 | not_included_in_FEC
FR | TYNDP2026 | NT | 2035 | TWh | 219 | Sub_sector | Industry | Refineries | Industry (refineries, non-energetic) | Non-energetic | industry_refinery_demand_others_non_energetic | Others | EU | Energy demand | 0 | not_included_in_FEC
FR | TYNDP2026 | NT | 2035 | TWh | 220 | Sub_sector | Industry | Refineries | Industry (refineries, non-energetic) | Non-energetic | industry_refinery_demand_ammonia_non_energetic | Ammonia | EU | Energy demand | 0 | not_included_in_FEC
FR | TYNDP2026 | NT | 2035 | TWh | 222 | Sub_sector | Industry | Steel | Industry (steel) | Energetic | industry_steel_demand_electricity_energetic | Electricity | EU | Energy demand | 16.7882 | FEC
FR | TYNDP2026 | NT | 2035 | TWh | 223 | Sub_sector | Industry | Steel | Industry (steel) | Energetic | industry_steel_demand_hydrogen_energetic | Hydrogen | EU | Energy demand | 4.6308 | FEC
FR | TYNDP2026 | NT | 2035 | TWh | 224 | Sub_sector | Industry | Steel | Industry (steel) | Energetic | industry_steel_demand_methane_energetic | Methane | EU | Energy demand | 11.7641 | FEC
FR | TYNDP2026 | NT | 2035 | TWh | 225 | Sub_sector | Industry | Steel | Industry (steel) | Energetic | industry_steel_demand_heat_energetic | Heat | EU | Energy demand | 0.051889 | FEC
FR | TYNDP2026 | NT | 2035 | TWh | 226 | Sub_sector | Industry | Steel | Industry (steel) | Energetic | industry_steel_demand_biomass_energetic | Biomass | EU | Energy demand | 0.0015832 | FEC
FR | TYNDP2026 | NT | 2035 | TWh | 227 | Sub_sector | Industry | Steel | Industry (steel) | Energetic | industry_steel_demand_coal_energetic | Solids | EU | Energy demand | 6.4456 | FEC
FR | TYNDP2026 | NT | 2035 | TWh | 228 | Sub_sector | Industry | Steel | Industry (steel) | Energetic | industry_steel_demand_oil_energetic | Liquids | EU | Energy demand | 0.11757 | FEC
FR | TYNDP2026 | NT | 2035 | TWh | 229 | Sub_sector | Industry | Steel | Industry (steel) | Energetic | industry_steel_demand_others_energetic | Others | EU | Energy demand | 0 | FEC
FR | TYNDP2026 | NT | 2035 | TWh | 230 | Sub_sector | Industry | Steel | Industry (steel) | Energetic | industry_steel_demand_ammonia_energetic | Ammonia | EU | Energy demand | 0 | FEC
FR | TYNDP2026 | NT | 2035 | TWh | 232 | Sub_sector | Transport | Cars | Transport (cars) | Energetic | transport_cars_final_demand_electricity | Electricity | EU | Energy demand | 48.2938 | FEC
FR | TYNDP2026 | NT | 2035 | TWh | 233 | Sub_sector | Transport | Cars | Transport (cars) | Energetic | transport_cars_final_demand_hydrogen | Hydrogen | EU | Energy demand | 0 | FEC
FR | TYNDP2026 | NT | 2035 | TWh | 234 | Sub_sector | Transport | Cars | Transport (cars) | Energetic | transport_cars_final_demand_methane | Methane | EU | Energy demand | 0 | FEC
FR | TYNDP2026 | NT | 2035 | TWh | 235 | Sub_sector | Transport | Cars | Transport (cars) | Energetic | transport_cars_final_demand_heat | Heat | EU | Energy demand | 0 | FEC
FR | TYNDP2026 | NT | 2035 | TWh | 236 | Sub_sector | Transport | Cars | Transport (cars) | Energetic | transport_cars_final_demand_biomass | Biomass | EU | Energy demand | 0 | FEC
FR | TYNDP2026 | NT | 2035 | TWh | 237 | Sub_sector | Transport | Cars | Transport (cars) | Energetic | transport_cars_final_demand_coal | Solids | EU | Energy demand | 0 | FEC
FR | TYNDP2026 | NT | 2035 | TWh | 238 | Sub_sector | Transport | Cars | Transport (cars) | Energetic | transport_cars_final_demand_oil | Liquids | EU | Energy demand | 154.3291 | FEC
FR | TYNDP2026 | NT | 2035 | TWh | 239 | Sub_sector | Transport | Cars | Transport (cars) | Energetic | transport_cars_final_demand_other | Others | EU | Energy demand | 0 | FEC
FR | TYNDP2026 | NT | 2035 | TWh | 240 | Sub_sector | Transport | Cars | Transport (cars) | Energetic | transport_cars_final_demand_ammonia | Ammonia | EU | Energy demand | 0 | FEC
FR | TYNDP2026 | NT | 2035 | TWh | 242 | Sub_sector | Transport | Busses | Transport (busses) | Energetic | transport_busses_final_demand_electricity | Electricity | EU | Energy demand | 1.5954 | FEC
FR | TYNDP2026 | NT | 2035 | TWh | 243 | Sub_sector | Transport | Busses | Transport (busses) | Energetic | transport_busses_final_demand_hydrogen | Hydrogen | EU | Energy demand | 0.13546 | FEC
FR | TYNDP2026 | NT | 2035 | TWh | 244 | Sub_sector | Transport | Busses | Transport (busses) | Energetic | transport_busses_final_demand_methane | Methane | EU | Energy demand | 3.4295 | FEC
FR | TYNDP2026 | NT | 2035 | TWh | 245 | Sub_sector | Transport | Busses | Transport (busses) | Energetic | transport_busses_final_demand_heat | Heat | EU | Energy demand | 0 | FEC
FR | TYNDP2026 | NT | 2035 | TWh | 246 | Sub_sector | Transport | Busses | Transport (busses) | Energetic | transport_busses_final_demand_biomass | Biomass | EU | Energy demand | 0 | FEC
FR | TYNDP2026 | NT | 2035 | TWh | 247 | Sub_sector | Transport | Busses | Transport (busses) | Energetic | transport_busses_final_demand_coal | Solids | EU | Energy demand | 0 | FEC
FR | TYNDP2026 | NT | 2035 | TWh | 248 | Sub_sector | Transport | Busses | Transport (busses) | Energetic | transport_busses_final_demand_oil | Liquids | EU | Energy demand | 8.8866 | FEC
FR | TYNDP2026 | NT | 2035 | TWh | 249 | Sub_sector | Transport | Busses | Transport (busses) | Energetic | transport_busses_final_demand_other | Others | EU | Energy demand | 0 | FEC
FR | TYNDP2026 | NT | 2035 | TWh | 250 | Sub_sector | Transport | Busses | Transport (busses) | Energetic | transport_busses_final_demand_ammonia | Ammonia | EU | Energy demand | 0 | FEC
FR | TYNDP2026 | NT | 2035 | TWh | 252 | Sub_sector | Transport | Trucks | Transport (trucks) | Energetic | transport_trucks_final_demand_electricity | Electricity | EU | Energy demand | 13.7861 | FEC
FR | TYNDP2026 | NT | 2035 | TWh | 253 | Sub_sector | Transport | Trucks | Transport (trucks) | Energetic | transport_trucks_final_demand_hydrogen | Hydrogen | EU | Energy demand | 1.5741 | FEC
FR | TYNDP2026 | NT | 2035 | TWh | 254 | Sub_sector | Transport | Trucks | Transport (trucks) | Energetic | transport_trucks_final_demand_methane | Methane | EU | Energy demand | 3.6692 | FEC
FR | TYNDP2026 | NT | 2035 | TWh | 255 | Sub_sector | Transport | Trucks | Transport (trucks) | Energetic | transport_trucks_final_demand_heat | Heat | EU | Energy demand | 0 | FEC
FR | TYNDP2026 | NT | 2035 | TWh | 256 | Sub_sector | Transport | Trucks | Transport (trucks) | Energetic | transport_trucks_final_demand_biomass | Biomass | EU | Energy demand | 0 | FEC
FR | TYNDP2026 | NT | 2035 | TWh | 257 | Sub_sector | Transport | Trucks | Transport (trucks) | Energetic | transport_trucks_final_demand_coal | Solids | EU | Energy demand | 0 | FEC
FR | TYNDP2026 | NT | 2035 | TWh | 258 | Sub_sector | Transport | Trucks | Transport (trucks) | Energetic | transport_trucks_final_demand_oil | Liquids | EU | Energy demand | 50.5661 | FEC
FR | TYNDP2026 | NT | 2035 | TWh | 259 | Sub_sector | Transport | Trucks | Transport (trucks) | Energetic | transport_trucks_final_demand_other | Others | EU | Energy demand | 0 | FEC
FR | TYNDP2026 | NT | 2035 | TWh | 260 | Sub_sector | Transport | Trucks | Transport (trucks) | Energetic | transport_trucks_final_demand_ammonia | Ammonia | EU | Energy demand | 0 | FEC
FR | TYNDP2026 | NT | 2035 | TWh | 262 | Sub_sector | Transport | Vans | Transport (vans) | Energetic | transport_vans_final_demand_electricity | Electricity | EU | Energy demand | 8.4407 | FEC
FR | TYNDP2026 | NT | 2035 | TWh | 263 | Sub_sector | Transport | Vans | Transport (vans) | Energetic | transport_vans_final_demand_hydrogen | Hydrogen | EU | Energy demand | 0.28516 | FEC
FR | TYNDP2026 | NT | 2035 | TWh | 264 | Sub_sector | Transport | Vans | Transport (vans) | Energetic | transport_vans_final_demand_methane | Methane | EU | Energy demand | 0 | FEC
FR | TYNDP2026 | NT | 2035 | TWh | 265 | Sub_sector | Transport | Vans | Transport (vans) | Energetic | transport_vans_final_demand_heat | Heat | EU | Energy demand | 0 | FEC
FR | TYNDP2026 | NT | 2035 | TWh | 266 | Sub_sector | Transport | Vans | Transport (vans) | Energetic | transport_vans_final_demand_biomass | Biomass | EU | Energy demand | 0 | FEC
FR | TYNDP2026 | NT | 2035 | TWh | 267 | Sub_sector | Transport | Vans | Transport (vans) | Energetic | transport_vans_final_demand_coal | Solids | EU | Energy demand | 0 | FEC
FR | TYNDP2026 | NT | 2035 | TWh | 268 | Sub_sector | Transport | Vans | Transport (vans) | Energetic | transport_vans_final_demand_oil | Liquids | EU | Energy demand | 39.1673 | FEC
FR | TYNDP2026 | NT | 2035 | TWh | 269 | Sub_sector | Transport | Vans | Transport (vans) | Energetic | transport_vans_final_demand_other | Others | EU | Energy demand | 0 | FEC
FR | TYNDP2026 | NT | 2035 | TWh | 270 | Sub_sector | Transport | Vans | Transport (vans) | Energetic | transport_vans_final_demand_ammonia | Ammonia | EU | Energy demand | 0 | FEC
FR | TYNDP2026 | NT | 2035 | TWh | 272 | Sub_sector | Transport | Freight trains | Transport (trains) | Energetic | transport_trains_final_demand_electricity | Electricity | EU | Energy demand | 14.6577 | FEC
FR | TYNDP2026 | NT | 2035 | TWh | 273 | Sub_sector | Transport | Freight trains | Transport (trains) | Energetic | transport_trains_final_demand_hydrogen | Hydrogen | EU | Energy demand | 0.62739 | FEC
FR | TYNDP2026 | NT | 2035 | TWh | 274 | Sub_sector | Transport | Freight trains | Transport (trains) | Energetic | transport_trains_final_demand_methane | Methane | EU | Energy demand | 0 | FEC
FR | TYNDP2026 | NT | 2035 | TWh | 275 | Sub_sector | Transport | Freight trains | Transport (trains) | Energetic | transport_trains_final_demand_heat | Heat | EU | Energy demand | 0 | FEC
FR | TYNDP2026 | NT | 2035 | TWh | 276 | Sub_sector | Transport | Freight trains | Transport (trains) | Energetic | transport_trains_final_demand_biomass | Biomass | EU | Energy demand | 0 | FEC
FR | TYNDP2026 | NT | 2035 | TWh | 277 | Sub_sector | Transport | Freight trains | Transport (trains) | Energetic | transport_trains_final_demand_coal | Solids | EU | Energy demand | 0 | FEC
FR | TYNDP2026 | NT | 2035 | TWh | 278 | Sub_sector | Transport | Freight trains | Transport (trains) | Energetic | transport_trains_final_demand_oil | Liquids | EU | Energy demand | 1.0074 | FEC
FR | TYNDP2026 | NT | 2035 | TWh | 279 | Sub_sector | Transport | Freight trains | Transport (trains) | Energetic | transport_trains_final_demand_other | Others | EU | Energy demand | 0 | FEC
FR | TYNDP2026 | NT | 2035 | TWh | 280 | Sub_sector | Transport | Freight trains | Transport (trains) | Energetic | transport_trains_final_demand_ammonia | Ammonia | EU | Energy demand | 0 | FEC
FR | TYNDP2026 | NT | 2035 | TWh | 282 | Sub_sector | Transport | Ships | Transport (ships) | Energetic | transport_ships_final_demand_electricity | Electricity | EU | Energy demand | 0 | FEC
FR | TYNDP2026 | NT | 2035 | TWh | 283 | Sub_sector | Transport | Ships | Transport (ships) | Energetic | transport_ships_final_demand_hydrogen | Hydrogen | EU | Energy demand | 0 | FEC
FR | TYNDP2026 | NT | 2035 | TWh | 284 | Sub_sector | Transport | Ships | Transport (ships) | Energetic | transport_ships_final_demand_methane | Methane | EU | Energy demand | 0.16765 | FEC
FR | TYNDP2026 | NT | 2035 | TWh | 285 | Sub_sector | Transport | Ships | Transport (ships) | Energetic | transport_ships_final_demand_heat | Heat | EU | Energy demand | 0 | FEC
FR | TYNDP2026 | NT | 2035 | TWh | 286 | Sub_sector | Transport | Ships | Transport (ships) | Energetic | transport_ships_final_demand_biomass | Biomass | EU | Energy demand | 0 | FEC
FR | TYNDP2026 | NT | 2035 | TWh | 287 | Sub_sector | Transport | Ships | Transport (ships) | Energetic | transport_ships_final_demand_coal | Solids | EU | Energy demand | 0 | FEC
FR | TYNDP2026 | NT | 2035 | TWh | 288 | Sub_sector | Transport | Ships | Transport (ships) | Energetic | transport_ships_final_demand_oil | Liquids | EU | Energy demand | 0.41872 | FEC
FR | TYNDP2026 | NT | 2035 | TWh | 289 | Sub_sector | Transport | Ships | Transport (ships) | Energetic | transport_ships_final_demand_other | Others | EU | Energy demand | 0 | FEC
FR | TYNDP2026 | NT | 2035 | TWh | 290 | Sub_sector | Transport | Ships | Transport (ships) | Energetic | transport_ships_final_demand_ammonia | Ammonia | EU | Energy demand | 0.0010946 | FEC
FR | TYNDP2026 | NT | 2035 | TWh | 292 | Sub_sector | Transport | Planes | Transport (planes) | Energetic | transport_planes_final_demand_electricity | Electricity | EU | Energy demand | 0 | FEC
FR | TYNDP2026 | NT | 2035 | TWh | 293 | Sub_sector | Transport | Planes | Transport (planes) | Energetic | transport_planes_final_demand_hydrogen | Hydrogen | EU | Energy demand | 0.041208 | FEC
FR | TYNDP2026 | NT | 2035 | TWh | 294 | Sub_sector | Transport | Planes | Transport (planes) | Energetic | transport_planes_final_demand_methane | Methane | EU | Energy demand | 0 | FEC
FR | TYNDP2026 | NT | 2035 | TWh | 295 | Sub_sector | Transport | Planes | Transport (planes) | Energetic | transport_planes_final_demand_heat | Heat | EU | Energy demand | 0 | FEC
FR | TYNDP2026 | NT | 2035 | TWh | 296 | Sub_sector | Transport | Planes | Transport (planes) | Energetic | transport_planes_final_demand_biomass | Biomass | EU | Energy demand | 0 | FEC
FR | TYNDP2026 | NT | 2035 | TWh | 297 | Sub_sector | Transport | Planes | Transport (planes) | Energetic | transport_planes_final_demand_coal | Solids | EU | Energy demand | 0 | FEC
FR | TYNDP2026 | NT | 2035 | TWh | 298 | Sub_sector | Transport | Planes | Transport (planes) | Energetic | transport_planes_final_demand_oil | Liquids | EU | Energy demand | 14.9049 | FEC
FR | TYNDP2026 | NT | 2035 | TWh | 299 | Sub_sector | Transport | Planes | Transport (planes) | Energetic | transport_planes_final_demand_other | Others | EU | Energy demand | 0 | FEC
FR | TYNDP2026 | NT | 2035 | TWh | 300 | Sub_sector | Transport | Planes | Transport (planes) | Energetic | transport_planes_final_demand_ammonia | Ammonia | EU | Energy demand | 0 | FEC
FR | TYNDP2026 | NT | 2035 | TWh | 302 | Sub_sector | Transport | Others | Transport (others) | Energetic | transport_other_final_demand_electricity | Electricity | EU | Energy demand | 0.26094 | FEC
FR | TYNDP2026 | NT | 2035 | TWh | 303 | Sub_sector | Transport | Others | Transport (others) | Energetic | transport_other_final_demand_hydrogen | Hydrogen | EU | Energy demand | 0 | FEC
FR | TYNDP2026 | NT | 2035 | TWh | 304 | Sub_sector | Transport | Others | Transport (others) | Energetic | transport_other_final_demand_methane | Methane | EU | Energy demand | 0 | FEC
FR | TYNDP2026 | NT | 2035 | TWh | 305 | Sub_sector | Transport | Others | Transport (others) | Energetic | transport_other_final_demand_heat | Heat | EU | Energy demand | 0 | FEC
FR | TYNDP2026 | NT | 2035 | TWh | 306 | Sub_sector | Transport | Others | Transport (others) | Energetic | transport_other_final_demand_biomass | Biomass | EU | Energy demand | 0 | FEC
FR | TYNDP2026 | NT | 2035 | TWh | 307 | Sub_sector | Transport | Others | Transport (others) | Energetic | transport_other_final_demand_coal | Solids | EU | Energy demand | 0 | FEC
FR | TYNDP2026 | NT | 2035 | TWh | 308 | Sub_sector | Transport | Others | Transport (others) | Energetic | transport_other_final_demand_oil | Liquids | EU | Energy demand | 1.8194 | FEC
FR | TYNDP2026 | NT | 2035 | TWh | 309 | Sub_sector | Transport | Others | Transport (others) | Energetic | transport_other_final_demand_other | Others | EU | Energy demand | 0 | FEC
FR | TYNDP2026 | NT | 2035 | TWh | 310 | Sub_sector | Transport | Others | Transport (others) | Energetic | transport_other_final_demand_ammonia | Ammonia | EU | Energy demand | 0 | FEC
FR | TYNDP2026 | NT | 2035 | TWh | 312 | Sub_sector | International transport | International aviation | Transport (int. aviation) | Energetic | transport_int_aviation_final_demand_electricity | Electricity | EU | Energy demand | 0 | FEC
FR | TYNDP2026 | NT | 2035 | TWh | 313 | Sub_sector | International transport | International aviation | Transport (int. aviation) | Energetic | transport_int_aviation_final_demand_hydrogen | Hydrogen | EU | Energy demand | 0 | FEC
FR | TYNDP2026 | NT | 2035 | TWh | 314 | Sub_sector | International transport | International aviation | Transport (int. aviation) | Energetic | transport_int_aviation_final_demand_methane | Methane | EU | Energy demand | 0 | FEC
FR | TYNDP2026 | NT | 2035 | TWh | 315 | Sub_sector | International transport | International aviation | Transport (int. aviation) | Energetic | transport_int_aviation_final_demand_heat | Heat | EU | Energy demand | 0 | FEC
FR | TYNDP2026 | NT | 2035 | TWh | 316 | Sub_sector | International transport | International aviation | Transport (int. aviation) | Energetic | transport_int_aviation_final_demand_biofuels | Biomass | EU | Energy demand | 0 | FEC
FR | TYNDP2026 | NT | 2035 | TWh | 317 | Sub_sector | International transport | International aviation | Transport (int. aviation) | Energetic | transport_int_aviation_final_demand_coal | Solids | EU | Energy demand | 0 | FEC
FR | TYNDP2026 | NT | 2035 | TWh | 318 | Sub_sector | International transport | International aviation | Transport (int. aviation) | Energetic | transport_int_aviation_final_demand_oil | Liquids | EU | Energy demand | 77.9466 | FEC
FR | TYNDP2026 | NT | 2035 | TWh | 319 | Sub_sector | International transport | International aviation | Transport (int. aviation) | Energetic | transport_int_aviation_final_demand_other | Others | EU | Energy demand | 0 | FEC
FR | TYNDP2026 | NT | 2035 | TWh | 320 | Sub_sector | International transport | International aviation | Transport (int. aviation) | Energetic | transport_int_aviation_final_demand_ammonia | Ammonia | EU | Energy demand | 0 | FEC
FR | TYNDP2026 | NT | 2035 | TWh | 322 | Sub_sector | International transport | International shipping | Transport (int. shipping) | Energetic | transport_int_shipping_final_demand_electricity | Electricity | EU | Energy demand | 0 | not_included_in_FEC
FR | TYNDP2026 | NT | 2035 | TWh | 323 | Sub_sector | International transport | International shipping | Transport (int. shipping) | Energetic | transport_int_shipping_final_demand_hydrogen | Hydrogen | EU | Energy demand | 0 | not_included_in_FEC
FR | TYNDP2026 | NT | 2035 | TWh | 324 | Sub_sector | International transport | International shipping | Transport (int. shipping) | Energetic | transport_int_shipping_final_demand_methane | Methane | EU | Energy demand | 6.0972 | not_included_in_FEC
FR | TYNDP2026 | NT | 2035 | TWh | 325 | Sub_sector | International transport | International shipping | Transport (int. shipping) | Energetic | transport_int_shipping_final_demand_heat | Heat | EU | Energy demand | 0 | not_included_in_FEC
FR | TYNDP2026 | NT | 2035 | TWh | 326 | Sub_sector | International transport | International shipping | Transport (int. shipping) | Energetic | transport_int_shipping_final_demand_biofuels | Biomass | EU | Energy demand | 0 | not_included_in_FEC
FR | TYNDP2026 | NT | 2035 | TWh | 327 | Sub_sector | International transport | International shipping | Transport (int. shipping) | Energetic | transport_int_shipping_final_demand_coal | Solids | EU | Energy demand | 0 | not_included_in_FEC
FR | TYNDP2026 | NT | 2035 | TWh | 328 | Sub_sector | International transport | International shipping | Transport (int. shipping) | Energetic | transport_int_shipping_final_demand_oil | Liquids | EU | Energy demand | 15.2285 | not_included_in_FEC
FR | TYNDP2026 | NT | 2035 | TWh | 329 | Sub_sector | International transport | International shipping | Transport (int. shipping) | Energetic | transport_int_shipping_final_demand_other | Others | EU | Energy demand | 0 | not_included_in_FEC
FR | TYNDP2026 | NT | 2035 | TWh | 330 | Sub_sector | International transport | International shipping | Transport (int. shipping) | Energetic | transport_int_shipping_final_demand_ammonia | Ammonia | EU | Energy demand | 0.046825 | not_included_in_FEC
FR | TYNDP2026 | NT | 2035 | TWh | 332 | Sub_sector | Households | Space heating | Households (heating) | Energetic | households_heating_final_demand_electricity | Electricity | EU | Energy demand | 52.2174 | FEC
FR | TYNDP2026 | NT | 2035 | TWh | 333 | Sub_sector | Households | Space heating | Households (heating) | Energetic | households_heating_final_demand_hydrogen | Hydrogen | EU | Energy demand | 0 | FEC
FR | TYNDP2026 | NT | 2035 | TWh | 334 | Sub_sector | Households | Space heating | Households (heating) | Energetic | households_heating_final_demand_methane | Methane | EU | Energy demand | 54.3421 | FEC
FR | TYNDP2026 | NT | 2035 | TWh | 335 | Sub_sector | Households | Space heating | Households (heating) | Energetic | households_heating_final_demand_heat | Heat | EU | Energy demand | 22.0615 | FEC
FR | TYNDP2026 | NT | 2035 | TWh | 336 | Sub_sector | Households | Space heating | Households (heating) | Energetic | households_heating_final_demand_biomass | Biomass | EU | Energy demand | 33.5693 | FEC
FR | TYNDP2026 | NT | 2035 | TWh | 337 | Sub_sector | Households | Space heating | Households (heating) | Energetic | households_heating_final_demand_coal | Solids | EU | Energy demand | 0 | FEC
FR | TYNDP2026 | NT | 2035 | TWh | 338 | Sub_sector | Households | Space heating | Households (heating) | Energetic | households_heating_final_demand_oil | Liquids | EU | Energy demand | 1.7719 | FEC
FR | TYNDP2026 | NT | 2035 | TWh | 339 | Sub_sector | Households | Space heating | Households (heating) | Energetic | households_heating_final_demand_other | Others | EU | Energy demand | 0 | FEC
FR | TYNDP2026 | NT | 2035 | TWh | 340 | Sub_sector | Households | Space heating | Households (heating) | Energetic | households_heating_final_demand_ammonia | Ammonia | EU | Energy demand | 0 | FEC
FR | TYNDP2026 | NT | 2035 | TWh | 343 | Sub_sector | Households | Cooling | Households (cooling) | Energetic | households_cooling_final_demand_electricity | Electricity | EU | Energy demand | 3.6719 | FEC
FR | TYNDP2026 | NT | 2035 | TWh | 344 | Sub_sector | Households | Cooling | Households (cooling) | Energetic | households_cooling_final_demand_hydrogen | Hydrogen | EU | Energy demand | 0 | FEC
FR | TYNDP2026 | NT | 2035 | TWh | 345 | Sub_sector | Households | Cooling | Households (cooling) | Energetic | households_cooling_final_demand_methane | Methane | EU | Energy demand | 0 | FEC
FR | TYNDP2026 | NT | 2035 | TWh | 346 | Sub_sector | Households | Cooling | Households (cooling) | Energetic | households_cooling_final_demand_heat | Heat | EU | Energy demand | 0 | FEC
FR | TYNDP2026 | NT | 2035 | TWh | 347 | Sub_sector | Households | Cooling | Households (cooling) | Energetic | households_cooling_final_demand_biomass | Biomass | EU | Energy demand | 0 | FEC
FR | TYNDP2026 | NT | 2035 | TWh | 348 | Sub_sector | Households | Cooling | Households (cooling) | Energetic | households_cooling_final_demand_coal | Solids | EU | Energy demand | 0 | FEC
FR | TYNDP2026 | NT | 2035 | TWh | 349 | Sub_sector | Households | Cooling | Households (cooling) | Energetic | households_cooling_final_demand_oil | Liquids | EU | Energy demand | 0 | FEC
FR | TYNDP2026 | NT | 2035 | TWh | 350 | Sub_sector | Households | Cooling | Households (cooling) | Energetic | households_cooling_final_demand_other | Others | EU | Energy demand | 0 | FEC
FR | TYNDP2026 | NT | 2035 | TWh | 351 | Sub_sector | Households | Cooling | Households (cooling) | Energetic | households_cooling_final_demand_ammonia | Ammonia | EU | Energy demand | 0 | FEC
FR | TYNDP2026 | NT | 2035 | TWh | 354 | Sub_sector | Households | Hot water | Households (hot water) | Energetic | households_hot_water_final_demand_electricity | Electricity | EU | Energy demand | 10.1027 | FEC
FR | TYNDP2026 | NT | 2035 | TWh | 355 | Sub_sector | Households | Hot water | Households (hot water) | Energetic | households_hot_water_final_demand_hydrogen | Hydrogen | EU | Energy demand | 0 | FEC
FR | TYNDP2026 | NT | 2035 | TWh | 356 | Sub_sector | Households | Hot water | Households (hot water) | Energetic | households_hot_water_final_demand_methane | Methane | EU | Energy demand | 18.1782 | FEC
FR | TYNDP2026 | NT | 2035 | TWh | 357 | Sub_sector | Households | Hot water | Households (hot water) | Energetic | households_hot_water_final_demand_heat | Heat | EU | Energy demand | 6.6761 | FEC
FR | TYNDP2026 | NT | 2035 | TWh | 358 | Sub_sector | Households | Hot water | Households (hot water) | Energetic | households_hot_water_final_demand_biomass | Biomass | EU | Energy demand | 9.3066 | FEC
FR | TYNDP2026 | NT | 2035 | TWh | 359 | Sub_sector | Households | Hot water | Households (hot water) | Energetic | households_hot_water_final_demand_coal | Solids | EU | Energy demand | 0 | FEC
FR | TYNDP2026 | NT | 2035 | TWh | 360 | Sub_sector | Households | Hot water | Households (hot water) | Energetic | households_hot_water_final_demand_oil | Liquids | EU | Energy demand | 0.32643 | FEC
FR | TYNDP2026 | NT | 2035 | TWh | 361 | Sub_sector | Households | Hot water | Households (hot water) | Energetic | households_hot_water_final_demand_other | Others | EU | Energy demand | 1.2196 | FEC
FR | TYNDP2026 | NT | 2035 | TWh | 362 | Sub_sector | Households | Hot water | Households (hot water) | Energetic | households_hot_water_final_demand_ammonia | Ammonia | EU | Energy demand | 0 | FEC
FR | TYNDP2026 | NT | 2035 | TWh | 365 | Sub_sector | Households | Appliances | Households (appliances) | Energetic | households_appliances_final_demand_electricity | Electricity | EU | Energy demand | 69.8849 | FEC
FR | TYNDP2026 | NT | 2035 | TWh | 366 | Sub_sector | Households | Appliances | Households (appliances) | Energetic | households_appliances_final_demand_hydrogen | Hydrogen | EU | Energy demand | 0 | FEC
FR | TYNDP2026 | NT | 2035 | TWh | 367 | Sub_sector | Households | Appliances | Households (appliances) | Energetic | households_appliances_final_demand_methane | Methane | EU | Energy demand | 6.3137 | FEC
FR | TYNDP2026 | NT | 2035 | TWh | 368 | Sub_sector | Households | Appliances | Households (appliances) | Energetic | households_appliances_final_demand_heat | Heat | EU | Energy demand | 0 | FEC
FR | TYNDP2026 | NT | 2035 | TWh | 369 | Sub_sector | Households | Appliances | Households (appliances) | Energetic | households_appliances_final_demand_biomass | Biomass | EU | Energy demand | 0 | FEC
FR | TYNDP2026 | NT | 2035 | TWh | 370 | Sub_sector | Households | Appliances | Households (appliances) | Energetic | households_appliances_final_demand_coal | Solids | EU | Energy demand | 0 | FEC
FR | TYNDP2026 | NT | 2035 | TWh | 371 | Sub_sector | Households | Appliances | Households (appliances) | Energetic | households_appliances_final_demand_oil | Liquids | EU | Energy demand | 0 | FEC
FR | TYNDP2026 | NT | 2035 | TWh | 372 | Sub_sector | Households | Appliances | Households (appliances) | Energetic | households_appliances_final_demand_other | Others | EU | Energy demand | 0 | FEC
FR | TYNDP2026 | NT | 2035 | TWh | 373 | Sub_sector | Households | Appliances | Households (appliances) | Energetic | households_appliances_final_demand_ammonia | Ammonia | EU | Energy demand | 0 | FEC
FR | TYNDP2026 | NT | 2035 | TWh | 375 | Sub_sector | Buildings | Space heating | Buildings (heat) | Energetic | buildings_heat_final_demand_electricity | Electricity | EU | Energy demand | 19.4641 | FEC
FR | TYNDP2026 | NT | 2035 | TWh | 376 | Sub_sector | Buildings | Space heating | Buildings (heat) | Energetic | buildings_heat_final_demand_hydrogen | Hydrogen | EU | Energy demand | 0 | FEC
FR | TYNDP2026 | NT | 2035 | TWh | 377 | Sub_sector | Buildings | Space heating | Buildings (heat) | Energetic | buildings_heat_final_demand_methane | Methane | EU | Energy demand | 31.6549 | FEC
FR | TYNDP2026 | NT | 2035 | TWh | 378 | Sub_sector | Buildings | Space heating | Buildings (heat) | Energetic | buildings_heat_final_demand_heat | Heat | EU | Energy demand | 15.096 | FEC
FR | TYNDP2026 | NT | 2035 | TWh | 379 | Sub_sector | Buildings | Space heating | Buildings (heat) | Energetic | buildings_heat_final_demand_biomass | Biomass | EU | Energy demand | 1.9295 | FEC
FR | TYNDP2026 | NT | 2035 | TWh | 380 | Sub_sector | Buildings | Space heating | Buildings (heat) | Energetic | buildings_heat_final_demand_coal | Solids | EU | Energy demand | 0 | FEC
FR | TYNDP2026 | NT | 2035 | TWh | 381 | Sub_sector | Buildings | Space heating | Buildings (heat) | Energetic | buildings_heat_final_demand_oil | Liquids | EU | Energy demand | 1.2644 | FEC
FR | TYNDP2026 | NT | 2035 | TWh | 382 | Sub_sector | Buildings | Space heating | Buildings (heat) | Energetic | buildings_heat_final_demand_other | Others | EU | Energy demand | 0 | FEC
FR | TYNDP2026 | NT | 2035 | TWh | 383 | Sub_sector | Buildings | Space heating | Buildings (heat) | Energetic | buildings_heat_final_demand_ammonia | Ammonia | EU | Energy demand | 0 | FEC
FR | TYNDP2026 | NT | 2035 | TWh | 386 | Sub_sector | Buildings | Cooling | Buildings (cooling) | Energetic | buildings_cooling_final_demand_electricity | Electricity | EU | Energy demand | 15.1433 | FEC
FR | TYNDP2026 | NT | 2035 | TWh | 387 | Sub_sector | Buildings | Cooling | Buildings (cooling) | Energetic | buildings_cooling_final_demand_hydrogen | Hydrogen | EU | Energy demand | 0 | FEC
FR | TYNDP2026 | NT | 2035 | TWh | 388 | Sub_sector | Buildings | Cooling | Buildings (cooling) | Energetic | buildings_cooling_final_demand_methane | Methane | EU | Energy demand | 0 | FEC
FR | TYNDP2026 | NT | 2035 | TWh | 389 | Sub_sector | Buildings | Cooling | Buildings (cooling) | Energetic | buildings_cooling_final_demand_heat | Heat | EU | Energy demand | 0 | FEC
FR | TYNDP2026 | NT | 2035 | TWh | 390 | Sub_sector | Buildings | Cooling | Buildings (cooling) | Energetic | buildings_cooling_final_demand_biomass | Biomass | EU | Energy demand | 0 | FEC
FR | TYNDP2026 | NT | 2035 | TWh | 391 | Sub_sector | Buildings | Cooling | Buildings (cooling) | Energetic | buildings_cooling_final_demand_coal | Solids | EU | Energy demand | 0 | FEC
FR | TYNDP2026 | NT | 2035 | TWh | 392 | Sub_sector | Buildings | Cooling | Buildings (cooling) | Energetic | buildings_cooling_final_demand_oil | Liquids | EU | Energy demand | 0 | FEC
FR | TYNDP2026 | NT | 2035 | TWh | 393 | Sub_sector | Buildings | Cooling | Buildings (cooling) | Energetic | buildings_cooling_final_demand_other | Others | EU | Energy demand | 0 | FEC
FR | TYNDP2026 | NT | 2035 | TWh | 394 | Sub_sector | Buildings | Cooling | Buildings (cooling) | Energetic | buildings_cooling_final_demand_ammonia | Ammonia | EU | Energy demand | 0 | FEC
FR | TYNDP2026 | NT | 2035 | TWh | 397 | Sub_sector | Buildings | Appliances | Buildings (appliances) | Energetic | buildings_appliances_final_demand_electricity | Electricity | EU | Energy demand | 53.6963 | FEC
FR | TYNDP2026 | NT | 2035 | TWh | 398 | Sub_sector | Buildings | Appliances | Buildings (appliances) | Energetic | buildings_appliances_final_demand_hydrogen | Hydrogen | EU | Energy demand | 0 | FEC
FR | TYNDP2026 | NT | 2035 | TWh | 399 | Sub_sector | Buildings | Appliances | Buildings (appliances) | Energetic | buildings_appliances_final_demand_methane | Methane | EU | Energy demand | 11.4123 | FEC
FR | TYNDP2026 | NT | 2035 | TWh | 400 | Sub_sector | Buildings | Appliances | Buildings (appliances) | Energetic | buildings_appliances_final_demand_heat | Heat | EU | Energy demand | 0 | FEC
FR | TYNDP2026 | NT | 2035 | TWh | 401 | Sub_sector | Buildings | Appliances | Buildings (appliances) | Energetic | buildings_appliances_final_demand_biomass | Biomass | EU | Energy demand | 0 | FEC
FR | TYNDP2026 | NT | 2035 | TWh | 402 | Sub_sector | Buildings | Appliances | Buildings (appliances) | Energetic | buildings_appliances_final_demand_coal | Solids | EU | Energy demand | 0 | FEC
FR | TYNDP2026 | NT | 2035 | TWh | 403 | Sub_sector | Buildings | Appliances | Buildings (appliances) | Energetic | buildings_appliances_final_demand_oil | Liquids | EU | Energy demand | 0 | FEC
FR | TYNDP2026 | NT | 2035 | TWh | 404 | Sub_sector | Buildings | Appliances | Buildings (appliances) | Energetic | buildings_appliances_final_demand_other | Others | EU | Energy demand | 0 | FEC
FR | TYNDP2026 | NT | 2035 | TWh | 405 | Sub_sector | Buildings | Appliances | Buildings (appliances) | Energetic | buildings_appliances_final_demand_ammonia | Ammonia | EU | Energy demand | 0 | FEC
FR | TYNDP2026 | NT | 2035 | TWh | 407 | Sub_sector | Buildings | Datacenters | Datacenters & ICT | Energetic | datacentres_final_demand_electricity_energetic | Electricity | EU | Energy demand | 29 | FEC
FR | TYNDP2026 | NT | 2035 | TWh | 408 | Sub_sector | Buildings | Datacenters | Datacenters & ICT | Energetic | datacentres_final_demand_hydrogen_energetic | Hydrogen | EU | Energy demand | 0 | FEC
FR | TYNDP2026 | NT | 2035 | TWh | 409 | Sub_sector | Buildings | Datacenters | Datacenters & ICT | Energetic | datacentres_final_demand_methane_energetic | Methane | EU | Energy demand | 0 | FEC
FR | TYNDP2026 | NT | 2035 | TWh | 410 | Sub_sector | Buildings | Datacenters | Datacenters & ICT | Energetic | datacentres_final_demand_heat_energetic | Heat | EU | Energy demand | 0 | FEC
FR | TYNDP2026 | NT | 2035 | TWh | 411 | Sub_sector | Buildings | Datacenters | Datacenters & ICT | Energetic | datacentres_final_demand_biomass_energetic | Biomass | EU | Energy demand | 0 | FEC
FR | TYNDP2026 | NT | 2035 | TWh | 412 | Sub_sector | Buildings | Datacenters | Datacenters & ICT | Energetic | datacentres_final_demand_coal_energetic | Solids | EU | Energy demand | 0 | FEC
FR | TYNDP2026 | NT | 2035 | TWh | 413 | Sub_sector | Buildings | Datacenters | Datacenters & ICT | Energetic | datacentres_final_demand_oil_energetic | Liquids | EU | Energy demand | 0 | FEC
FR | TYNDP2026 | NT | 2035 | TWh | 414 | Sub_sector | Buildings | Datacenters | Datacenters & ICT | Energetic | datacentres_final_demand_other_energetic | Others | EU | Energy demand | 0 | FEC
FR | TYNDP2026 | NT | 2035 | TWh | 415 | Sub_sector | Buildings | Datacenters | Datacenters & ICT | Energetic | datacentres_final_demand_ammonia_energetic | Ammonia | EU | Energy demand | 0 | FEC
FR | TYNDP2026 | NT | 2035 | TWh | 417 | Sub_sector | Transport | Others_Sector | Others_Sector | Energetic | other_final_demand_electricity_energetic | Electricity | EU | Energy demand | 1.5883 | FEC
FR | TYNDP2026 | NT | 2035 | TWh | 418 | Sub_sector | Transport | Others_Sector | Others_Sector | Energetic | other_final_demand_hydrogen_energetic | Hydrogen | EU | Energy demand | 0 | FEC
FR | TYNDP2026 | NT | 2035 | TWh | 419 | Sub_sector | Transport | Pipeline Transport | Others_Sector | Energetic | other_final_demand_methane_energetic | Methane | EU | Energy demand | 1.5552 | FEC
FR | TYNDP2026 | NT | 2035 | TWh | 420 | Sub_sector | Transport | Others_Sector | Others_Sector | Energetic | other_final_demand_heat_energetic | Heat | EU | Energy demand | 0 | FEC
FR | TYNDP2026 | NT | 2035 | TWh | 421 | Sub_sector | Transport | Others_Sector | Others_Sector | Energetic | other_final_demand_biomass_energetic | Biomass | EU | Energy demand | 0 | FEC
FR | TYNDP2026 | NT | 2035 | TWh | 422 | Sub_sector | Transport | Others_Sector | Others_Sector | Energetic | other_final_demand_coal_energetic | Solids | EU | Energy demand | 0 | FEC
FR | TYNDP2026 | NT | 2035 | TWh | 423 | Sub_sector | Transport | Others_Sector | Others_Sector | Energetic | other_final_demand_oil_energetic | Liquids | EU | Energy demand | 5.4328 | FEC
FR | TYNDP2026 | NT | 2035 | TWh | 424 | Sub_sector | Others_Sector | Others_Sector | Others_Sector | Non-energetic | other_final_demand_oil_non_energetic | Liquids | EU | Energy demand | 2.2966 | not_included_in_FEC
FR | TYNDP2026 | NT | 2035 | TWh | 425 | Sub_sector | Transport | Others_Sector | Others_Sector | Energetic | other_final_demand_other_energetic | Others | EU | Energy demand | 0 | FEC
FR | TYNDP2026 | NT | 2035 | TWh | 426 | Sub_sector | Transport | Others_Sector | Others_Sector | Energetic | other_final_demand_ammonia_energetic | Ammonia | EU | Energy demand | 0 | FEC
FR | TYNDP2026 | NT | 2035 | TWh | 427 | Sub_sector | Industry | Surplus_Heat_in_Industry | Surplus_Heat_in_Industry | Energetic | final_demand_of_industry_unused_local_production_steam_hot_water | Heat | EU | Energy demand | 0 | FEC
FR | TYNDP2026 | NT | 2035 | TWh | 429 | Sub_sector | Agriculture | Total | Agriculture | Energetic | agriculture_final_demand_electricity_energetic | Electricity | EU | Energy demand | 8.2687 | FEC
FR | TYNDP2026 | NT | 2035 | TWh | 430 | Sub_sector | Agriculture | Total | Agriculture | Energetic | agriculture_final_demand_hydrogen_energetic | Hydrogen | EU | Energy demand | 0 | FEC
FR | TYNDP2026 | NT | 2035 | TWh | 431 | Sub_sector | Agriculture | Total | Agriculture | Energetic | agriculture_final_demand_methane_energetic | Methane | EU | Energy demand | 2.6276 | FEC
FR | TYNDP2026 | NT | 2035 | TWh | 432 | Sub_sector | Agriculture | Total | Agriculture | Energetic | agriculture_final_demand_heat_energetic | Heat | EU | Energy demand | 0.21658 | FEC
FR | TYNDP2026 | NT | 2035 | TWh | 433 | Sub_sector | Agriculture | Total | Agriculture | Energetic | agriculture_final_demand_biomass_energetic | Biomass | EU | Energy demand | 1.6965 | FEC
FR | TYNDP2026 | NT | 2035 | TWh | 434 | Sub_sector | Agriculture | Total | Agriculture | Energetic | agriculture_final_demand_coal_energetic | Solids | EU | Energy demand | 0 | FEC
FR | TYNDP2026 | NT | 2035 | TWh | 435 | Sub_sector | Agriculture | Total | Agriculture | Energetic | agriculture_final_demand_oil_energetic | Liquids | EU | Energy demand | 33.9242 | FEC
FR | TYNDP2026 | NT | 2035 | TWh | 436 | Sub_sector | Agriculture | Total | Agriculture | Energetic | agriculture_final_demand_other_energetic | Others | EU | Energy demand | 0 | FEC
FR | TYNDP2026 | NT | 2035 | TWh | 437 | Sub_sector | Agriculture | Total | Agriculture | Energetic | agriculture_final_demand_ammonia_energetic | Ammonia | EU | Energy demand | 0 | FEC
FR | TYNDP2026 | NT | 2035 | TWh | 447 | Sub_sector | Buildings | Surplus Energy | Buildings | Energetic | GAP | Electricity | EU | Energy demand | 0 | FEC
FR | TYNDP2026 | NT | 2035 | TWh | 448 | Sub_sector | Buildings | Surplus Energy | Buildings | Energetic | GAP | Hydrogen | EU | Energy demand | 0 | FEC
FR | TYNDP2026 | NT | 2035 | TWh | 449 | Sub_sector | Buildings | Surplus Energy | Buildings | Energetic | GAP | Methane | EU | Energy demand | 0 | FEC
FR | TYNDP2026 | NT | 2035 | TWh | 450 | Sub_sector | Buildings | Surplus Energy | Buildings | Energetic | GAP | Heat | EU | Energy demand | 0 | FEC
FR | TYNDP2026 | NT | 2035 | TWh | 451 | Sub_sector | Buildings | Surplus Energy | Buildings | Energetic | GAP | Biomass | EU | Energy demand | 0.094636 | FEC
FR | TYNDP2026 | NT | 2035 | TWh | 452 | Sub_sector | Buildings | Surplus Energy | Buildings | Energetic | GAP | Solids | EU | Energy demand | 0 | FEC
FR | TYNDP2026 | NT | 2035 | TWh | 453 | Sub_sector | Buildings | Surplus Energy | Buildings | Energetic | GAP | Liquids | EU | Energy demand | 2.4712 | FEC
FR | TYNDP2026 | NT | 2035 | TWh | 454 | Sub_sector | Buildings | Surplus Energy | Buildings | Energetic | GAP | Others | EU | Energy demand | 0 | FEC
FR | TYNDP2026 | NT | 2035 | TWh | 455 | Sub_sector | Buildings | Surplus Energy | Buildings | Energetic | GAP | Ammonia | EU | Energy demand | 0 | FEC
FR | TYNDP2026 | NT | 2035 | TWh | 456 | Sub_sector | Households | Surplus Energy | Households | Energetic | GAP | Electricity | EU | Energy demand | 0 | FEC
FR | TYNDP2026 | NT | 2035 | TWh | 457 | Sub_sector | Households | Surplus Energy | Households | Energetic | GAP | Hydrogen | EU | Energy demand | 0 | FEC
FR | TYNDP2026 | NT | 2035 | TWh | 458 | Sub_sector | Households | Surplus Energy | Households | Energetic | GAP | Methane | EU | Energy demand | 0 | FEC
FR | TYNDP2026 | NT | 2035 | TWh | 459 | Sub_sector | Households | Surplus Energy | Households | Energetic | GAP | Heat | EU | Energy demand | 0 | FEC
FR | TYNDP2026 | NT | 2035 | TWh | 460 | Sub_sector | Households | Surplus Energy | Households | Energetic | GAP | Biomass | EU | Energy demand | 0 | FEC
FR | TYNDP2026 | NT | 2035 | TWh | 461 | Sub_sector | Households | Surplus Energy | Households | Energetic | GAP | Solids | EU | Energy demand | 0 | FEC
FR | TYNDP2026 | NT | 2035 | TWh | 462 | Sub_sector | Households | Surplus Energy | Households | Energetic | GAP | Liquids | EU | Energy demand | 0 | FEC
FR | TYNDP2026 | NT | 2035 | TWh | 463 | Sub_sector | Households | Surplus Energy | Households | Energetic | GAP | Others | EU | Energy demand | 0 | FEC
FR | TYNDP2026 | NT | 2035 | TWh | 464 | Sub_sector | Households | Surplus Energy | Households | Energetic | GAP | Ammonia | EU | Energy demand | 0 | FEC
FR | TYNDP2026 | NT | 2040 | TWh | 102 | Sub_sector | Industry | Aluminium | Industry (aluminium) | Energetic | industry_aluminium_demand_electricity_energetic | Electricity | EU | Energy demand | 5.8796 | FEC
FR | TYNDP2026 | NT | 2040 | TWh | 103 | Sub_sector | Industry | Aluminium | Industry (aluminium) | Energetic | industry_aluminium_demand_hydrogen_energetic | Hydrogen | EU | Energy demand | 0 | FEC
FR | TYNDP2026 | NT | 2040 | TWh | 104 | Sub_sector | Industry | Aluminium | Industry (aluminium) | Energetic | industry_aluminium_demand_methane_energetic | Methane | EU | Energy demand | 0.81245 | FEC
FR | TYNDP2026 | NT | 2040 | TWh | 105 | Sub_sector | Industry | Aluminium | Industry (aluminium) | Energetic | industry_aluminium_demand_heat_energetic | Heat | EU | Energy demand | 0 | FEC
FR | TYNDP2026 | NT | 2040 | TWh | 106 | Sub_sector | Industry | Aluminium | Industry (aluminium) | Energetic | industry_aluminium_demand_biomass_energetic | Biomass | EU | Energy demand | 0 | FEC
FR | TYNDP2026 | NT | 2040 | TWh | 107 | Sub_sector | Industry | Aluminium | Industry (aluminium) | Energetic | industry_aluminium_demand_coal_energetic | Solids | EU | Energy demand | 0 | FEC
FR | TYNDP2026 | NT | 2040 | TWh | 108 | Sub_sector | Industry | Aluminium | Industry (aluminium) | Energetic | industry_aluminium_demand_oil_energetic | Liquids | EU | Energy demand | 0 | FEC
FR | TYNDP2026 | NT | 2040 | TWh | 109 | Sub_sector | Industry | Aluminium | Industry (aluminium) | Energetic | industry_aluminium_demand_others_energetic | Others | EU | Energy demand | 0 | FEC
FR | TYNDP2026 | NT | 2040 | TWh | 110 | Sub_sector | Industry | Aluminium | Industry (aluminium) | Energetic | industry_ammonia_demand_others_energetic | Ammonia | EU | Energy demand | 0 | FEC
FR | TYNDP2026 | NT | 2040 | TWh | 112 | Sub_sector | Industry | Chemicals | Industry (chemicals, energetic) | Energetic | industry_chemical_demand_electricity_energetic | Electricity | EU | Energy demand | 43.9004 | FEC
FR | TYNDP2026 | NT | 2040 | TWh | 113 | Sub_sector | Industry | Chemicals | Industry (chemicals, energetic) | Energetic | industry_chemical_demand_hydrogen_energetic | Hydrogen | EU | Energy demand | 0 | FEC
FR | TYNDP2026 | NT | 2040 | TWh | 114 | Sub_sector | Industry | Chemicals | Industry (chemicals, energetic) | Energetic | industry_chemical_demand_methane_energetic | Methane | EU | Energy demand | 9.5134 | FEC
FR | TYNDP2026 | NT | 2040 | TWh | 115 | Sub_sector | Industry | Chemicals | Industry (chemicals, energetic) | Energetic | industry_chemical_demand_heat_energetic | Heat | EU | Energy demand | 12.8196 | FEC
FR | TYNDP2026 | NT | 2040 | TWh | 116 | Sub_sector | Industry | Chemicals | Industry (chemicals, energetic) | Energetic | industry_chemical_demand_biomass_energetic | Biomass | EU | Energy demand | 0.64098 | FEC
FR | TYNDP2026 | NT | 2040 | TWh | 117 | Sub_sector | Industry | Chemicals | Industry (chemicals, energetic) | Energetic | industry_chemical_demand_coal_energetic | Solids | EU | Energy demand | 0 | FEC
FR | TYNDP2026 | NT | 2040 | TWh | 118 | Sub_sector | Industry | Chemicals | Industry (chemicals, energetic) | Energetic | industry_chemical_demand_oil_energetic | Liquids | EU | Energy demand | 7.6168 | FEC
FR | TYNDP2026 | NT | 2040 | TWh | 119 | Sub_sector | Industry | Chemicals | Industry (chemicals, energetic) | Energetic | industry_chemical_demand_others_energetic | Others | EU | Energy demand | 0 | FEC
FR | TYNDP2026 | NT | 2040 | TWh | 120 | Sub_sector | Industry | Chemicals | Industry (chemicals, energetic) | Energetic | industry_chemical_demand_ammonia_energetic | Ammonia | EU | Energy demand | 0 | FEC
FR | TYNDP2026 | NT | 2040 | TWh | 122 | Sub_sector | Industry | Chemicals | Industry (chemicals, non-energetic) | Non-energetic | industry_chemical_demand_electricity_non_energetic | Electricity | EU | Energy demand | 0 | not_included_in_FEC
FR | TYNDP2026 | NT | 2040 | TWh | 123 | Sub_sector | Industry | Chemicals | Industry (chemicals, non-energetic) | Non-energetic | industry_chemical_demand_hydrogen_non_energetic | Hydrogen | EU | Energy demand | 3.4853 | not_included_in_FEC
FR | TYNDP2026 | NT | 2040 | TWh | 124 | Sub_sector | Industry | Chemicals | Industry (chemicals, non-energetic) | Non-energetic | industry_chemical_demand_methane_non_energetic | Methane | EU | Energy demand | 24.6627 | not_included_in_FEC
FR | TYNDP2026 | NT | 2040 | TWh | 125 | Sub_sector | Industry | Chemicals | Industry (chemicals, non-energetic) | Non-energetic | industry_chemical_demand_heat_non_energetic | Heat | EU | Energy demand | 0 | not_included_in_FEC
FR | TYNDP2026 | NT | 2040 | TWh | 126 | Sub_sector | Industry | Chemicals | Industry (chemicals, non-energetic) | Non-energetic | industry_chemical_demand_biomass_non_energetic | Biomass | EU | Energy demand | 2.9044 | not_included_in_FEC
FR | TYNDP2026 | NT | 2040 | TWh | 127 | Sub_sector | Industry | Chemicals | Industry (chemicals, non-energetic) | Non-energetic | industry_chemical_demand_coal_non_energetic | Solids | EU | Energy demand | 0 | not_included_in_FEC
FR | TYNDP2026 | NT | 2040 | TWh | 128 | Sub_sector | Industry | Chemicals | Industry (chemicals, non-energetic) | Non-energetic | industry_chemical_demand_oil_non_energetic | Liquids | EU | Energy demand | 85.1237 | not_included_in_FEC
FR | TYNDP2026 | NT | 2040 | TWh | 129 | Sub_sector | Industry | Chemicals | Industry (chemicals, non-energetic) | Non-energetic | industry_chemical_demand_others_non_energetic | Others | EU | Energy demand | 0 | not_included_in_FEC
FR | TYNDP2026 | NT | 2040 | TWh | 130 | Sub_sector | Industry | Chemicals | Industry (chemicals, non-energetic) | Non-energetic | industry_chemical_demand_ammonia_non_energetic | Ammonia | EU | Energy demand | 0 | not_included_in_FEC
FR | TYNDP2026 | NT | 2040 | TWh | 132 | Sub_sector | Industry | Fertilizers | Industry (fertilizers, energetic) | Energetic | industry_fertilizers_demand_electricity_energetic | Electricity | EU | Energy demand | 0.37707 | FEC
FR | TYNDP2026 | NT | 2040 | TWh | 133 | Sub_sector | Industry | Fertilizers | Industry (fertilizers, energetic) | Energetic | industry_fertilizers_demand_hydrogen_energetic | Hydrogen | EU | Energy demand | 0 | FEC
FR | TYNDP2026 | NT | 2040 | TWh | 134 | Sub_sector | Industry | Fertilizers | Industry (fertilizers, energetic) | Energetic | industry_fertilizers_demand_methane_energetic | Methane | EU | Energy demand | 1.5398 | FEC
FR | TYNDP2026 | NT | 2040 | TWh | 135 | Sub_sector | Industry | Fertilizers | Industry (fertilizers, energetic) | Energetic | industry_fertilizers_demand_heat_energetic | Heat | EU | Energy demand | 0 | FEC
FR | TYNDP2026 | NT | 2040 | TWh | 136 | Sub_sector | Industry | Fertilizers | Industry (fertilizers, energetic) | Energetic | industry_fertilizers_demand_biomass_energetic | Biomass | EU | Energy demand | 0 | FEC
FR | TYNDP2026 | NT | 2040 | TWh | 137 | Sub_sector | Industry | Fertilizers | Industry (fertilizers, energetic) | Energetic | industry_fertilizers_demand_coal_energetic | Solids | EU | Energy demand | 0 | FEC
FR | TYNDP2026 | NT | 2040 | TWh | 138 | Sub_sector | Industry | Fertilizers | Industry (fertilizers, energetic) | Energetic | industry_fertilizers_demand_oil_energetic | Liquids | EU | Energy demand | 0 | FEC
FR | TYNDP2026 | NT | 2040 | TWh | 139 | Sub_sector | Industry | Fertilizers | Industry (fertilizers, energetic) | Energetic | industry_fertilizers_demand_others_energetic | Others | EU | Energy demand | 0 | FEC
FR | TYNDP2026 | NT | 2040 | TWh | 140 | Sub_sector | Industry | Fertilizers | Industry (fertilizers, energetic) | Energetic | industry_fertilizers_demand_ammonia_energetic | Ammonia | EU | Energy demand | 0 | FEC
FR | TYNDP2026 | NT | 2040 | TWh | 142 | Sub_sector | Industry | Fertilizers | Industry (fertilizers, non-energetic) | Non-energetic | industry_fertilizers_demand_electricity_non_energetic | Electricity | EU | Energy demand | 0 | not_included_in_FEC
FR | TYNDP2026 | NT | 2040 | TWh | 143 | Sub_sector | Industry | Fertilizers | Industry (fertilizers, non-energetic) | Non-energetic | industry_fertilizers_demand_hydrogen_non_energetic | Hydrogen | EU | Energy demand | 6.983 | not_included_in_FEC
FR | TYNDP2026 | NT | 2040 | TWh | 144 | Sub_sector | Industry | Fertilizers | Industry (fertilizers, non-energetic) | Non-energetic | industry_fertilizers_demand_methane_non_energetic | Methane | EU | Energy demand | 0 | not_included_in_FEC
FR | TYNDP2026 | NT | 2040 | TWh | 145 | Sub_sector | Industry | Fertilizers | Industry (fertilizers, non-energetic) | Non-energetic | industry_fertilizers_demand_heat_non_energetic | Heat | EU | Energy demand | 0 | not_included_in_FEC
FR | TYNDP2026 | NT | 2040 | TWh | 146 | Sub_sector | Industry | Fertilizers | Industry (fertilizers, non-energetic) | Non-energetic | industry_fertilizers_demand_biomass_non_energetic | Biomass | EU | Energy demand | 0 | not_included_in_FEC
FR | TYNDP2026 | NT | 2040 | TWh | 147 | Sub_sector | Industry | Fertilizers | Industry (fertilizers, non-energetic) | Non-energetic | industry_fertilizers_demand_coal_non_energetic | Solids | EU | Energy demand | 0 | not_included_in_FEC
FR | TYNDP2026 | NT | 2040 | TWh | 148 | Sub_sector | Industry | Fertilizers | Industry (fertilizers, non-energetic) | Non-energetic | industry_fertilizers_demand_oil_non_energetic | Liquids | EU | Energy demand | 0 | not_included_in_FEC
FR | TYNDP2026 | NT | 2040 | TWh | 149 | Sub_sector | Industry | Fertilizers | Industry (fertilizers, non-energetic) | Non-energetic | industry_fertilizers_demand_others_non_energetic | Others | EU | Energy demand | 0 | not_included_in_FEC
FR | TYNDP2026 | NT | 2040 | TWh | 150 | Sub_sector | Industry | Fertilizers | Industry (fertilizers, non-energetic) | Non-energetic | industry_fertilizers_demand_ammonia_non_energetic | Ammonia | EU | Energy demand | 1.5188 | not_included_in_FEC
FR | TYNDP2026 | NT | 2040 | TWh | 152 | Sub_sector | Industry | Food | Industry (food) | Energetic | industry_food_demand_electricity_energetic | Electricity | EU | Energy demand | 31.4978 | FEC
FR | TYNDP2026 | NT | 2040 | TWh | 153 | Sub_sector | Industry | Food | Industry (food) | Energetic | industry_food_demand_hydrogen_energetic | Hydrogen | EU | Energy demand | 0 | FEC
FR | TYNDP2026 | NT | 2040 | TWh | 154 | Sub_sector | Industry | Food | Industry (food) | Energetic | industry_food_demand_methane_energetic | Methane | EU | Energy demand | 11.4746 | FEC
FR | TYNDP2026 | NT | 2040 | TWh | 155 | Sub_sector | Industry | Food | Industry (food) | Energetic | industry_food_demand_heat_energetic | Heat | EU | Energy demand | 5.6919 | FEC
FR | TYNDP2026 | NT | 2040 | TWh | 156 | Sub_sector | Industry | Food | Industry (food) | Energetic | industry_food_demand_biomass_energetic | Biomass | EU | Energy demand | 10.1641 | FEC
FR | TYNDP2026 | NT | 2040 | TWh | 157 | Sub_sector | Industry | Food | Industry (food) | Energetic | industry_food_demand_coal_energetic | Solids | EU | Energy demand | 0.13761 | FEC
FR | TYNDP2026 | NT | 2040 | TWh | 158 | Sub_sector | Industry | Food | Industry (food) | Energetic | industry_food_demand_oil_energetic | Liquids | EU | Energy demand | 0 | FEC
FR | TYNDP2026 | NT | 2040 | TWh | 159 | Sub_sector | Industry | Food | Industry (food) | Energetic | industry_food_demand_others_energetic | Others | EU | Energy demand | 0 | FEC
FR | TYNDP2026 | NT | 2040 | TWh | 160 | Sub_sector | Industry | Food | Industry (food) | Energetic | industry_food_demand_ammonia_energetic | Ammonia | EU | Energy demand | 0 | FEC
FR | TYNDP2026 | NT | 2040 | TWh | 162 | Sub_sector | Industry | Metals | Industry (metal) | Energetic | industry_metal_demand_electricity_energetic | Electricity | EU | Energy demand | 1.5083 | FEC
FR | TYNDP2026 | NT | 2040 | TWh | 163 | Sub_sector | Industry | Metals | Industry (metal) | Energetic | industry_metal_demand_hydrogen_energetic | Hydrogen | EU | Energy demand | 0 | FEC
FR | TYNDP2026 | NT | 2040 | TWh | 164 | Sub_sector | Industry | Metals | Industry (metal) | Energetic | industry_metal_demand_methane_energetic | Methane | EU | Energy demand | 2.9124 | FEC
FR | TYNDP2026 | NT | 2040 | TWh | 165 | Sub_sector | Industry | Metals | Industry (metal) | Energetic | industry_metal_demand_heat_energetic | Heat | EU | Energy demand | 0.27004 | FEC
FR | TYNDP2026 | NT | 2040 | TWh | 166 | Sub_sector | Industry | Metals | Industry (metal) | Energetic | industry_metal_demand_biomass_energetic | Biomass | EU | Energy demand | 0 | FEC
FR | TYNDP2026 | NT | 2040 | TWh | 167 | Sub_sector | Industry | Metals | Industry (metal) | Energetic | industry_metal_demand_coal_energetic | Solids | EU | Energy demand | 0.00095572 | FEC
FR | TYNDP2026 | NT | 2040 | TWh | 168 | Sub_sector | Industry | Metals | Industry (metal) | Energetic | industry_metal_demand_oil_energetic | Liquids | EU | Energy demand | 1.3389 | FEC
FR | TYNDP2026 | NT | 2040 | TWh | 169 | Sub_sector | Industry | Metals | Industry (metal) | Energetic | industry_metal_demand_others_energetic | Others | EU | Energy demand | 0 | FEC
FR | TYNDP2026 | NT | 2040 | TWh | 170 | Sub_sector | Industry | Metals | Industry (metal) | Energetic | industry_metal_demand_ammonia_energetic | Ammonia | EU | Energy demand | 0 | FEC
FR | TYNDP2026 | NT | 2040 | TWh | 172 | Sub_sector | Industry | Others | Industry (other, energetic) | Energetic | industry_other_demand_electricity_energetic | Electricity | EU | Energy demand | 54.1866 | FEC
FR | TYNDP2026 | NT | 2040 | TWh | 173 | Sub_sector | Industry | Others | Industry (other, energetic) | Energetic | industry_other_demand_hydrogen_energetic | Hydrogen | EU | Energy demand | 1.529 | FEC
FR | TYNDP2026 | NT | 2040 | TWh | 174 | Sub_sector | Industry | Others | Industry (other, energetic) | Energetic | industry_other_demand_methane_energetic | Methane | EU | Energy demand | 23.4081 | FEC
FR | TYNDP2026 | NT | 2040 | TWh | 175 | Sub_sector | Industry | Others | Industry (other, energetic) | Energetic | industry_other_demand_heat_energetic | Heat | EU | Energy demand | 5.5074 | FEC
FR | TYNDP2026 | NT | 2040 | TWh | 176 | Sub_sector | Industry | Others | Industry (other, energetic) | Energetic | industry_other_demand_biomass_energetic | Biomass | EU | Energy demand | 4.6991 | FEC
FR | TYNDP2026 | NT | 2040 | TWh | 177 | Sub_sector | Industry | Others | Industry (other, energetic) | Energetic | industry_other_demand_coal_energetic | Solids | EU | Energy demand | 0.16943 | FEC
FR | TYNDP2026 | NT | 2040 | TWh | 178 | Sub_sector | Industry | Others | Industry (other, energetic) | Energetic | industry_other_demand_oil_energetic | Liquids | EU | Energy demand | 5.694 | FEC
FR | TYNDP2026 | NT | 2040 | TWh | 179 | Sub_sector | Industry | Others | Industry (other, energetic) | Energetic | industry_other_demand_others_energetic | Others | EU | Energy demand | 0 | FEC
FR | TYNDP2026 | NT | 2040 | TWh | 180 | Sub_sector | Industry | Others | Industry (other, energetic) | Energetic | industry_other_demand_ammonia_energetic | Ammonia | EU | Energy demand | 0 | FEC
FR | TYNDP2026 | NT | 2040 | TWh | 182 | Sub_sector | Industry | Others | Industry (other, non-energetic) | Non-energetic | industry_other_demand_electricity_non_energetic | Electricity | EU | Energy demand | 0 | not_included_in_FEC
FR | TYNDP2026 | NT | 2040 | TWh | 183 | Sub_sector | Industry | Others | Industry (other, non-energetic) | Non-energetic | industry_other_demand_hydrogen_non_energetic | Hydrogen | EU | Energy demand | 0 | not_included_in_FEC
FR | TYNDP2026 | NT | 2040 | TWh | 184 | Sub_sector | Industry | Others | Industry (other, non-energetic) | Non-energetic | industry_other_demand_methane_non_energetic | Methane | EU | Energy demand | 0 | not_included_in_FEC
FR | TYNDP2026 | NT | 2040 | TWh | 185 | Sub_sector | Industry | Others | Industry (other, non-energetic) | Non-energetic | industry_other_demand_heat_non_energetic | Heat | EU | Energy demand | 0 | not_included_in_FEC
FR | TYNDP2026 | NT | 2040 | TWh | 186 | Sub_sector | Industry | Others | Industry (other, non-energetic) | Non-energetic | industry_other_demand_biomass_non_energetic | Biomass | EU | Energy demand | 0 | not_included_in_FEC
FR | TYNDP2026 | NT | 2040 | TWh | 187 | Sub_sector | Industry | Others | Industry (other, non-energetic) | Non-energetic | industry_other_demand_coal_non_energetic | Solids | EU | Energy demand | 0 | not_included_in_FEC
FR | TYNDP2026 | NT | 2040 | TWh | 188 | Sub_sector | Industry | Others | Industry (other, non-energetic) | Non-energetic | industry_other_demand_oil_non_energetic | Liquids | EU | Energy demand | 35.0186 | not_included_in_FEC
FR | TYNDP2026 | NT | 2040 | TWh | 189 | Sub_sector | Industry | Others | Industry (other, non-energetic) | Non-energetic | industry_other_demand_others_non_energetic | Others | EU | Energy demand | 0 | not_included_in_FEC
FR | TYNDP2026 | NT | 2040 | TWh | 190 | Sub_sector | Industry | Others | Industry (other, non-energetic) | Non-energetic | industry_other_demand_ammonia_non_energetic | Ammonia | EU | Energy demand | 0 | not_included_in_FEC
FR | TYNDP2026 | NT | 2040 | TWh | 192 | Sub_sector | Industry | Paper | Industry (paper) | Energetic | industry_paper_demand_electricity_energetic | Electricity | EU | Energy demand | 11.0509 | FEC
FR | TYNDP2026 | NT | 2040 | TWh | 193 | Sub_sector | Industry | Paper | Industry (paper) | Energetic | industry_paper_demand_hydrogen_energetic | Hydrogen | EU | Energy demand | 0 | FEC
FR | TYNDP2026 | NT | 2040 | TWh | 194 | Sub_sector | Industry | Paper | Industry (paper) | Energetic | industry_paper_demand_methane_energetic | Methane | EU | Energy demand | 2.7565 | FEC
FR | TYNDP2026 | NT | 2040 | TWh | 195 | Sub_sector | Industry | Paper | Industry (paper) | Energetic | industry_paper_demand_heat_energetic | Heat | EU | Energy demand | 5.6756 | FEC
FR | TYNDP2026 | NT | 2040 | TWh | 196 | Sub_sector | Industry | Paper | Industry (paper) | Energetic | industry_paper_demand_biomass_energetic | Biomass | EU | Energy demand | 6.0231 | FEC
FR | TYNDP2026 | NT | 2040 | TWh | 197 | Sub_sector | Industry | Paper | Industry (paper) | Energetic | industry_paper_demand_coal_energetic | Solids | EU | Energy demand | 0.6247 | FEC
FR | TYNDP2026 | NT | 2040 | TWh | 198 | Sub_sector | Industry | Paper | Industry (paper) | Energetic | industry_paper_demand_oil_energetic | Liquids | EU | Energy demand | 0 | FEC
FR | TYNDP2026 | NT | 2040 | TWh | 199 | Sub_sector | Industry | Paper | Industry (paper) | Energetic | industry_paper_demand_others_energetic | Others | EU | Energy demand | 0 | FEC
FR | TYNDP2026 | NT | 2040 | TWh | 200 | Sub_sector | Industry | Paper | Industry (paper) | Energetic | industry_paper_demand_ammonia_energetic | Ammonia | EU | Energy demand | 0 | FEC
FR | TYNDP2026 | NT | 2040 | TWh | 202 | Sub_sector | Industry | Refineries | Industry (refineries, energetic) | Energetic | industry_refinery_demand_electricity_energetic | Electricity | EU | Energy demand | 1.2447 | not_included_in_FEC
FR | TYNDP2026 | NT | 2040 | TWh | 203 | Sub_sector | Industry | Refineries | Industry (refineries, energetic) | Energetic | industry_refinery_demand_hydrogen_energetic | Hydrogen | EU | Energy demand | 3.1812 | not_included_in_FEC
FR | TYNDP2026 | NT | 2040 | TWh | 204 | Sub_sector | Industry | Refineries | Industry (refineries, energetic) | Energetic | industry_refinery_demand_methane_energetic | Methane | EU | Energy demand | 2.2269 | not_included_in_FEC
FR | TYNDP2026 | NT | 2040 | TWh | 205 | Sub_sector | Industry | Refineries | Industry (refineries, energetic) | Energetic | industry_refinery_demand_heat_energetic | Heat | EU | Energy demand | 0.95437 | not_included_in_FEC
FR | TYNDP2026 | NT | 2040 | TWh | 206 | Sub_sector | Industry | Refineries | Industry (refineries, energetic) | Energetic | industry_refinery_demand_biomass_energetic | Biomass | EU | Energy demand | 0 | not_included_in_FEC
FR | TYNDP2026 | NT | 2040 | TWh | 207 | Sub_sector | Industry | Refineries | Industry (refineries, energetic) | Energetic | industry_refinery_demand_coal_energetic | Solids | EU | Energy demand | 0 | not_included_in_FEC
FR | TYNDP2026 | NT | 2040 | TWh | 208 | Sub_sector | Industry | Refineries | Industry (refineries, energetic) | Energetic | industry_refinery_demand_oil_energetic | Liquids | EU | Energy demand | 4.4844 | not_included_in_FEC
FR | TYNDP2026 | NT | 2040 | TWh | 209 | Sub_sector | Industry | Refineries | Industry (refineries, energetic) | Energetic | industry_refinery_demand_others_energetic | Others | EU | Energy demand | 0 | not_included_in_FEC
FR | TYNDP2026 | NT | 2040 | TWh | 210 | Sub_sector | Industry | Refineries | Industry (refineries, energetic) | Energetic | industry_refinery_demand_ammonia_energetic | Ammonia | EU | Energy demand | 0 | not_included_in_FEC
FR | TYNDP2026 | NT | 2040 | TWh | 212 | Sub_sector | Industry | Refineries | Industry (refineries, non-energetic) | Non-energetic | industry_refinery_demand_electricity_non_energetic | Electricity | EU | Energy demand | 0 | not_included_in_FEC
FR | TYNDP2026 | NT | 2040 | TWh | 213 | Sub_sector | Industry | Refineries | Industry (refineries, non-energetic) | Non-energetic | industry_refinery_demand_hydrogen_non_energetic | Hydrogen | EU | Energy demand | 0 | not_included_in_FEC
FR | TYNDP2026 | NT | 2040 | TWh | 214 | Sub_sector | Industry | Refineries | Industry (refineries, non-energetic) | Non-energetic | industry_refinery_demand_methane_non_energetic | Methane | EU | Energy demand | 0 | not_included_in_FEC
FR | TYNDP2026 | NT | 2040 | TWh | 215 | Sub_sector | Industry | Refineries | Industry (refineries, non-energetic) | Non-energetic | industry_refinery_demand_heat_non_energetic | Heat | EU | Energy demand | 0 | not_included_in_FEC
FR | TYNDP2026 | NT | 2040 | TWh | 216 | Sub_sector | Industry | Refineries | Industry (refineries, non-energetic) | Non-energetic | industry_refinery_demand_biomass_non_energetic | Biomass | EU | Energy demand | 0 | not_included_in_FEC
FR | TYNDP2026 | NT | 2040 | TWh | 217 | Sub_sector | Industry | Refineries | Industry (refineries, non-energetic) | Non-energetic | industry_refinery_demand_coal_non_energetic | Solids | EU | Energy demand | 0 | not_included_in_FEC
FR | TYNDP2026 | NT | 2040 | TWh | 218 | Sub_sector | Industry | Refineries | Industry (refineries, non-energetic) | Non-energetic | industry_refinery_demand_oil_non_energetic | Liquids | EU | Energy demand | 0 | not_included_in_FEC
FR | TYNDP2026 | NT | 2040 | TWh | 219 | Sub_sector | Industry | Refineries | Industry (refineries, non-energetic) | Non-energetic | industry_refinery_demand_others_non_energetic | Others | EU | Energy demand | 0 | not_included_in_FEC
FR | TYNDP2026 | NT | 2040 | TWh | 220 | Sub_sector | Industry | Refineries | Industry (refineries, non-energetic) | Non-energetic | industry_refinery_demand_ammonia_non_energetic | Ammonia | EU | Energy demand | 0 | not_included_in_FEC
FR | TYNDP2026 | NT | 2040 | TWh | 222 | Sub_sector | Industry | Steel | Industry (steel) | Energetic | industry_steel_demand_electricity_energetic | Electricity | EU | Energy demand | 16.8758 | FEC
FR | TYNDP2026 | NT | 2040 | TWh | 223 | Sub_sector | Industry | Steel | Industry (steel) | Energetic | industry_steel_demand_hydrogen_energetic | Hydrogen | EU | Energy demand | 7.8794 | FEC
FR | TYNDP2026 | NT | 2040 | TWh | 224 | Sub_sector | Industry | Steel | Industry (steel) | Energetic | industry_steel_demand_methane_energetic | Methane | EU | Energy demand | 9.9944 | FEC
FR | TYNDP2026 | NT | 2040 | TWh | 225 | Sub_sector | Industry | Steel | Industry (steel) | Energetic | industry_steel_demand_heat_energetic | Heat | EU | Energy demand | 0.042187 | FEC
FR | TYNDP2026 | NT | 2040 | TWh | 226 | Sub_sector | Industry | Steel | Industry (steel) | Energetic | industry_steel_demand_biomass_energetic | Biomass | EU | Energy demand | 0.0012872 | FEC
FR | TYNDP2026 | NT | 2040 | TWh | 227 | Sub_sector | Industry | Steel | Industry (steel) | Energetic | industry_steel_demand_coal_energetic | Solids | EU | Energy demand | 5.5133 | FEC
FR | TYNDP2026 | NT | 2040 | TWh | 228 | Sub_sector | Industry | Steel | Industry (steel) | Energetic | industry_steel_demand_oil_energetic | Liquids | EU | Energy demand | 0.095585 | FEC
FR | TYNDP2026 | NT | 2040 | TWh | 229 | Sub_sector | Industry | Steel | Industry (steel) | Energetic | industry_steel_demand_others_energetic | Others | EU | Energy demand | 0 | FEC
FR | TYNDP2026 | NT | 2040 | TWh | 230 | Sub_sector | Industry | Steel | Industry (steel) | Energetic | industry_steel_demand_ammonia_energetic | Ammonia | EU | Energy demand | 0 | FEC
FR | TYNDP2026 | NT | 2040 | TWh | 232 | Sub_sector | Transport | Cars | Transport (cars) | Energetic | transport_cars_final_demand_electricity | Electricity | EU | Energy demand | 69.4843 | FEC
FR | TYNDP2026 | NT | 2040 | TWh | 233 | Sub_sector | Transport | Cars | Transport (cars) | Energetic | transport_cars_final_demand_hydrogen | Hydrogen | EU | Energy demand | 0 | FEC
FR | TYNDP2026 | NT | 2040 | TWh | 234 | Sub_sector | Transport | Cars | Transport (cars) | Energetic | transport_cars_final_demand_methane | Methane | EU | Energy demand | 0 | FEC
FR | TYNDP2026 | NT | 2040 | TWh | 235 | Sub_sector | Transport | Cars | Transport (cars) | Energetic | transport_cars_final_demand_heat | Heat | EU | Energy demand | 0 | FEC
FR | TYNDP2026 | NT | 2040 | TWh | 236 | Sub_sector | Transport | Cars | Transport (cars) | Energetic | transport_cars_final_demand_biomass | Biomass | EU | Energy demand | 0 | FEC
FR | TYNDP2026 | NT | 2040 | TWh | 237 | Sub_sector | Transport | Cars | Transport (cars) | Energetic | transport_cars_final_demand_coal | Solids | EU | Energy demand | 0 | FEC
FR | TYNDP2026 | NT | 2040 | TWh | 238 | Sub_sector | Transport | Cars | Transport (cars) | Energetic | transport_cars_final_demand_oil | Liquids | EU | Energy demand | 83.3023 | FEC
FR | TYNDP2026 | NT | 2040 | TWh | 239 | Sub_sector | Transport | Cars | Transport (cars) | Energetic | transport_cars_final_demand_other | Others | EU | Energy demand | 0 | FEC
FR | TYNDP2026 | NT | 2040 | TWh | 240 | Sub_sector | Transport | Cars | Transport (cars) | Energetic | transport_cars_final_demand_ammonia | Ammonia | EU | Energy demand | 0 | FEC
FR | TYNDP2026 | NT | 2040 | TWh | 242 | Sub_sector | Transport | Busses | Transport (busses) | Energetic | transport_busses_final_demand_electricity | Electricity | EU | Energy demand | 2.6036 | FEC
FR | TYNDP2026 | NT | 2040 | TWh | 243 | Sub_sector | Transport | Busses | Transport (busses) | Energetic | transport_busses_final_demand_hydrogen | Hydrogen | EU | Energy demand | 0.27969 | FEC
FR | TYNDP2026 | NT | 2040 | TWh | 244 | Sub_sector | Transport | Busses | Transport (busses) | Energetic | transport_busses_final_demand_methane | Methane | EU | Energy demand | 4.2554 | FEC
FR | TYNDP2026 | NT | 2040 | TWh | 245 | Sub_sector | Transport | Busses | Transport (busses) | Energetic | transport_busses_final_demand_heat | Heat | EU | Energy demand | 0 | FEC
FR | TYNDP2026 | NT | 2040 | TWh | 246 | Sub_sector | Transport | Busses | Transport (busses) | Energetic | transport_busses_final_demand_biomass | Biomass | EU | Energy demand | 0 | FEC
FR | TYNDP2026 | NT | 2040 | TWh | 247 | Sub_sector | Transport | Busses | Transport (busses) | Energetic | transport_busses_final_demand_coal | Solids | EU | Energy demand | 0 | FEC
FR | TYNDP2026 | NT | 2040 | TWh | 248 | Sub_sector | Transport | Busses | Transport (busses) | Energetic | transport_busses_final_demand_oil | Liquids | EU | Energy demand | 5.6509 | FEC
FR | TYNDP2026 | NT | 2040 | TWh | 249 | Sub_sector | Transport | Busses | Transport (busses) | Energetic | transport_busses_final_demand_other | Others | EU | Energy demand | 0 | FEC
FR | TYNDP2026 | NT | 2040 | TWh | 250 | Sub_sector | Transport | Busses | Transport (busses) | Energetic | transport_busses_final_demand_ammonia | Ammonia | EU | Energy demand | 0 | FEC
FR | TYNDP2026 | NT | 2040 | TWh | 252 | Sub_sector | Transport | Trucks | Transport (trucks) | Energetic | transport_trucks_final_demand_electricity | Electricity | EU | Energy demand | 22.0167 | FEC
FR | TYNDP2026 | NT | 2040 | TWh | 253 | Sub_sector | Transport | Trucks | Transport (trucks) | Energetic | transport_trucks_final_demand_hydrogen | Hydrogen | EU | Energy demand | 3.2813 | FEC
FR | TYNDP2026 | NT | 2040 | TWh | 254 | Sub_sector | Transport | Trucks | Transport (trucks) | Energetic | transport_trucks_final_demand_methane | Methane | EU | Energy demand | 3.9779 | FEC
FR | TYNDP2026 | NT | 2040 | TWh | 255 | Sub_sector | Transport | Trucks | Transport (trucks) | Energetic | transport_trucks_final_demand_heat | Heat | EU | Energy demand | 0 | FEC
FR | TYNDP2026 | NT | 2040 | TWh | 256 | Sub_sector | Transport | Trucks | Transport (trucks) | Energetic | transport_trucks_final_demand_biomass | Biomass | EU | Energy demand | 0 | FEC
FR | TYNDP2026 | NT | 2040 | TWh | 257 | Sub_sector | Transport | Trucks | Transport (trucks) | Energetic | transport_trucks_final_demand_coal | Solids | EU | Energy demand | 0 | FEC
FR | TYNDP2026 | NT | 2040 | TWh | 258 | Sub_sector | Transport | Trucks | Transport (trucks) | Energetic | transport_trucks_final_demand_oil | Liquids | EU | Energy demand | 32.5723 | FEC
FR | TYNDP2026 | NT | 2040 | TWh | 259 | Sub_sector | Transport | Trucks | Transport (trucks) | Energetic | transport_trucks_final_demand_other | Others | EU | Energy demand | 0 | FEC
FR | TYNDP2026 | NT | 2040 | TWh | 260 | Sub_sector | Transport | Trucks | Transport (trucks) | Energetic | transport_trucks_final_demand_ammonia | Ammonia | EU | Energy demand | 0 | FEC
FR | TYNDP2026 | NT | 2040 | TWh | 262 | Sub_sector | Transport | Vans | Transport (vans) | Energetic | transport_vans_final_demand_electricity | Electricity | EU | Energy demand | 15.12 | FEC
FR | TYNDP2026 | NT | 2040 | TWh | 263 | Sub_sector | Transport | Vans | Transport (vans) | Energetic | transport_vans_final_demand_hydrogen | Hydrogen | EU | Energy demand | 0.58459 | FEC
FR | TYNDP2026 | NT | 2040 | TWh | 264 | Sub_sector | Transport | Vans | Transport (vans) | Energetic | transport_vans_final_demand_methane | Methane | EU | Energy demand | 0 | FEC
FR | TYNDP2026 | NT | 2040 | TWh | 265 | Sub_sector | Transport | Vans | Transport (vans) | Energetic | transport_vans_final_demand_heat | Heat | EU | Energy demand | 0 | FEC
FR | TYNDP2026 | NT | 2040 | TWh | 266 | Sub_sector | Transport | Vans | Transport (vans) | Energetic | transport_vans_final_demand_biomass | Biomass | EU | Energy demand | 0 | FEC
FR | TYNDP2026 | NT | 2040 | TWh | 267 | Sub_sector | Transport | Vans | Transport (vans) | Energetic | transport_vans_final_demand_coal | Solids | EU | Energy demand | 0 | FEC
FR | TYNDP2026 | NT | 2040 | TWh | 268 | Sub_sector | Transport | Vans | Transport (vans) | Energetic | transport_vans_final_demand_oil | Liquids | EU | Energy demand | 25.7894 | FEC
FR | TYNDP2026 | NT | 2040 | TWh | 269 | Sub_sector | Transport | Vans | Transport (vans) | Energetic | transport_vans_final_demand_other | Others | EU | Energy demand | 0 | FEC
FR | TYNDP2026 | NT | 2040 | TWh | 270 | Sub_sector | Transport | Vans | Transport (vans) | Energetic | transport_vans_final_demand_ammonia | Ammonia | EU | Energy demand | 0 | FEC
FR | TYNDP2026 | NT | 2040 | TWh | 272 | Sub_sector | Transport | Freight trains | Transport (trains) | Energetic | transport_trains_final_demand_electricity | Electricity | EU | Energy demand | 15.8485 | FEC
FR | TYNDP2026 | NT | 2040 | TWh | 273 | Sub_sector | Transport | Freight trains | Transport (trains) | Energetic | transport_trains_final_demand_hydrogen | Hydrogen | EU | Energy demand | 0.90074 | FEC
FR | TYNDP2026 | NT | 2040 | TWh | 274 | Sub_sector | Transport | Freight trains | Transport (trains) | Energetic | transport_trains_final_demand_methane | Methane | EU | Energy demand | 0 | FEC
FR | TYNDP2026 | NT | 2040 | TWh | 275 | Sub_sector | Transport | Freight trains | Transport (trains) | Energetic | transport_trains_final_demand_heat | Heat | EU | Energy demand | 0 | FEC
FR | TYNDP2026 | NT | 2040 | TWh | 276 | Sub_sector | Transport | Freight trains | Transport (trains) | Energetic | transport_trains_final_demand_biomass | Biomass | EU | Energy demand | 0 | FEC
FR | TYNDP2026 | NT | 2040 | TWh | 277 | Sub_sector | Transport | Freight trains | Transport (trains) | Energetic | transport_trains_final_demand_coal | Solids | EU | Energy demand | 0 | FEC
FR | TYNDP2026 | NT | 2040 | TWh | 278 | Sub_sector | Transport | Freight trains | Transport (trains) | Energetic | transport_trains_final_demand_oil | Liquids | EU | Energy demand | 0.6719 | FEC
FR | TYNDP2026 | NT | 2040 | TWh | 279 | Sub_sector | Transport | Freight trains | Transport (trains) | Energetic | transport_trains_final_demand_other | Others | EU | Energy demand | 0 | FEC
FR | TYNDP2026 | NT | 2040 | TWh | 280 | Sub_sector | Transport | Freight trains | Transport (trains) | Energetic | transport_trains_final_demand_ammonia | Ammonia | EU | Energy demand | 0 | FEC
FR | TYNDP2026 | NT | 2040 | TWh | 282 | Sub_sector | Transport | Ships | Transport (ships) | Energetic | transport_ships_final_demand_electricity | Electricity | EU | Energy demand | 0 | FEC
FR | TYNDP2026 | NT | 2040 | TWh | 283 | Sub_sector | Transport | Ships | Transport (ships) | Energetic | transport_ships_final_demand_hydrogen | Hydrogen | EU | Energy demand | 0 | FEC
FR | TYNDP2026 | NT | 2040 | TWh | 284 | Sub_sector | Transport | Ships | Transport (ships) | Energetic | transport_ships_final_demand_methane | Methane | EU | Energy demand | 0.23611 | FEC
FR | TYNDP2026 | NT | 2040 | TWh | 285 | Sub_sector | Transport | Ships | Transport (ships) | Energetic | transport_ships_final_demand_heat | Heat | EU | Energy demand | 0 | FEC
FR | TYNDP2026 | NT | 2040 | TWh | 286 | Sub_sector | Transport | Ships | Transport (ships) | Energetic | transport_ships_final_demand_biomass | Biomass | EU | Energy demand | 0 | FEC
FR | TYNDP2026 | NT | 2040 | TWh | 287 | Sub_sector | Transport | Ships | Transport (ships) | Energetic | transport_ships_final_demand_coal | Solids | EU | Energy demand | 0 | FEC
FR | TYNDP2026 | NT | 2040 | TWh | 288 | Sub_sector | Transport | Ships | Transport (ships) | Energetic | transport_ships_final_demand_oil | Liquids | EU | Energy demand | 0.34115 | FEC
FR | TYNDP2026 | NT | 2040 | TWh | 289 | Sub_sector | Transport | Ships | Transport (ships) | Energetic | transport_ships_final_demand_other | Others | EU | Energy demand | 0 | FEC
FR | TYNDP2026 | NT | 2040 | TWh | 290 | Sub_sector | Transport | Ships | Transport (ships) | Energetic | transport_ships_final_demand_ammonia | Ammonia | EU | Energy demand | 0.0062829 | FEC
FR | TYNDP2026 | NT | 2040 | TWh | 292 | Sub_sector | Transport | Planes | Transport (planes) | Energetic | transport_planes_final_demand_electricity | Electricity | EU | Energy demand | 0 | FEC
FR | TYNDP2026 | NT | 2040 | TWh | 293 | Sub_sector | Transport | Planes | Transport (planes) | Energetic | transport_planes_final_demand_hydrogen | Hydrogen | EU | Energy demand | 0.074995 | FEC
FR | TYNDP2026 | NT | 2040 | TWh | 294 | Sub_sector | Transport | Planes | Transport (planes) | Energetic | transport_planes_final_demand_methane | Methane | EU | Energy demand | 0 | FEC
FR | TYNDP2026 | NT | 2040 | TWh | 295 | Sub_sector | Transport | Planes | Transport (planes) | Energetic | transport_planes_final_demand_heat | Heat | EU | Energy demand | 0 | FEC
FR | TYNDP2026 | NT | 2040 | TWh | 296 | Sub_sector | Transport | Planes | Transport (planes) | Energetic | transport_planes_final_demand_biomass | Biomass | EU | Energy demand | 0 | FEC
FR | TYNDP2026 | NT | 2040 | TWh | 297 | Sub_sector | Transport | Planes | Transport (planes) | Energetic | transport_planes_final_demand_coal | Solids | EU | Energy demand | 0 | FEC
FR | TYNDP2026 | NT | 2040 | TWh | 298 | Sub_sector | Transport | Planes | Transport (planes) | Energetic | transport_planes_final_demand_oil | Liquids | EU | Energy demand | 13.4947 | FEC
FR | TYNDP2026 | NT | 2040 | TWh | 299 | Sub_sector | Transport | Planes | Transport (planes) | Energetic | transport_planes_final_demand_other | Others | EU | Energy demand | 0 | FEC
FR | TYNDP2026 | NT | 2040 | TWh | 300 | Sub_sector | Transport | Planes | Transport (planes) | Energetic | transport_planes_final_demand_ammonia | Ammonia | EU | Energy demand | 0 | FEC
FR | TYNDP2026 | NT | 2040 | TWh | 302 | Sub_sector | Transport | Others | Transport (others) | Energetic | transport_other_final_demand_electricity | Electricity | EU | Energy demand | 0.32194 | FEC
FR | TYNDP2026 | NT | 2040 | TWh | 303 | Sub_sector | Transport | Others | Transport (others) | Energetic | transport_other_final_demand_hydrogen | Hydrogen | EU | Energy demand | 0 | FEC
FR | TYNDP2026 | NT | 2040 | TWh | 304 | Sub_sector | Transport | Others | Transport (others) | Energetic | transport_other_final_demand_methane | Methane | EU | Energy demand | 0 | FEC
FR | TYNDP2026 | NT | 2040 | TWh | 305 | Sub_sector | Transport | Others | Transport (others) | Energetic | transport_other_final_demand_heat | Heat | EU | Energy demand | 0 | FEC
FR | TYNDP2026 | NT | 2040 | TWh | 306 | Sub_sector | Transport | Others | Transport (others) | Energetic | transport_other_final_demand_biomass | Biomass | EU | Energy demand | 0 | FEC
FR | TYNDP2026 | NT | 2040 | TWh | 307 | Sub_sector | Transport | Others | Transport (others) | Energetic | transport_other_final_demand_coal | Solids | EU | Energy demand | 0 | FEC
FR | TYNDP2026 | NT | 2040 | TWh | 308 | Sub_sector | Transport | Others | Transport (others) | Energetic | transport_other_final_demand_oil | Liquids | EU | Energy demand | 1.2895 | FEC
FR | TYNDP2026 | NT | 2040 | TWh | 309 | Sub_sector | Transport | Others | Transport (others) | Energetic | transport_other_final_demand_other | Others | EU | Energy demand | 0 | FEC
FR | TYNDP2026 | NT | 2040 | TWh | 310 | Sub_sector | Transport | Others | Transport (others) | Energetic | transport_other_final_demand_ammonia | Ammonia | EU | Energy demand | 0 | FEC
FR | TYNDP2026 | NT | 2040 | TWh | 312 | Sub_sector | International transport | International aviation | Transport (int. aviation) | Energetic | transport_int_aviation_final_demand_electricity | Electricity | EU | Energy demand | 0 | FEC
FR | TYNDP2026 | NT | 2040 | TWh | 313 | Sub_sector | International transport | International aviation | Transport (int. aviation) | Energetic | transport_int_aviation_final_demand_hydrogen | Hydrogen | EU | Energy demand | 0 | FEC
FR | TYNDP2026 | NT | 2040 | TWh | 314 | Sub_sector | International transport | International aviation | Transport (int. aviation) | Energetic | transport_int_aviation_final_demand_methane | Methane | EU | Energy demand | 0 | FEC
FR | TYNDP2026 | NT | 2040 | TWh | 315 | Sub_sector | International transport | International aviation | Transport (int. aviation) | Energetic | transport_int_aviation_final_demand_heat | Heat | EU | Energy demand | 0 | FEC
FR | TYNDP2026 | NT | 2040 | TWh | 316 | Sub_sector | International transport | International aviation | Transport (int. aviation) | Energetic | transport_int_aviation_final_demand_biofuels | Biomass | EU | Energy demand | 0 | FEC
FR | TYNDP2026 | NT | 2040 | TWh | 317 | Sub_sector | International transport | International aviation | Transport (int. aviation) | Energetic | transport_int_aviation_final_demand_coal | Solids | EU | Energy demand | 0 | FEC
FR | TYNDP2026 | NT | 2040 | TWh | 318 | Sub_sector | International transport | International aviation | Transport (int. aviation) | Energetic | transport_int_aviation_final_demand_oil | Liquids | EU | Energy demand | 74.9943 | FEC
FR | TYNDP2026 | NT | 2040 | TWh | 319 | Sub_sector | International transport | International aviation | Transport (int. aviation) | Energetic | transport_int_aviation_final_demand_other | Others | EU | Energy demand | 0 | FEC
FR | TYNDP2026 | NT | 2040 | TWh | 320 | Sub_sector | International transport | International aviation | Transport (int. aviation) | Energetic | transport_int_aviation_final_demand_ammonia | Ammonia | EU | Energy demand | 0 | FEC
FR | TYNDP2026 | NT | 2040 | TWh | 322 | Sub_sector | International transport | International shipping | Transport (int. shipping) | Energetic | transport_int_shipping_final_demand_electricity | Electricity | EU | Energy demand | 0 | not_included_in_FEC
FR | TYNDP2026 | NT | 2040 | TWh | 323 | Sub_sector | International transport | International shipping | Transport (int. shipping) | Energetic | transport_int_shipping_final_demand_hydrogen | Hydrogen | EU | Energy demand | 0 | not_included_in_FEC
FR | TYNDP2026 | NT | 2040 | TWh | 324 | Sub_sector | International transport | International shipping | Transport (int. shipping) | Energetic | transport_int_shipping_final_demand_methane | Methane | EU | Energy demand | 8.3135 | not_included_in_FEC
FR | TYNDP2026 | NT | 2040 | TWh | 325 | Sub_sector | International transport | International shipping | Transport (int. shipping) | Energetic | transport_int_shipping_final_demand_heat | Heat | EU | Energy demand | 0 | not_included_in_FEC
FR | TYNDP2026 | NT | 2040 | TWh | 326 | Sub_sector | International transport | International shipping | Transport (int. shipping) | Energetic | transport_int_shipping_final_demand_biofuels | Biomass | EU | Energy demand | 0 | not_included_in_FEC
FR | TYNDP2026 | NT | 2040 | TWh | 327 | Sub_sector | International transport | International shipping | Transport (int. shipping) | Energetic | transport_int_shipping_final_demand_coal | Solids | EU | Energy demand | 0 | not_included_in_FEC
FR | TYNDP2026 | NT | 2040 | TWh | 328 | Sub_sector | International transport | International shipping | Transport (int. shipping) | Energetic | transport_int_shipping_final_demand_oil | Liquids | EU | Energy demand | 12.0119 | not_included_in_FEC
FR | TYNDP2026 | NT | 2040 | TWh | 329 | Sub_sector | International transport | International shipping | Transport (int. shipping) | Energetic | transport_int_shipping_final_demand_other | Others | EU | Energy demand | 0 | not_included_in_FEC
FR | TYNDP2026 | NT | 2040 | TWh | 330 | Sub_sector | International transport | International shipping | Transport (int. shipping) | Energetic | transport_int_shipping_final_demand_ammonia | Ammonia | EU | Energy demand | 0.2602 | not_included_in_FEC
FR | TYNDP2026 | NT | 2040 | TWh | 332 | Sub_sector | Households | Space heating | Households (heating) | Energetic | households_heating_final_demand_electricity | Electricity | EU | Energy demand | 46.6234 | FEC
FR | TYNDP2026 | NT | 2040 | TWh | 333 | Sub_sector | Households | Space heating | Households (heating) | Energetic | households_heating_final_demand_hydrogen | Hydrogen | EU | Energy demand | 0 | FEC
FR | TYNDP2026 | NT | 2040 | TWh | 334 | Sub_sector | Households | Space heating | Households (heating) | Energetic | households_heating_final_demand_methane | Methane | EU | Energy demand | 44.6879 | FEC
FR | TYNDP2026 | NT | 2040 | TWh | 335 | Sub_sector | Households | Space heating | Households (heating) | Energetic | households_heating_final_demand_heat | Heat | EU | Energy demand | 23.0879 | FEC
FR | TYNDP2026 | NT | 2040 | TWh | 336 | Sub_sector | Households | Space heating | Households (heating) | Energetic | households_heating_final_demand_biomass | Biomass | EU | Energy demand | 27.8368 | FEC
FR | TYNDP2026 | NT | 2040 | TWh | 337 | Sub_sector | Households | Space heating | Households (heating) | Energetic | households_heating_final_demand_coal | Solids | EU | Energy demand | 0 | FEC
FR | TYNDP2026 | NT | 2040 | TWh | 338 | Sub_sector | Households | Space heating | Households (heating) | Energetic | households_heating_final_demand_oil | Liquids | EU | Energy demand | 0 | FEC
FR | TYNDP2026 | NT | 2040 | TWh | 339 | Sub_sector | Households | Space heating | Households (heating) | Energetic | households_heating_final_demand_other | Others | EU | Energy demand | 0 | FEC
FR | TYNDP2026 | NT | 2040 | TWh | 340 | Sub_sector | Households | Space heating | Households (heating) | Energetic | households_heating_final_demand_ammonia | Ammonia | EU | Energy demand | 0 | FEC
FR | TYNDP2026 | NT | 2040 | TWh | 343 | Sub_sector | Households | Cooling | Households (cooling) | Energetic | households_cooling_final_demand_electricity | Electricity | EU | Energy demand | 4.3022 | FEC
FR | TYNDP2026 | NT | 2040 | TWh | 344 | Sub_sector | Households | Cooling | Households (cooling) | Energetic | households_cooling_final_demand_hydrogen | Hydrogen | EU | Energy demand | 0 | FEC
FR | TYNDP2026 | NT | 2040 | TWh | 345 | Sub_sector | Households | Cooling | Households (cooling) | Energetic | households_cooling_final_demand_methane | Methane | EU | Energy demand | 0 | FEC
FR | TYNDP2026 | NT | 2040 | TWh | 346 | Sub_sector | Households | Cooling | Households (cooling) | Energetic | households_cooling_final_demand_heat | Heat | EU | Energy demand | 0 | FEC
FR | TYNDP2026 | NT | 2040 | TWh | 347 | Sub_sector | Households | Cooling | Households (cooling) | Energetic | households_cooling_final_demand_biomass | Biomass | EU | Energy demand | 0 | FEC
FR | TYNDP2026 | NT | 2040 | TWh | 348 | Sub_sector | Households | Cooling | Households (cooling) | Energetic | households_cooling_final_demand_coal | Solids | EU | Energy demand | 0 | FEC
FR | TYNDP2026 | NT | 2040 | TWh | 349 | Sub_sector | Households | Cooling | Households (cooling) | Energetic | households_cooling_final_demand_oil | Liquids | EU | Energy demand | 0 | FEC
FR | TYNDP2026 | NT | 2040 | TWh | 350 | Sub_sector | Households | Cooling | Households (cooling) | Energetic | households_cooling_final_demand_other | Others | EU | Energy demand | 0 | FEC
FR | TYNDP2026 | NT | 2040 | TWh | 351 | Sub_sector | Households | Cooling | Households (cooling) | Energetic | households_cooling_final_demand_ammonia | Ammonia | EU | Energy demand | 0 | FEC
FR | TYNDP2026 | NT | 2040 | TWh | 354 | Sub_sector | Households | Hot water | Households (hot water) | Energetic | households_hot_water_final_demand_electricity | Electricity | EU | Energy demand | 9.5598 | FEC
FR | TYNDP2026 | NT | 2040 | TWh | 355 | Sub_sector | Households | Hot water | Households (hot water) | Energetic | households_hot_water_final_demand_hydrogen | Hydrogen | EU | Energy demand | 0 | FEC
FR | TYNDP2026 | NT | 2040 | TWh | 356 | Sub_sector | Households | Hot water | Households (hot water) | Energetic | households_hot_water_final_demand_methane | Methane | EU | Energy demand | 14.2023 | FEC
FR | TYNDP2026 | NT | 2040 | TWh | 357 | Sub_sector | Households | Hot water | Households (hot water) | Energetic | households_hot_water_final_demand_heat | Heat | EU | Energy demand | 7.3004 | FEC
FR | TYNDP2026 | NT | 2040 | TWh | 358 | Sub_sector | Households | Hot water | Households (hot water) | Energetic | households_hot_water_final_demand_biomass | Biomass | EU | Energy demand | 8.3589 | FEC
FR | TYNDP2026 | NT | 2040 | TWh | 359 | Sub_sector | Households | Hot water | Households (hot water) | Energetic | households_hot_water_final_demand_coal | Solids | EU | Energy demand | 0 | FEC
FR | TYNDP2026 | NT | 2040 | TWh | 360 | Sub_sector | Households | Hot water | Households (hot water) | Energetic | households_hot_water_final_demand_oil | Liquids | EU | Energy demand | 0 | FEC
FR | TYNDP2026 | NT | 2040 | TWh | 361 | Sub_sector | Households | Hot water | Households (hot water) | Energetic | households_hot_water_final_demand_other | Others | EU | Energy demand | 1.1365 | FEC
FR | TYNDP2026 | NT | 2040 | TWh | 362 | Sub_sector | Households | Hot water | Households (hot water) | Energetic | households_hot_water_final_demand_ammonia | Ammonia | EU | Energy demand | 0 | FEC
FR | TYNDP2026 | NT | 2040 | TWh | 365 | Sub_sector | Households | Appliances | Households (appliances) | Energetic | households_appliances_final_demand_electricity | Electricity | EU | Energy demand | 63.1818 | FEC
FR | TYNDP2026 | NT | 2040 | TWh | 366 | Sub_sector | Households | Appliances | Households (appliances) | Energetic | households_appliances_final_demand_hydrogen | Hydrogen | EU | Energy demand | 0 | FEC
FR | TYNDP2026 | NT | 2040 | TWh | 367 | Sub_sector | Households | Appliances | Households (appliances) | Energetic | households_appliances_final_demand_methane | Methane | EU | Energy demand | 4.7133 | FEC
FR | TYNDP2026 | NT | 2040 | TWh | 368 | Sub_sector | Households | Appliances | Households (appliances) | Energetic | households_appliances_final_demand_heat | Heat | EU | Energy demand | 0 | FEC
FR | TYNDP2026 | NT | 2040 | TWh | 369 | Sub_sector | Households | Appliances | Households (appliances) | Energetic | households_appliances_final_demand_biomass | Biomass | EU | Energy demand | 0 | FEC
FR | TYNDP2026 | NT | 2040 | TWh | 370 | Sub_sector | Households | Appliances | Households (appliances) | Energetic | households_appliances_final_demand_coal | Solids | EU | Energy demand | 0 | FEC
FR | TYNDP2026 | NT | 2040 | TWh | 371 | Sub_sector | Households | Appliances | Households (appliances) | Energetic | households_appliances_final_demand_oil | Liquids | EU | Energy demand | 0 | FEC
FR | TYNDP2026 | NT | 2040 | TWh | 372 | Sub_sector | Households | Appliances | Households (appliances) | Energetic | households_appliances_final_demand_other | Others | EU | Energy demand | 0 | FEC
FR | TYNDP2026 | NT | 2040 | TWh | 373 | Sub_sector | Households | Appliances | Households (appliances) | Energetic | households_appliances_final_demand_ammonia | Ammonia | EU | Energy demand | 0 | FEC
FR | TYNDP2026 | NT | 2040 | TWh | 375 | Sub_sector | Buildings | Space heating | Buildings (heat) | Energetic | buildings_heat_final_demand_electricity | Electricity | EU | Energy demand | 19.8043 | FEC
FR | TYNDP2026 | NT | 2040 | TWh | 376 | Sub_sector | Buildings | Space heating | Buildings (heat) | Energetic | buildings_heat_final_demand_hydrogen | Hydrogen | EU | Energy demand | 0 | FEC
FR | TYNDP2026 | NT | 2040 | TWh | 377 | Sub_sector | Buildings | Space heating | Buildings (heat) | Energetic | buildings_heat_final_demand_methane | Methane | EU | Energy demand | 23.4614 | FEC
FR | TYNDP2026 | NT | 2040 | TWh | 378 | Sub_sector | Buildings | Space heating | Buildings (heat) | Energetic | buildings_heat_final_demand_heat | Heat | EU | Energy demand | 15.3575 | FEC
FR | TYNDP2026 | NT | 2040 | TWh | 379 | Sub_sector | Buildings | Space heating | Buildings (heat) | Energetic | buildings_heat_final_demand_biomass | Biomass | EU | Energy demand | 2.1787 | FEC
FR | TYNDP2026 | NT | 2040 | TWh | 380 | Sub_sector | Buildings | Space heating | Buildings (heat) | Energetic | buildings_heat_final_demand_coal | Solids | EU | Energy demand | 0 | FEC
FR | TYNDP2026 | NT | 2040 | TWh | 381 | Sub_sector | Buildings | Space heating | Buildings (heat) | Energetic | buildings_heat_final_demand_oil | Liquids | EU | Energy demand | 0 | FEC
FR | TYNDP2026 | NT | 2040 | TWh | 382 | Sub_sector | Buildings | Space heating | Buildings (heat) | Energetic | buildings_heat_final_demand_other | Others | EU | Energy demand | 0 | FEC
FR | TYNDP2026 | NT | 2040 | TWh | 383 | Sub_sector | Buildings | Space heating | Buildings (heat) | Energetic | buildings_heat_final_demand_ammonia | Ammonia | EU | Energy demand | 0 | FEC
FR | TYNDP2026 | NT | 2040 | TWh | 386 | Sub_sector | Buildings | Cooling | Buildings (cooling) | Energetic | buildings_cooling_final_demand_electricity | Electricity | EU | Energy demand | 14.3068 | FEC
FR | TYNDP2026 | NT | 2040 | TWh | 387 | Sub_sector | Buildings | Cooling | Buildings (cooling) | Energetic | buildings_cooling_final_demand_hydrogen | Hydrogen | EU | Energy demand | 0 | FEC
FR | TYNDP2026 | NT | 2040 | TWh | 388 | Sub_sector | Buildings | Cooling | Buildings (cooling) | Energetic | buildings_cooling_final_demand_methane | Methane | EU | Energy demand | 0 | FEC
FR | TYNDP2026 | NT | 2040 | TWh | 389 | Sub_sector | Buildings | Cooling | Buildings (cooling) | Energetic | buildings_cooling_final_demand_heat | Heat | EU | Energy demand | 0 | FEC
FR | TYNDP2026 | NT | 2040 | TWh | 390 | Sub_sector | Buildings | Cooling | Buildings (cooling) | Energetic | buildings_cooling_final_demand_biomass | Biomass | EU | Energy demand | 0 | FEC
FR | TYNDP2026 | NT | 2040 | TWh | 391 | Sub_sector | Buildings | Cooling | Buildings (cooling) | Energetic | buildings_cooling_final_demand_coal | Solids | EU | Energy demand | 0 | FEC
FR | TYNDP2026 | NT | 2040 | TWh | 392 | Sub_sector | Buildings | Cooling | Buildings (cooling) | Energetic | buildings_cooling_final_demand_oil | Liquids | EU | Energy demand | 0 | FEC
FR | TYNDP2026 | NT | 2040 | TWh | 393 | Sub_sector | Buildings | Cooling | Buildings (cooling) | Energetic | buildings_cooling_final_demand_other | Others | EU | Energy demand | 0 | FEC
FR | TYNDP2026 | NT | 2040 | TWh | 394 | Sub_sector | Buildings | Cooling | Buildings (cooling) | Energetic | buildings_cooling_final_demand_ammonia | Ammonia | EU | Energy demand | 0 | FEC
FR | TYNDP2026 | NT | 2040 | TWh | 397 | Sub_sector | Buildings | Appliances | Buildings (appliances) | Energetic | buildings_appliances_final_demand_electricity | Electricity | EU | Energy demand | 44.1952 | FEC
FR | TYNDP2026 | NT | 2040 | TWh | 398 | Sub_sector | Buildings | Appliances | Buildings (appliances) | Energetic | buildings_appliances_final_demand_hydrogen | Hydrogen | EU | Energy demand | 0 | FEC
FR | TYNDP2026 | NT | 2040 | TWh | 399 | Sub_sector | Buildings | Appliances | Buildings (appliances) | Energetic | buildings_appliances_final_demand_methane | Methane | EU | Energy demand | 8.2063 | FEC
FR | TYNDP2026 | NT | 2040 | TWh | 400 | Sub_sector | Buildings | Appliances | Buildings (appliances) | Energetic | buildings_appliances_final_demand_heat | Heat | EU | Energy demand | 0 | FEC
FR | TYNDP2026 | NT | 2040 | TWh | 401 | Sub_sector | Buildings | Appliances | Buildings (appliances) | Energetic | buildings_appliances_final_demand_biomass | Biomass | EU | Energy demand | 0 | FEC
FR | TYNDP2026 | NT | 2040 | TWh | 402 | Sub_sector | Buildings | Appliances | Buildings (appliances) | Energetic | buildings_appliances_final_demand_coal | Solids | EU | Energy demand | 0 | FEC
FR | TYNDP2026 | NT | 2040 | TWh | 403 | Sub_sector | Buildings | Appliances | Buildings (appliances) | Energetic | buildings_appliances_final_demand_oil | Liquids | EU | Energy demand | 0 | FEC
FR | TYNDP2026 | NT | 2040 | TWh | 404 | Sub_sector | Buildings | Appliances | Buildings (appliances) | Energetic | buildings_appliances_final_demand_other | Others | EU | Energy demand | 0 | FEC
FR | TYNDP2026 | NT | 2040 | TWh | 405 | Sub_sector | Buildings | Appliances | Buildings (appliances) | Energetic | buildings_appliances_final_demand_ammonia | Ammonia | EU | Energy demand | 0 | FEC
FR | TYNDP2026 | NT | 2040 | TWh | 407 | Sub_sector | Buildings | Datacenters | Datacenters & ICT | Energetic | datacentres_final_demand_electricity_energetic | Electricity | EU | Energy demand | 34 | FEC
FR | TYNDP2026 | NT | 2040 | TWh | 408 | Sub_sector | Buildings | Datacenters | Datacenters & ICT | Energetic | datacentres_final_demand_hydrogen_energetic | Hydrogen | EU | Energy demand | 0 | FEC
FR | TYNDP2026 | NT | 2040 | TWh | 409 | Sub_sector | Buildings | Datacenters | Datacenters & ICT | Energetic | datacentres_final_demand_methane_energetic | Methane | EU | Energy demand | 0 | FEC
FR | TYNDP2026 | NT | 2040 | TWh | 410 | Sub_sector | Buildings | Datacenters | Datacenters & ICT | Energetic | datacentres_final_demand_heat_energetic | Heat | EU | Energy demand | 0 | FEC
FR | TYNDP2026 | NT | 2040 | TWh | 411 | Sub_sector | Buildings | Datacenters | Datacenters & ICT | Energetic | datacentres_final_demand_biomass_energetic | Biomass | EU | Energy demand | 0 | FEC
FR | TYNDP2026 | NT | 2040 | TWh | 412 | Sub_sector | Buildings | Datacenters | Datacenters & ICT | Energetic | datacentres_final_demand_coal_energetic | Solids | EU | Energy demand | 0 | FEC
FR | TYNDP2026 | NT | 2040 | TWh | 413 | Sub_sector | Buildings | Datacenters | Datacenters & ICT | Energetic | datacentres_final_demand_oil_energetic | Liquids | EU | Energy demand | 0 | FEC
FR | TYNDP2026 | NT | 2040 | TWh | 414 | Sub_sector | Buildings | Datacenters | Datacenters & ICT | Energetic | datacentres_final_demand_other_energetic | Others | EU | Energy demand | 0 | FEC
FR | TYNDP2026 | NT | 2040 | TWh | 415 | Sub_sector | Buildings | Datacenters | Datacenters & ICT | Energetic | datacentres_final_demand_ammonia_energetic | Ammonia | EU | Energy demand | 0 | FEC
FR | TYNDP2026 | NT | 2040 | TWh | 417 | Sub_sector | Transport | Others_Sector | Others_Sector | Energetic | other_final_demand_electricity_energetic | Electricity | EU | Energy demand | 2.6366 | FEC
FR | TYNDP2026 | NT | 2040 | TWh | 418 | Sub_sector | Transport | Others_Sector | Others_Sector | Energetic | other_final_demand_hydrogen_energetic | Hydrogen | EU | Energy demand | 0 | FEC
FR | TYNDP2026 | NT | 2040 | TWh | 419 | Sub_sector | Transport | Pipeline Transport | Others_Sector | Energetic | other_final_demand_methane_energetic | Methane | EU | Energy demand | 1.3644 | FEC
FR | TYNDP2026 | NT | 2040 | TWh | 420 | Sub_sector | Transport | Others_Sector | Others_Sector | Energetic | other_final_demand_heat_energetic | Heat | EU | Energy demand | 0 | FEC
FR | TYNDP2026 | NT | 2040 | TWh | 421 | Sub_sector | Transport | Others_Sector | Others_Sector | Energetic | other_final_demand_biomass_energetic | Biomass | EU | Energy demand | 0 | FEC
FR | TYNDP2026 | NT | 2040 | TWh | 422 | Sub_sector | Transport | Others_Sector | Others_Sector | Energetic | other_final_demand_coal_energetic | Solids | EU | Energy demand | 0 | FEC
FR | TYNDP2026 | NT | 2040 | TWh | 423 | Sub_sector | Transport | Others_Sector | Others_Sector | Energetic | other_final_demand_oil_energetic | Liquids | EU | Energy demand | 4.7664 | FEC
FR | TYNDP2026 | NT | 2040 | TWh | 424 | Sub_sector | Others_Sector | Others_Sector | Others_Sector | Non-energetic | other_final_demand_oil_non_energetic | Liquids | EU | Energy demand | 1.1728 | not_included_in_FEC
FR | TYNDP2026 | NT | 2040 | TWh | 425 | Sub_sector | Transport | Others_Sector | Others_Sector | Energetic | other_final_demand_other_energetic | Others | EU | Energy demand | 0 | FEC
FR | TYNDP2026 | NT | 2040 | TWh | 426 | Sub_sector | Transport | Others_Sector | Others_Sector | Energetic | other_final_demand_ammonia_energetic | Ammonia | EU | Energy demand | 0 | FEC
FR | TYNDP2026 | NT | 2040 | TWh | 427 | Sub_sector | Industry | Surplus_Heat_in_Industry | Surplus_Heat_in_Industry | Energetic | final_demand_of_industry_unused_local_production_steam_hot_water | Heat | EU | Energy demand | 0 | FEC
FR | TYNDP2026 | NT | 2040 | TWh | 429 | Sub_sector | Agriculture | Total | Agriculture | Energetic | agriculture_final_demand_electricity_energetic | Electricity | EU | Energy demand | 8.2687 | FEC
FR | TYNDP2026 | NT | 2040 | TWh | 430 | Sub_sector | Agriculture | Total | Agriculture | Energetic | agriculture_final_demand_hydrogen_energetic | Hydrogen | EU | Energy demand | 0 | FEC
FR | TYNDP2026 | NT | 2040 | TWh | 431 | Sub_sector | Agriculture | Total | Agriculture | Energetic | agriculture_final_demand_methane_energetic | Methane | EU | Energy demand | 2.6276 | FEC
FR | TYNDP2026 | NT | 2040 | TWh | 432 | Sub_sector | Agriculture | Total | Agriculture | Energetic | agriculture_final_demand_heat_energetic | Heat | EU | Energy demand | 0.21658 | FEC
FR | TYNDP2026 | NT | 2040 | TWh | 433 | Sub_sector | Agriculture | Total | Agriculture | Energetic | agriculture_final_demand_biomass_energetic | Biomass | EU | Energy demand | 1.6965 | FEC
FR | TYNDP2026 | NT | 2040 | TWh | 434 | Sub_sector | Agriculture | Total | Agriculture | Energetic | agriculture_final_demand_coal_energetic | Solids | EU | Energy demand | 0 | FEC
FR | TYNDP2026 | NT | 2040 | TWh | 435 | Sub_sector | Agriculture | Total | Agriculture | Energetic | agriculture_final_demand_oil_energetic | Liquids | EU | Energy demand | 33.9242 | FEC
FR | TYNDP2026 | NT | 2040 | TWh | 436 | Sub_sector | Agriculture | Total | Agriculture | Energetic | agriculture_final_demand_other_energetic | Others | EU | Energy demand | 0 | FEC
FR | TYNDP2026 | NT | 2040 | TWh | 437 | Sub_sector | Agriculture | Total | Agriculture | Energetic | agriculture_final_demand_ammonia_energetic | Ammonia | EU | Energy demand | 0 | FEC
FR | TYNDP2026 | NT | 2040 | TWh | 447 | Sub_sector | Buildings | Surplus Energy | Buildings | Energetic | GAP | Electricity | EU | Energy demand | 0 | FEC
FR | TYNDP2026 | NT | 2040 | TWh | 448 | Sub_sector | Buildings | Surplus Energy | Buildings | Energetic | GAP | Hydrogen | EU | Energy demand | 0 | FEC
FR | TYNDP2026 | NT | 2040 | TWh | 449 | Sub_sector | Buildings | Surplus Energy | Buildings | Energetic | GAP | Methane | EU | Energy demand | 0 | FEC
FR | TYNDP2026 | NT | 2040 | TWh | 450 | Sub_sector | Buildings | Surplus Energy | Buildings | Energetic | GAP | Heat | EU | Energy demand | 0 | FEC
FR | TYNDP2026 | NT | 2040 | TWh | 451 | Sub_sector | Buildings | Surplus Energy | Buildings | Energetic | GAP | Biomass | EU | Energy demand | 0.068051 | FEC
FR | TYNDP2026 | NT | 2040 | TWh | 452 | Sub_sector | Buildings | Surplus Energy | Buildings | Energetic | GAP | Solids | EU | Energy demand | 0 | FEC
FR | TYNDP2026 | NT | 2040 | TWh | 453 | Sub_sector | Buildings | Surplus Energy | Buildings | Energetic | GAP | Liquids | EU | Energy demand | 1.777 | FEC
FR | TYNDP2026 | NT | 2040 | TWh | 454 | Sub_sector | Buildings | Surplus Energy | Buildings | Energetic | GAP | Others | EU | Energy demand | 0 | FEC
FR | TYNDP2026 | NT | 2040 | TWh | 455 | Sub_sector | Buildings | Surplus Energy | Buildings | Energetic | GAP | Ammonia | EU | Energy demand | 0 | FEC
FR | TYNDP2026 | NT | 2040 | TWh | 456 | Sub_sector | Households | Surplus Energy | Households | Energetic | GAP | Electricity | EU | Energy demand | 0 | FEC
FR | TYNDP2026 | NT | 2040 | TWh | 457 | Sub_sector | Households | Surplus Energy | Households | Energetic | GAP | Hydrogen | EU | Energy demand | 0 | FEC
FR | TYNDP2026 | NT | 2040 | TWh | 458 | Sub_sector | Households | Surplus Energy | Households | Energetic | GAP | Methane | EU | Energy demand | 0 | FEC
FR | TYNDP2026 | NT | 2040 | TWh | 459 | Sub_sector | Households | Surplus Energy | Households | Energetic | GAP | Heat | EU | Energy demand | 0 | FEC
FR | TYNDP2026 | NT | 2040 | TWh | 460 | Sub_sector | Households | Surplus Energy | Households | Energetic | GAP | Biomass | EU | Energy demand | 0 | FEC
FR | TYNDP2026 | NT | 2040 | TWh | 461 | Sub_sector | Households | Surplus Energy | Households | Energetic | GAP | Solids | EU | Energy demand | 0 | FEC
FR | TYNDP2026 | NT | 2040 | TWh | 462 | Sub_sector | Households | Surplus Energy | Households | Energetic | GAP | Liquids | EU | Energy demand | 0 | FEC
FR | TYNDP2026 | NT | 2040 | TWh | 463 | Sub_sector | Households | Surplus Energy | Households | Energetic | GAP | Others | EU | Energy demand | 0 | FEC
FR | TYNDP2026 | NT | 2040 | TWh | 464 | Sub_sector | Households | Surplus Energy | Households | Energetic | GAP | Ammonia | EU | Energy demand | 0 | FEC
FR | TYNDP2026 | NT | 2050 | TWh | 102 | Sub_sector | Industry | Aluminium | Industry (aluminium) | Energetic | industry_aluminium_demand_electricity_energetic | Electricity | EU | Energy demand | 7.962 | FEC
FR | TYNDP2026 | NT | 2050 | TWh | 103 | Sub_sector | Industry | Aluminium | Industry (aluminium) | Energetic | industry_aluminium_demand_hydrogen_energetic | Hydrogen | EU | Energy demand | 0 | FEC
FR | TYNDP2026 | NT | 2050 | TWh | 104 | Sub_sector | Industry | Aluminium | Industry (aluminium) | Energetic | industry_aluminium_demand_methane_energetic | Methane | EU | Energy demand | 1.0435 | FEC
FR | TYNDP2026 | NT | 2050 | TWh | 105 | Sub_sector | Industry | Aluminium | Industry (aluminium) | Energetic | industry_aluminium_demand_heat_energetic | Heat | EU | Energy demand | 0 | FEC
FR | TYNDP2026 | NT | 2050 | TWh | 106 | Sub_sector | Industry | Aluminium | Industry (aluminium) | Energetic | industry_aluminium_demand_biomass_energetic | Biomass | EU | Energy demand | 0 | FEC
FR | TYNDP2026 | NT | 2050 | TWh | 107 | Sub_sector | Industry | Aluminium | Industry (aluminium) | Energetic | industry_aluminium_demand_coal_energetic | Solids | EU | Energy demand | 0 | FEC
FR | TYNDP2026 | NT | 2050 | TWh | 108 | Sub_sector | Industry | Aluminium | Industry (aluminium) | Energetic | industry_aluminium_demand_oil_energetic | Liquids | EU | Energy demand | 0 | FEC
FR | TYNDP2026 | NT | 2050 | TWh | 109 | Sub_sector | Industry | Aluminium | Industry (aluminium) | Energetic | industry_aluminium_demand_others_energetic | Others | EU | Energy demand | 0 | FEC
FR | TYNDP2026 | NT | 2050 | TWh | 110 | Sub_sector | Industry | Aluminium | Industry (aluminium) | Energetic | industry_ammonia_demand_others_energetic | Ammonia | EU | Energy demand | 0 | FEC
FR | TYNDP2026 | NT | 2050 | TWh | 112 | Sub_sector | Industry | Chemicals | Industry (chemicals, energetic) | Energetic | industry_chemical_demand_electricity_energetic | Electricity | EU | Energy demand | 50.2045 | FEC
FR | TYNDP2026 | NT | 2050 | TWh | 113 | Sub_sector | Industry | Chemicals | Industry (chemicals, energetic) | Energetic | industry_chemical_demand_hydrogen_energetic | Hydrogen | EU | Energy demand | 0 | FEC
FR | TYNDP2026 | NT | 2050 | TWh | 114 | Sub_sector | Industry | Chemicals | Industry (chemicals, energetic) | Energetic | industry_chemical_demand_methane_energetic | Methane | EU | Energy demand | 2.1102 | FEC
FR | TYNDP2026 | NT | 2050 | TWh | 115 | Sub_sector | Industry | Chemicals | Industry (chemicals, energetic) | Energetic | industry_chemical_demand_heat_energetic | Heat | EU | Energy demand | 14.244 | FEC
FR | TYNDP2026 | NT | 2050 | TWh | 116 | Sub_sector | Industry | Chemicals | Industry (chemicals, energetic) | Energetic | industry_chemical_demand_biomass_energetic | Biomass | EU | Energy demand | 0.5935 | FEC
FR | TYNDP2026 | NT | 2050 | TWh | 117 | Sub_sector | Industry | Chemicals | Industry (chemicals, energetic) | Energetic | industry_chemical_demand_coal_energetic | Solids | EU | Energy demand | 0 | FEC
FR | TYNDP2026 | NT | 2050 | TWh | 118 | Sub_sector | Industry | Chemicals | Industry (chemicals, energetic) | Energetic | industry_chemical_demand_oil_energetic | Liquids | EU | Energy demand | 0 | FEC
FR | TYNDP2026 | NT | 2050 | TWh | 119 | Sub_sector | Industry | Chemicals | Industry (chemicals, energetic) | Energetic | industry_chemical_demand_others_energetic | Others | EU | Energy demand | 0 | FEC
FR | TYNDP2026 | NT | 2050 | TWh | 120 | Sub_sector | Industry | Chemicals | Industry (chemicals, energetic) | Energetic | industry_chemical_demand_ammonia_energetic | Ammonia | EU | Energy demand | 0 | FEC
FR | TYNDP2026 | NT | 2050 | TWh | 122 | Sub_sector | Industry | Chemicals | Industry (chemicals, non-energetic) | Non-energetic | industry_chemical_demand_electricity_non_energetic | Electricity | EU | Energy demand | 0 | not_included_in_FEC
FR | TYNDP2026 | NT | 2050 | TWh | 123 | Sub_sector | Industry | Chemicals | Industry (chemicals, non-energetic) | Non-energetic | industry_chemical_demand_hydrogen_non_energetic | Hydrogen | EU | Energy demand | 3.2271 | not_included_in_FEC
FR | TYNDP2026 | NT | 2050 | TWh | 124 | Sub_sector | Industry | Chemicals | Industry (chemicals, non-energetic) | Non-energetic | industry_chemical_demand_methane_non_energetic | Methane | EU | Energy demand | 30.6595 | not_included_in_FEC
FR | TYNDP2026 | NT | 2050 | TWh | 125 | Sub_sector | Industry | Chemicals | Industry (chemicals, non-energetic) | Non-energetic | industry_chemical_demand_heat_non_energetic | Heat | EU | Energy demand | 0 | not_included_in_FEC
FR | TYNDP2026 | NT | 2050 | TWh | 126 | Sub_sector | Industry | Chemicals | Industry (chemicals, non-energetic) | Non-energetic | industry_chemical_demand_biomass_non_energetic | Biomass | EU | Energy demand | 3.7631 | not_included_in_FEC
FR | TYNDP2026 | NT | 2050 | TWh | 127 | Sub_sector | Industry | Chemicals | Industry (chemicals, non-energetic) | Non-energetic | industry_chemical_demand_coal_non_energetic | Solids | EU | Energy demand | 0 | not_included_in_FEC
FR | TYNDP2026 | NT | 2050 | TWh | 128 | Sub_sector | Industry | Chemicals | Industry (chemicals, non-energetic) | Non-energetic | industry_chemical_demand_oil_non_energetic | Liquids | EU | Energy demand | 69.9208 | not_included_in_FEC
FR | TYNDP2026 | NT | 2050 | TWh | 129 | Sub_sector | Industry | Chemicals | Industry (chemicals, non-energetic) | Non-energetic | industry_chemical_demand_others_non_energetic | Others | EU | Energy demand | 0 | not_included_in_FEC
FR | TYNDP2026 | NT | 2050 | TWh | 130 | Sub_sector | Industry | Chemicals | Industry (chemicals, non-energetic) | Non-energetic | industry_chemical_demand_ammonia_non_energetic | Ammonia | EU | Energy demand | 0 | not_included_in_FEC
FR | TYNDP2026 | NT | 2050 | TWh | 132 | Sub_sector | Industry | Fertilizers | Industry (fertilizers, energetic) | Energetic | industry_fertilizers_demand_electricity_energetic | Electricity | EU | Energy demand | 0.35865 | FEC
FR | TYNDP2026 | NT | 2050 | TWh | 133 | Sub_sector | Industry | Fertilizers | Industry (fertilizers, energetic) | Energetic | industry_fertilizers_demand_hydrogen_energetic | Hydrogen | EU | Energy demand | 0 | FEC
FR | TYNDP2026 | NT | 2050 | TWh | 134 | Sub_sector | Industry | Fertilizers | Industry (fertilizers, energetic) | Energetic | industry_fertilizers_demand_methane_energetic | Methane | EU | Energy demand | 1.4646 | FEC
FR | TYNDP2026 | NT | 2050 | TWh | 135 | Sub_sector | Industry | Fertilizers | Industry (fertilizers, energetic) | Energetic | industry_fertilizers_demand_heat_energetic | Heat | EU | Energy demand | 0 | FEC
FR | TYNDP2026 | NT | 2050 | TWh | 136 | Sub_sector | Industry | Fertilizers | Industry (fertilizers, energetic) | Energetic | industry_fertilizers_demand_biomass_energetic | Biomass | EU | Energy demand | 0 | FEC
FR | TYNDP2026 | NT | 2050 | TWh | 137 | Sub_sector | Industry | Fertilizers | Industry (fertilizers, energetic) | Energetic | industry_fertilizers_demand_coal_energetic | Solids | EU | Energy demand | 0 | FEC
FR | TYNDP2026 | NT | 2050 | TWh | 138 | Sub_sector | Industry | Fertilizers | Industry (fertilizers, energetic) | Energetic | industry_fertilizers_demand_oil_energetic | Liquids | EU | Energy demand | 0 | FEC
FR | TYNDP2026 | NT | 2050 | TWh | 139 | Sub_sector | Industry | Fertilizers | Industry (fertilizers, energetic) | Energetic | industry_fertilizers_demand_others_energetic | Others | EU | Energy demand | 0 | FEC
FR | TYNDP2026 | NT | 2050 | TWh | 140 | Sub_sector | Industry | Fertilizers | Industry (fertilizers, energetic) | Energetic | industry_fertilizers_demand_ammonia_energetic | Ammonia | EU | Energy demand | 0 | FEC
FR | TYNDP2026 | NT | 2050 | TWh | 142 | Sub_sector | Industry | Fertilizers | Industry (fertilizers, non-energetic) | Non-energetic | industry_fertilizers_demand_electricity_non_energetic | Electricity | EU | Energy demand | 0 | not_included_in_FEC
FR | TYNDP2026 | NT | 2050 | TWh | 143 | Sub_sector | Industry | Fertilizers | Industry (fertilizers, non-energetic) | Non-energetic | industry_fertilizers_demand_hydrogen_non_energetic | Hydrogen | EU | Energy demand | 6.6419 | not_included_in_FEC
FR | TYNDP2026 | NT | 2050 | TWh | 144 | Sub_sector | Industry | Fertilizers | Industry (fertilizers, non-energetic) | Non-energetic | industry_fertilizers_demand_methane_non_energetic | Methane | EU | Energy demand | 0 | not_included_in_FEC
FR | TYNDP2026 | NT | 2050 | TWh | 145 | Sub_sector | Industry | Fertilizers | Industry (fertilizers, non-energetic) | Non-energetic | industry_fertilizers_demand_heat_non_energetic | Heat | EU | Energy demand | 0 | not_included_in_FEC
FR | TYNDP2026 | NT | 2050 | TWh | 146 | Sub_sector | Industry | Fertilizers | Industry (fertilizers, non-energetic) | Non-energetic | industry_fertilizers_demand_biomass_non_energetic | Biomass | EU | Energy demand | 0 | not_included_in_FEC
FR | TYNDP2026 | NT | 2050 | TWh | 147 | Sub_sector | Industry | Fertilizers | Industry (fertilizers, non-energetic) | Non-energetic | industry_fertilizers_demand_coal_non_energetic | Solids | EU | Energy demand | 0 | not_included_in_FEC
FR | TYNDP2026 | NT | 2050 | TWh | 148 | Sub_sector | Industry | Fertilizers | Industry (fertilizers, non-energetic) | Non-energetic | industry_fertilizers_demand_oil_non_energetic | Liquids | EU | Energy demand | 0 | not_included_in_FEC
FR | TYNDP2026 | NT | 2050 | TWh | 149 | Sub_sector | Industry | Fertilizers | Industry (fertilizers, non-energetic) | Non-energetic | industry_fertilizers_demand_others_non_energetic | Others | EU | Energy demand | 0 | not_included_in_FEC
FR | TYNDP2026 | NT | 2050 | TWh | 150 | Sub_sector | Industry | Fertilizers | Industry (fertilizers, non-energetic) | Non-energetic | industry_fertilizers_demand_ammonia_non_energetic | Ammonia | EU | Energy demand | 1.4446 | not_included_in_FEC
FR | TYNDP2026 | NT | 2050 | TWh | 152 | Sub_sector | Industry | Food | Industry (food) | Energetic | industry_food_demand_electricity_energetic | Electricity | EU | Energy demand | 33.022 | FEC
FR | TYNDP2026 | NT | 2050 | TWh | 153 | Sub_sector | Industry | Food | Industry (food) | Energetic | industry_food_demand_hydrogen_energetic | Hydrogen | EU | Energy demand | 0 | FEC
FR | TYNDP2026 | NT | 2050 | TWh | 154 | Sub_sector | Industry | Food | Industry (food) | Energetic | industry_food_demand_methane_energetic | Methane | EU | Energy demand | 7.4301 | FEC
FR | TYNDP2026 | NT | 2050 | TWh | 155 | Sub_sector | Industry | Food | Industry (food) | Energetic | industry_food_demand_heat_energetic | Heat | EU | Energy demand | 7.1272 | FEC
FR | TYNDP2026 | NT | 2050 | TWh | 156 | Sub_sector | Industry | Food | Industry (food) | Energetic | industry_food_demand_biomass_energetic | Biomass | EU | Energy demand | 11.8433 | FEC
FR | TYNDP2026 | NT | 2050 | TWh | 157 | Sub_sector | Industry | Food | Industry (food) | Energetic | industry_food_demand_coal_energetic | Solids | EU | Energy demand | 0 | FEC
FR | TYNDP2026 | NT | 2050 | TWh | 158 | Sub_sector | Industry | Food | Industry (food) | Energetic | industry_food_demand_oil_energetic | Liquids | EU | Energy demand | 0 | FEC
FR | TYNDP2026 | NT | 2050 | TWh | 159 | Sub_sector | Industry | Food | Industry (food) | Energetic | industry_food_demand_others_energetic | Others | EU | Energy demand | 0 | FEC
FR | TYNDP2026 | NT | 2050 | TWh | 160 | Sub_sector | Industry | Food | Industry (food) | Energetic | industry_food_demand_ammonia_energetic | Ammonia | EU | Energy demand | 0 | FEC
FR | TYNDP2026 | NT | 2050 | TWh | 162 | Sub_sector | Industry | Metals | Industry (metal) | Energetic | industry_metal_demand_electricity_energetic | Electricity | EU | Energy demand | 1.6998 | FEC
FR | TYNDP2026 | NT | 2050 | TWh | 163 | Sub_sector | Industry | Metals | Industry (metal) | Energetic | industry_metal_demand_hydrogen_energetic | Hydrogen | EU | Energy demand | 0 | FEC
FR | TYNDP2026 | NT | 2050 | TWh | 164 | Sub_sector | Industry | Metals | Industry (metal) | Energetic | industry_metal_demand_methane_energetic | Methane | EU | Energy demand | 3.2822 | FEC
FR | TYNDP2026 | NT | 2050 | TWh | 165 | Sub_sector | Industry | Metals | Industry (metal) | Energetic | industry_metal_demand_heat_energetic | Heat | EU | Energy demand | 0.30434 | FEC
FR | TYNDP2026 | NT | 2050 | TWh | 166 | Sub_sector | Industry | Metals | Industry (metal) | Energetic | industry_metal_demand_biomass_energetic | Biomass | EU | Energy demand | 0 | FEC
FR | TYNDP2026 | NT | 2050 | TWh | 167 | Sub_sector | Industry | Metals | Industry (metal) | Energetic | industry_metal_demand_coal_energetic | Solids | EU | Energy demand | 0.0010771 | FEC
FR | TYNDP2026 | NT | 2050 | TWh | 168 | Sub_sector | Industry | Metals | Industry (metal) | Energetic | industry_metal_demand_oil_energetic | Liquids | EU | Energy demand | 1.5089 | FEC
FR | TYNDP2026 | NT | 2050 | TWh | 169 | Sub_sector | Industry | Metals | Industry (metal) | Energetic | industry_metal_demand_others_energetic | Others | EU | Energy demand | 0 | FEC
FR | TYNDP2026 | NT | 2050 | TWh | 170 | Sub_sector | Industry | Metals | Industry (metal) | Energetic | industry_metal_demand_ammonia_energetic | Ammonia | EU | Energy demand | 0 | FEC
FR | TYNDP2026 | NT | 2050 | TWh | 172 | Sub_sector | Industry | Others | Industry (other, energetic) | Energetic | industry_other_demand_electricity_energetic | Electricity | EU | Energy demand | 64.1731 | FEC
FR | TYNDP2026 | NT | 2050 | TWh | 173 | Sub_sector | Industry | Others | Industry (other, energetic) | Energetic | industry_other_demand_hydrogen_energetic | Hydrogen | EU | Energy demand | 2.8355 | FEC
FR | TYNDP2026 | NT | 2050 | TWh | 174 | Sub_sector | Industry | Others | Industry (other, energetic) | Energetic | industry_other_demand_methane_energetic | Methane | EU | Energy demand | 16.3641 | FEC
FR | TYNDP2026 | NT | 2050 | TWh | 175 | Sub_sector | Industry | Others | Industry (other, energetic) | Energetic | industry_other_demand_heat_energetic | Heat | EU | Energy demand | 8.4516 | FEC
FR | TYNDP2026 | NT | 2050 | TWh | 176 | Sub_sector | Industry | Others | Industry (other, energetic) | Energetic | industry_other_demand_biomass_energetic | Biomass | EU | Energy demand | 4.9204 | FEC
FR | TYNDP2026 | NT | 2050 | TWh | 177 | Sub_sector | Industry | Others | Industry (other, energetic) | Energetic | industry_other_demand_coal_energetic | Solids | EU | Energy demand | 0 | FEC
FR | TYNDP2026 | NT | 2050 | TWh | 178 | Sub_sector | Industry | Others | Industry (other, energetic) | Energetic | industry_other_demand_oil_energetic | Liquids | EU | Energy demand | 2.0456 | FEC
FR | TYNDP2026 | NT | 2050 | TWh | 179 | Sub_sector | Industry | Others | Industry (other, energetic) | Energetic | industry_other_demand_others_energetic | Others | EU | Energy demand | 0 | FEC
FR | TYNDP2026 | NT | 2050 | TWh | 180 | Sub_sector | Industry | Others | Industry (other, energetic) | Energetic | industry_other_demand_ammonia_energetic | Ammonia | EU | Energy demand | 0 | FEC
FR | TYNDP2026 | NT | 2050 | TWh | 182 | Sub_sector | Industry | Others | Industry (other, non-energetic) | Non-energetic | industry_other_demand_electricity_non_energetic | Electricity | EU | Energy demand | 0 | not_included_in_FEC
FR | TYNDP2026 | NT | 2050 | TWh | 183 | Sub_sector | Industry | Others | Industry (other, non-energetic) | Non-energetic | industry_other_demand_hydrogen_non_energetic | Hydrogen | EU | Energy demand | 0 | not_included_in_FEC
FR | TYNDP2026 | NT | 2050 | TWh | 184 | Sub_sector | Industry | Others | Industry (other, non-energetic) | Non-energetic | industry_other_demand_methane_non_energetic | Methane | EU | Energy demand | 0 | not_included_in_FEC
FR | TYNDP2026 | NT | 2050 | TWh | 185 | Sub_sector | Industry | Others | Industry (other, non-energetic) | Non-energetic | industry_other_demand_heat_non_energetic | Heat | EU | Energy demand | 0 | not_included_in_FEC
FR | TYNDP2026 | NT | 2050 | TWh | 186 | Sub_sector | Industry | Others | Industry (other, non-energetic) | Non-energetic | industry_other_demand_biomass_non_energetic | Biomass | EU | Energy demand | 0 | not_included_in_FEC
FR | TYNDP2026 | NT | 2050 | TWh | 187 | Sub_sector | Industry | Others | Industry (other, non-energetic) | Non-energetic | industry_other_demand_coal_non_energetic | Solids | EU | Energy demand | 0 | not_included_in_FEC
FR | TYNDP2026 | NT | 2050 | TWh | 188 | Sub_sector | Industry | Others | Industry (other, non-energetic) | Non-energetic | industry_other_demand_oil_non_energetic | Liquids | EU | Energy demand | 35.0186 | not_included_in_FEC
FR | TYNDP2026 | NT | 2050 | TWh | 189 | Sub_sector | Industry | Others | Industry (other, non-energetic) | Non-energetic | industry_other_demand_others_non_energetic | Others | EU | Energy demand | 0 | not_included_in_FEC
FR | TYNDP2026 | NT | 2050 | TWh | 190 | Sub_sector | Industry | Others | Industry (other, non-energetic) | Non-energetic | industry_other_demand_ammonia_non_energetic | Ammonia | EU | Energy demand | 0 | not_included_in_FEC
FR | TYNDP2026 | NT | 2050 | TWh | 192 | Sub_sector | Industry | Paper | Industry (paper) | Energetic | industry_paper_demand_electricity_energetic | Electricity | EU | Energy demand | 11.7835 | FEC
FR | TYNDP2026 | NT | 2050 | TWh | 193 | Sub_sector | Industry | Paper | Industry (paper) | Energetic | industry_paper_demand_hydrogen_energetic | Hydrogen | EU | Energy demand | 0 | FEC
FR | TYNDP2026 | NT | 2050 | TWh | 194 | Sub_sector | Industry | Paper | Industry (paper) | Energetic | industry_paper_demand_methane_energetic | Methane | EU | Energy demand | 0.79598 | FEC
FR | TYNDP2026 | NT | 2050 | TWh | 195 | Sub_sector | Industry | Paper | Industry (paper) | Energetic | industry_paper_demand_heat_energetic | Heat | EU | Energy demand | 8.43 | FEC
FR | TYNDP2026 | NT | 2050 | TWh | 196 | Sub_sector | Industry | Paper | Industry (paper) | Energetic | industry_paper_demand_biomass_energetic | Biomass | EU | Energy demand | 5.3728 | FEC
FR | TYNDP2026 | NT | 2050 | TWh | 197 | Sub_sector | Industry | Paper | Industry (paper) | Energetic | industry_paper_demand_coal_energetic | Solids | EU | Energy demand | 0.65593 | FEC
FR | TYNDP2026 | NT | 2050 | TWh | 198 | Sub_sector | Industry | Paper | Industry (paper) | Energetic | industry_paper_demand_oil_energetic | Liquids | EU | Energy demand | 0 | FEC
FR | TYNDP2026 | NT | 2050 | TWh | 199 | Sub_sector | Industry | Paper | Industry (paper) | Energetic | industry_paper_demand_others_energetic | Others | EU | Energy demand | 0 | FEC
FR | TYNDP2026 | NT | 2050 | TWh | 200 | Sub_sector | Industry | Paper | Industry (paper) | Energetic | industry_paper_demand_ammonia_energetic | Ammonia | EU | Energy demand | 0 | FEC
FR | TYNDP2026 | NT | 2050 | TWh | 202 | Sub_sector | Industry | Refineries | Industry (refineries, energetic) | Energetic | industry_refinery_demand_electricity_energetic | Electricity | EU | Energy demand | 0.49788 | not_included_in_FEC
FR | TYNDP2026 | NT | 2050 | TWh | 203 | Sub_sector | Industry | Refineries | Industry (refineries, energetic) | Energetic | industry_refinery_demand_hydrogen_energetic | Hydrogen | EU | Energy demand | 1.7797 | not_included_in_FEC
FR | TYNDP2026 | NT | 2050 | TWh | 204 | Sub_sector | Industry | Refineries | Industry (refineries, energetic) | Energetic | industry_refinery_demand_methane_energetic | Methane | EU | Energy demand | 0.59323 | not_included_in_FEC
FR | TYNDP2026 | NT | 2050 | TWh | 205 | Sub_sector | Industry | Refineries | Industry (refineries, energetic) | Energetic | industry_refinery_demand_heat_energetic | Heat | EU | Energy demand | 0.38136 | not_included_in_FEC
FR | TYNDP2026 | NT | 2050 | TWh | 206 | Sub_sector | Industry | Refineries | Industry (refineries, energetic) | Energetic | industry_refinery_demand_biomass_energetic | Biomass | EU | Energy demand | 0 | not_included_in_FEC
FR | TYNDP2026 | NT | 2050 | TWh | 207 | Sub_sector | Industry | Refineries | Industry (refineries, energetic) | Energetic | industry_refinery_demand_coal_energetic | Solids | EU | Energy demand | 0 | not_included_in_FEC
FR | TYNDP2026 | NT | 2050 | TWh | 208 | Sub_sector | Industry | Refineries | Industry (refineries, energetic) | Energetic | industry_refinery_demand_oil_energetic | Liquids | EU | Energy demand | 1.5622 | not_included_in_FEC
FR | TYNDP2026 | NT | 2050 | TWh | 209 | Sub_sector | Industry | Refineries | Industry (refineries, energetic) | Energetic | industry_refinery_demand_others_energetic | Others | EU | Energy demand | 0 | not_included_in_FEC
FR | TYNDP2026 | NT | 2050 | TWh | 210 | Sub_sector | Industry | Refineries | Industry (refineries, energetic) | Energetic | industry_refinery_demand_ammonia_energetic | Ammonia | EU | Energy demand | 0 | not_included_in_FEC
FR | TYNDP2026 | NT | 2050 | TWh | 212 | Sub_sector | Industry | Refineries | Industry (refineries, non-energetic) | Non-energetic | industry_refinery_demand_electricity_non_energetic | Electricity | EU | Energy demand | 0 | not_included_in_FEC
FR | TYNDP2026 | NT | 2050 | TWh | 213 | Sub_sector | Industry | Refineries | Industry (refineries, non-energetic) | Non-energetic | industry_refinery_demand_hydrogen_non_energetic | Hydrogen | EU | Energy demand | 0 | not_included_in_FEC
FR | TYNDP2026 | NT | 2050 | TWh | 214 | Sub_sector | Industry | Refineries | Industry (refineries, non-energetic) | Non-energetic | industry_refinery_demand_methane_non_energetic | Methane | EU | Energy demand | 0 | not_included_in_FEC
FR | TYNDP2026 | NT | 2050 | TWh | 215 | Sub_sector | Industry | Refineries | Industry (refineries, non-energetic) | Non-energetic | industry_refinery_demand_heat_non_energetic | Heat | EU | Energy demand | 0 | not_included_in_FEC
FR | TYNDP2026 | NT | 2050 | TWh | 216 | Sub_sector | Industry | Refineries | Industry (refineries, non-energetic) | Non-energetic | industry_refinery_demand_biomass_non_energetic | Biomass | EU | Energy demand | 0 | not_included_in_FEC
FR | TYNDP2026 | NT | 2050 | TWh | 217 | Sub_sector | Industry | Refineries | Industry (refineries, non-energetic) | Non-energetic | industry_refinery_demand_coal_non_energetic | Solids | EU | Energy demand | 0 | not_included_in_FEC
FR | TYNDP2026 | NT | 2050 | TWh | 218 | Sub_sector | Industry | Refineries | Industry (refineries, non-energetic) | Non-energetic | industry_refinery_demand_oil_non_energetic | Liquids | EU | Energy demand | 0 | not_included_in_FEC
FR | TYNDP2026 | NT | 2050 | TWh | 219 | Sub_sector | Industry | Refineries | Industry (refineries, non-energetic) | Non-energetic | industry_refinery_demand_others_non_energetic | Others | EU | Energy demand | 0 | not_included_in_FEC
FR | TYNDP2026 | NT | 2050 | TWh | 220 | Sub_sector | Industry | Refineries | Industry (refineries, non-energetic) | Non-energetic | industry_refinery_demand_ammonia_non_energetic | Ammonia | EU | Energy demand | 0 | not_included_in_FEC
FR | TYNDP2026 | NT | 2050 | TWh | 222 | Sub_sector | Industry | Steel | Industry (steel) | Energetic | industry_steel_demand_electricity_energetic | Electricity | EU | Energy demand | 19.0791 | FEC
FR | TYNDP2026 | NT | 2050 | TWh | 223 | Sub_sector | Industry | Steel | Industry (steel) | Energetic | industry_steel_demand_hydrogen_energetic | Hydrogen | EU | Energy demand | 8.8018 | FEC
FR | TYNDP2026 | NT | 2050 | TWh | 224 | Sub_sector | Industry | Steel | Industry (steel) | Energetic | industry_steel_demand_methane_energetic | Methane | EU | Energy demand | 11.8525 | FEC
FR | TYNDP2026 | NT | 2050 | TWh | 225 | Sub_sector | Industry | Steel | Industry (steel) | Energetic | industry_steel_demand_heat_energetic | Heat | EU | Energy demand | 0.01578 | FEC
FR | TYNDP2026 | NT | 2050 | TWh | 226 | Sub_sector | Industry | Steel | Industry (steel) | Energetic | industry_steel_demand_biomass_energetic | Biomass | EU | Energy demand | 0.00048147 | FEC
FR | TYNDP2026 | NT | 2050 | TWh | 227 | Sub_sector | Industry | Steel | Industry (steel) | Energetic | industry_steel_demand_coal_energetic | Solids | EU | Energy demand | 2.6891 | FEC
FR | TYNDP2026 | NT | 2050 | TWh | 228 | Sub_sector | Industry | Steel | Industry (steel) | Energetic | industry_steel_demand_oil_energetic | Liquids | EU | Energy demand | 0.035754 | FEC
FR | TYNDP2026 | NT | 2050 | TWh | 229 | Sub_sector | Industry | Steel | Industry (steel) | Energetic | industry_steel_demand_others_energetic | Others | EU | Energy demand | 0 | FEC
FR | TYNDP2026 | NT | 2050 | TWh | 230 | Sub_sector | Industry | Steel | Industry (steel) | Energetic | industry_steel_demand_ammonia_energetic | Ammonia | EU | Energy demand | 0 | FEC
FR | TYNDP2026 | NT | 2050 | TWh | 232 | Sub_sector | Transport | Cars | Transport (cars) | Energetic | transport_cars_final_demand_electricity | Electricity | EU | Energy demand | 86.6103 | FEC
FR | TYNDP2026 | NT | 2050 | TWh | 233 | Sub_sector | Transport | Cars | Transport (cars) | Energetic | transport_cars_final_demand_hydrogen | Hydrogen | EU | Energy demand | 0 | FEC
FR | TYNDP2026 | NT | 2050 | TWh | 234 | Sub_sector | Transport | Cars | Transport (cars) | Energetic | transport_cars_final_demand_methane | Methane | EU | Energy demand | 0 | FEC
FR | TYNDP2026 | NT | 2050 | TWh | 235 | Sub_sector | Transport | Cars | Transport (cars) | Energetic | transport_cars_final_demand_heat | Heat | EU | Energy demand | 0 | FEC
FR | TYNDP2026 | NT | 2050 | TWh | 236 | Sub_sector | Transport | Cars | Transport (cars) | Energetic | transport_cars_final_demand_biomass | Biomass | EU | Energy demand | 0 | FEC
FR | TYNDP2026 | NT | 2050 | TWh | 237 | Sub_sector | Transport | Cars | Transport (cars) | Energetic | transport_cars_final_demand_coal | Solids | EU | Energy demand | 0 | FEC
FR | TYNDP2026 | NT | 2050 | TWh | 238 | Sub_sector | Transport | Cars | Transport (cars) | Energetic | transport_cars_final_demand_oil | Liquids | EU | Energy demand | 16.0655 | FEC
FR | TYNDP2026 | NT | 2050 | TWh | 239 | Sub_sector | Transport | Cars | Transport (cars) | Energetic | transport_cars_final_demand_other | Others | EU | Energy demand | 0 | FEC
FR | TYNDP2026 | NT | 2050 | TWh | 240 | Sub_sector | Transport | Cars | Transport (cars) | Energetic | transport_cars_final_demand_ammonia | Ammonia | EU | Energy demand | 0 | FEC
FR | TYNDP2026 | NT | 2050 | TWh | 242 | Sub_sector | Transport | Busses | Transport (busses) | Energetic | transport_busses_final_demand_electricity | Electricity | EU | Energy demand | 4.6865 | FEC
FR | TYNDP2026 | NT | 2050 | TWh | 243 | Sub_sector | Transport | Busses | Transport (busses) | Energetic | transport_busses_final_demand_hydrogen | Hydrogen | EU | Energy demand | 0.70932 | FEC
FR | TYNDP2026 | NT | 2050 | TWh | 244 | Sub_sector | Transport | Busses | Transport (busses) | Energetic | transport_busses_final_demand_methane | Methane | EU | Energy demand | 4.1246 | FEC
FR | TYNDP2026 | NT | 2050 | TWh | 245 | Sub_sector | Transport | Busses | Transport (busses) | Energetic | transport_busses_final_demand_heat | Heat | EU | Energy demand | 0 | FEC
FR | TYNDP2026 | NT | 2050 | TWh | 246 | Sub_sector | Transport | Busses | Transport (busses) | Energetic | transport_busses_final_demand_biomass | Biomass | EU | Energy demand | 0 | FEC
FR | TYNDP2026 | NT | 2050 | TWh | 247 | Sub_sector | Transport | Busses | Transport (busses) | Energetic | transport_busses_final_demand_coal | Solids | EU | Energy demand | 0 | FEC
FR | TYNDP2026 | NT | 2050 | TWh | 248 | Sub_sector | Transport | Busses | Transport (busses) | Energetic | transport_busses_final_demand_oil | Liquids | EU | Energy demand | 0.93492 | FEC
FR | TYNDP2026 | NT | 2050 | TWh | 249 | Sub_sector | Transport | Busses | Transport (busses) | Energetic | transport_busses_final_demand_other | Others | EU | Energy demand | 0 | FEC
FR | TYNDP2026 | NT | 2050 | TWh | 250 | Sub_sector | Transport | Busses | Transport (busses) | Energetic | transport_busses_final_demand_ammonia | Ammonia | EU | Energy demand | 0 | FEC
FR | TYNDP2026 | NT | 2050 | TWh | 252 | Sub_sector | Transport | Trucks | Transport (trucks) | Energetic | transport_trucks_final_demand_electricity | Electricity | EU | Energy demand | 30.9077 | FEC
FR | TYNDP2026 | NT | 2050 | TWh | 253 | Sub_sector | Transport | Trucks | Transport (trucks) | Energetic | transport_trucks_final_demand_hydrogen | Hydrogen | EU | Energy demand | 4.9742 | FEC
FR | TYNDP2026 | NT | 2050 | TWh | 254 | Sub_sector | Transport | Trucks | Transport (trucks) | Energetic | transport_trucks_final_demand_methane | Methane | EU | Energy demand | 4.2368 | FEC
FR | TYNDP2026 | NT | 2050 | TWh | 255 | Sub_sector | Transport | Trucks | Transport (trucks) | Energetic | transport_trucks_final_demand_heat | Heat | EU | Energy demand | 0 | FEC
FR | TYNDP2026 | NT | 2050 | TWh | 256 | Sub_sector | Transport | Trucks | Transport (trucks) | Energetic | transport_trucks_final_demand_biomass | Biomass | EU | Energy demand | 0 | FEC
FR | TYNDP2026 | NT | 2050 | TWh | 257 | Sub_sector | Transport | Trucks | Transport (trucks) | Energetic | transport_trucks_final_demand_coal | Solids | EU | Energy demand | 0 | FEC
FR | TYNDP2026 | NT | 2050 | TWh | 258 | Sub_sector | Transport | Trucks | Transport (trucks) | Energetic | transport_trucks_final_demand_oil | Liquids | EU | Energy demand | 14.2993 | FEC
FR | TYNDP2026 | NT | 2050 | TWh | 259 | Sub_sector | Transport | Trucks | Transport (trucks) | Energetic | transport_trucks_final_demand_other | Others | EU | Energy demand | 0 | FEC
FR | TYNDP2026 | NT | 2050 | TWh | 260 | Sub_sector | Transport | Trucks | Transport (trucks) | Energetic | transport_trucks_final_demand_ammonia | Ammonia | EU | Energy demand | 0 | FEC
FR | TYNDP2026 | NT | 2050 | TWh | 262 | Sub_sector | Transport | Vans | Transport (vans) | Energetic | transport_vans_final_demand_electricity | Electricity | EU | Energy demand | 23.9301 | FEC
FR | TYNDP2026 | NT | 2050 | TWh | 263 | Sub_sector | Transport | Vans | Transport (vans) | Energetic | transport_vans_final_demand_hydrogen | Hydrogen | EU | Energy demand | 1.0968 | FEC
FR | TYNDP2026 | NT | 2050 | TWh | 264 | Sub_sector | Transport | Vans | Transport (vans) | Energetic | transport_vans_final_demand_methane | Methane | EU | Energy demand | 0 | FEC
FR | TYNDP2026 | NT | 2050 | TWh | 265 | Sub_sector | Transport | Vans | Transport (vans) | Energetic | transport_vans_final_demand_heat | Heat | EU | Energy demand | 0 | FEC
FR | TYNDP2026 | NT | 2050 | TWh | 266 | Sub_sector | Transport | Vans | Transport (vans) | Energetic | transport_vans_final_demand_biomass | Biomass | EU | Energy demand | 0 | FEC
FR | TYNDP2026 | NT | 2050 | TWh | 267 | Sub_sector | Transport | Vans | Transport (vans) | Energetic | transport_vans_final_demand_coal | Solids | EU | Energy demand | 0 | FEC
FR | TYNDP2026 | NT | 2050 | TWh | 268 | Sub_sector | Transport | Vans | Transport (vans) | Energetic | transport_vans_final_demand_oil | Liquids | EU | Energy demand | 9.2274 | FEC
FR | TYNDP2026 | NT | 2050 | TWh | 269 | Sub_sector | Transport | Vans | Transport (vans) | Energetic | transport_vans_final_demand_other | Others | EU | Energy demand | 0 | FEC
FR | TYNDP2026 | NT | 2050 | TWh | 270 | Sub_sector | Transport | Vans | Transport (vans) | Energetic | transport_vans_final_demand_ammonia | Ammonia | EU | Energy demand | 0 | FEC
FR | TYNDP2026 | NT | 2050 | TWh | 272 | Sub_sector | Transport | Freight trains | Transport (trains) | Energetic | transport_trains_final_demand_electricity | Electricity | EU | Energy demand | 17.8475 | FEC
FR | TYNDP2026 | NT | 2050 | TWh | 273 | Sub_sector | Transport | Freight trains | Transport (trains) | Energetic | transport_trains_final_demand_hydrogen | Hydrogen | EU | Energy demand | 1.3677 | FEC
FR | TYNDP2026 | NT | 2050 | TWh | 274 | Sub_sector | Transport | Freight trains | Transport (trains) | Energetic | transport_trains_final_demand_methane | Methane | EU | Energy demand | 0 | FEC
FR | TYNDP2026 | NT | 2050 | TWh | 275 | Sub_sector | Transport | Freight trains | Transport (trains) | Energetic | transport_trains_final_demand_heat | Heat | EU | Energy demand | 0 | FEC
FR | TYNDP2026 | NT | 2050 | TWh | 276 | Sub_sector | Transport | Freight trains | Transport (trains) | Energetic | transport_trains_final_demand_biomass | Biomass | EU | Energy demand | 0 | FEC
FR | TYNDP2026 | NT | 2050 | TWh | 277 | Sub_sector | Transport | Freight trains | Transport (trains) | Energetic | transport_trains_final_demand_coal | Solids | EU | Energy demand | 0 | FEC
FR | TYNDP2026 | NT | 2050 | TWh | 278 | Sub_sector | Transport | Freight trains | Transport (trains) | Energetic | transport_trains_final_demand_oil | Liquids | EU | Energy demand | 0 | FEC
FR | TYNDP2026 | NT | 2050 | TWh | 279 | Sub_sector | Transport | Freight trains | Transport (trains) | Energetic | transport_trains_final_demand_other | Others | EU | Energy demand | 0 | FEC
FR | TYNDP2026 | NT | 2050 | TWh | 280 | Sub_sector | Transport | Freight trains | Transport (trains) | Energetic | transport_trains_final_demand_ammonia | Ammonia | EU | Energy demand | 0 | FEC
FR | TYNDP2026 | NT | 2050 | TWh | 282 | Sub_sector | Transport | Ships | Transport (ships) | Energetic | transport_ships_final_demand_electricity | Electricity | EU | Energy demand | 0 | FEC
FR | TYNDP2026 | NT | 2050 | TWh | 283 | Sub_sector | Transport | Ships | Transport (ships) | Energetic | transport_ships_final_demand_hydrogen | Hydrogen | EU | Energy demand | 0 | FEC
FR | TYNDP2026 | NT | 2050 | TWh | 284 | Sub_sector | Transport | Ships | Transport (ships) | Energetic | transport_ships_final_demand_methane | Methane | EU | Energy demand | 0.38956 | FEC
FR | TYNDP2026 | NT | 2050 | TWh | 285 | Sub_sector | Transport | Ships | Transport (ships) | Energetic | transport_ships_final_demand_heat | Heat | EU | Energy demand | 0 | FEC
FR | TYNDP2026 | NT | 2050 | TWh | 286 | Sub_sector | Transport | Ships | Transport (ships) | Energetic | transport_ships_final_demand_biomass | Biomass | EU | Energy demand | 0 | FEC
FR | TYNDP2026 | NT | 2050 | TWh | 287 | Sub_sector | Transport | Ships | Transport (ships) | Energetic | transport_ships_final_demand_coal | Solids | EU | Energy demand | 0 | FEC
FR | TYNDP2026 | NT | 2050 | TWh | 288 | Sub_sector | Transport | Ships | Transport (ships) | Energetic | transport_ships_final_demand_oil | Liquids | EU | Energy demand | 0.15568 | FEC
FR | TYNDP2026 | NT | 2050 | TWh | 289 | Sub_sector | Transport | Ships | Transport (ships) | Energetic | transport_ships_final_demand_other | Others | EU | Energy demand | 0 | FEC
FR | TYNDP2026 | NT | 2050 | TWh | 290 | Sub_sector | Transport | Ships | Transport (ships) | Energetic | transport_ships_final_demand_ammonia | Ammonia | EU | Energy demand | 0.028446 | FEC
FR | TYNDP2026 | NT | 2050 | TWh | 292 | Sub_sector | Transport | Planes | Transport (planes) | Energetic | transport_planes_final_demand_electricity | Electricity | EU | Energy demand | 0 | FEC
FR | TYNDP2026 | NT | 2050 | TWh | 293 | Sub_sector | Transport | Planes | Transport (planes) | Energetic | transport_planes_final_demand_hydrogen | Hydrogen | EU | Energy demand | 0.72017 | FEC
FR | TYNDP2026 | NT | 2050 | TWh | 294 | Sub_sector | Transport | Planes | Transport (planes) | Energetic | transport_planes_final_demand_methane | Methane | EU | Energy demand | 0 | FEC
FR | TYNDP2026 | NT | 2050 | TWh | 295 | Sub_sector | Transport | Planes | Transport (planes) | Energetic | transport_planes_final_demand_heat | Heat | EU | Energy demand | 0 | FEC
FR | TYNDP2026 | NT | 2050 | TWh | 296 | Sub_sector | Transport | Planes | Transport (planes) | Energetic | transport_planes_final_demand_biomass | Biomass | EU | Energy demand | 0 | FEC
FR | TYNDP2026 | NT | 2050 | TWh | 297 | Sub_sector | Transport | Planes | Transport (planes) | Energetic | transport_planes_final_demand_coal | Solids | EU | Energy demand | 0 | FEC
FR | TYNDP2026 | NT | 2050 | TWh | 298 | Sub_sector | Transport | Planes | Transport (planes) | Energetic | transport_planes_final_demand_oil | Liquids | EU | Energy demand | 10.5908 | FEC
FR | TYNDP2026 | NT | 2050 | TWh | 299 | Sub_sector | Transport | Planes | Transport (planes) | Energetic | transport_planes_final_demand_other | Others | EU | Energy demand | 0 | FEC
FR | TYNDP2026 | NT | 2050 | TWh | 300 | Sub_sector | Transport | Planes | Transport (planes) | Energetic | transport_planes_final_demand_ammonia | Ammonia | EU | Energy demand | 0 | FEC
FR | TYNDP2026 | NT | 2050 | TWh | 302 | Sub_sector | Transport | Others | Transport (others) | Energetic | transport_other_final_demand_electricity | Electricity | EU | Energy demand | 0.36541 | FEC
FR | TYNDP2026 | NT | 2050 | TWh | 303 | Sub_sector | Transport | Others | Transport (others) | Energetic | transport_other_final_demand_hydrogen | Hydrogen | EU | Energy demand | 0 | FEC
FR | TYNDP2026 | NT | 2050 | TWh | 304 | Sub_sector | Transport | Others | Transport (others) | Energetic | transport_other_final_demand_methane | Methane | EU | Energy demand | 0 | FEC
FR | TYNDP2026 | NT | 2050 | TWh | 305 | Sub_sector | Transport | Others | Transport (others) | Energetic | transport_other_final_demand_heat | Heat | EU | Energy demand | 0 | FEC
FR | TYNDP2026 | NT | 2050 | TWh | 306 | Sub_sector | Transport | Others | Transport (others) | Energetic | transport_other_final_demand_biomass | Biomass | EU | Energy demand | 0 | FEC
FR | TYNDP2026 | NT | 2050 | TWh | 307 | Sub_sector | Transport | Others | Transport (others) | Energetic | transport_other_final_demand_coal | Solids | EU | Energy demand | 0 | FEC
FR | TYNDP2026 | NT | 2050 | TWh | 308 | Sub_sector | Transport | Others | Transport (others) | Energetic | transport_other_final_demand_oil | Liquids | EU | Energy demand | 0.43768 | FEC
FR | TYNDP2026 | NT | 2050 | TWh | 309 | Sub_sector | Transport | Others | Transport (others) | Energetic | transport_other_final_demand_other | Others | EU | Energy demand | 0 | FEC
FR | TYNDP2026 | NT | 2050 | TWh | 310 | Sub_sector | Transport | Others | Transport (others) | Energetic | transport_other_final_demand_ammonia | Ammonia | EU | Energy demand | 0 | FEC
FR | TYNDP2026 | NT | 2050 | TWh | 312 | Sub_sector | International transport | International aviation | Transport (int. aviation) | Energetic | transport_int_aviation_final_demand_electricity | Electricity | EU | Energy demand | 0 | FEC
FR | TYNDP2026 | NT | 2050 | TWh | 313 | Sub_sector | International transport | International aviation | Transport (int. aviation) | Energetic | transport_int_aviation_final_demand_hydrogen | Hydrogen | EU | Energy demand | 0 | FEC
FR | TYNDP2026 | NT | 2050 | TWh | 314 | Sub_sector | International transport | International aviation | Transport (int. aviation) | Energetic | transport_int_aviation_final_demand_methane | Methane | EU | Energy demand | 0 | FEC
FR | TYNDP2026 | NT | 2050 | TWh | 315 | Sub_sector | International transport | International aviation | Transport (int. aviation) | Energetic | transport_int_aviation_final_demand_heat | Heat | EU | Energy demand | 0 | FEC
FR | TYNDP2026 | NT | 2050 | TWh | 316 | Sub_sector | International transport | International aviation | Transport (int. aviation) | Energetic | transport_int_aviation_final_demand_biofuels | Biomass | EU | Energy demand | 0 | FEC
FR | TYNDP2026 | NT | 2050 | TWh | 317 | Sub_sector | International transport | International aviation | Transport (int. aviation) | Energetic | transport_int_aviation_final_demand_coal | Solids | EU | Energy demand | 0 | FEC
FR | TYNDP2026 | NT | 2050 | TWh | 318 | Sub_sector | International transport | International aviation | Transport (int. aviation) | Energetic | transport_int_aviation_final_demand_oil | Liquids | EU | Energy demand | 69.6084 | FEC
FR | TYNDP2026 | NT | 2050 | TWh | 319 | Sub_sector | International transport | International aviation | Transport (int. aviation) | Energetic | transport_int_aviation_final_demand_other | Others | EU | Energy demand | 0 | FEC
FR | TYNDP2026 | NT | 2050 | TWh | 320 | Sub_sector | International transport | International aviation | Transport (int. aviation) | Energetic | transport_int_aviation_final_demand_ammonia | Ammonia | EU | Energy demand | 0 | FEC
FR | TYNDP2026 | NT | 2050 | TWh | 322 | Sub_sector | International transport | International shipping | Transport (int. shipping) | Energetic | transport_int_shipping_final_demand_electricity | Electricity | EU | Energy demand | 0 | not_included_in_FEC
FR | TYNDP2026 | NT | 2050 | TWh | 323 | Sub_sector | International transport | International shipping | Transport (int. shipping) | Energetic | transport_int_shipping_final_demand_hydrogen | Hydrogen | EU | Energy demand | 0 | not_included_in_FEC
FR | TYNDP2026 | NT | 2050 | TWh | 324 | Sub_sector | International transport | International shipping | Transport (int. shipping) | Energetic | transport_int_shipping_final_demand_methane | Methane | EU | Energy demand | 12.5002 | not_included_in_FEC
FR | TYNDP2026 | NT | 2050 | TWh | 325 | Sub_sector | International transport | International shipping | Transport (int. shipping) | Energetic | transport_int_shipping_final_demand_heat | Heat | EU | Energy demand | 0 | not_included_in_FEC
FR | TYNDP2026 | NT | 2050 | TWh | 326 | Sub_sector | International transport | International shipping | Transport (int. shipping) | Energetic | transport_int_shipping_final_demand_biofuels | Biomass | EU | Energy demand | 0 | not_included_in_FEC
FR | TYNDP2026 | NT | 2050 | TWh | 327 | Sub_sector | International transport | International shipping | Transport (int. shipping) | Energetic | transport_int_shipping_final_demand_coal | Solids | EU | Energy demand | 0 | not_included_in_FEC
FR | TYNDP2026 | NT | 2050 | TWh | 328 | Sub_sector | International transport | International shipping | Transport (int. shipping) | Energetic | transport_int_shipping_final_demand_oil | Liquids | EU | Energy demand | 4.9954 | not_included_in_FEC
FR | TYNDP2026 | NT | 2050 | TWh | 329 | Sub_sector | International transport | International shipping | Transport (int. shipping) | Energetic | transport_int_shipping_final_demand_other | Others | EU | Energy demand | 0 | not_included_in_FEC
FR | TYNDP2026 | NT | 2050 | TWh | 330 | Sub_sector | International transport | International shipping | Transport (int. shipping) | Energetic | transport_int_shipping_final_demand_ammonia | Ammonia | EU | Energy demand | 1.0736 | not_included_in_FEC
FR | TYNDP2026 | NT | 2050 | TWh | 332 | Sub_sector | Households | Space heating | Households (heating) | Energetic | households_heating_final_demand_electricity | Electricity | EU | Energy demand | 41.6716 | FEC
FR | TYNDP2026 | NT | 2050 | TWh | 333 | Sub_sector | Households | Space heating | Households (heating) | Energetic | households_heating_final_demand_hydrogen | Hydrogen | EU | Energy demand | 0 | FEC
FR | TYNDP2026 | NT | 2050 | TWh | 334 | Sub_sector | Households | Space heating | Households (heating) | Energetic | households_heating_final_demand_methane | Methane | EU | Energy demand | 32.4442 | FEC
FR | TYNDP2026 | NT | 2050 | TWh | 335 | Sub_sector | Households | Space heating | Households (heating) | Energetic | households_heating_final_demand_heat | Heat | EU | Energy demand | 19.9499 | FEC
FR | TYNDP2026 | NT | 2050 | TWh | 336 | Sub_sector | Households | Space heating | Households (heating) | Energetic | households_heating_final_demand_biomass | Biomass | EU | Energy demand | 19.4473 | FEC
FR | TYNDP2026 | NT | 2050 | TWh | 337 | Sub_sector | Households | Space heating | Households (heating) | Energetic | households_heating_final_demand_coal | Solids | EU | Energy demand | 0 | FEC
FR | TYNDP2026 | NT | 2050 | TWh | 338 | Sub_sector | Households | Space heating | Households (heating) | Energetic | households_heating_final_demand_oil | Liquids | EU | Energy demand | 0 | FEC
FR | TYNDP2026 | NT | 2050 | TWh | 339 | Sub_sector | Households | Space heating | Households (heating) | Energetic | households_heating_final_demand_other | Others | EU | Energy demand | 0 | FEC
FR | TYNDP2026 | NT | 2050 | TWh | 340 | Sub_sector | Households | Space heating | Households (heating) | Energetic | households_heating_final_demand_ammonia | Ammonia | EU | Energy demand | 0 | FEC
FR | TYNDP2026 | NT | 2050 | TWh | 343 | Sub_sector | Households | Cooling | Households (cooling) | Energetic | households_cooling_final_demand_electricity | Electricity | EU | Energy demand | 4.8159 | FEC
FR | TYNDP2026 | NT | 2050 | TWh | 344 | Sub_sector | Households | Cooling | Households (cooling) | Energetic | households_cooling_final_demand_hydrogen | Hydrogen | EU | Energy demand | 0 | FEC
FR | TYNDP2026 | NT | 2050 | TWh | 345 | Sub_sector | Households | Cooling | Households (cooling) | Energetic | households_cooling_final_demand_methane | Methane | EU | Energy demand | 0 | FEC
FR | TYNDP2026 | NT | 2050 | TWh | 346 | Sub_sector | Households | Cooling | Households (cooling) | Energetic | households_cooling_final_demand_heat | Heat | EU | Energy demand | 0 | FEC
FR | TYNDP2026 | NT | 2050 | TWh | 347 | Sub_sector | Households | Cooling | Households (cooling) | Energetic | households_cooling_final_demand_biomass | Biomass | EU | Energy demand | 0 | FEC
FR | TYNDP2026 | NT | 2050 | TWh | 348 | Sub_sector | Households | Cooling | Households (cooling) | Energetic | households_cooling_final_demand_coal | Solids | EU | Energy demand | 0 | FEC
FR | TYNDP2026 | NT | 2050 | TWh | 349 | Sub_sector | Households | Cooling | Households (cooling) | Energetic | households_cooling_final_demand_oil | Liquids | EU | Energy demand | 0 | FEC
FR | TYNDP2026 | NT | 2050 | TWh | 350 | Sub_sector | Households | Cooling | Households (cooling) | Energetic | households_cooling_final_demand_other | Others | EU | Energy demand | 0 | FEC
FR | TYNDP2026 | NT | 2050 | TWh | 351 | Sub_sector | Households | Cooling | Households (cooling) | Energetic | households_cooling_final_demand_ammonia | Ammonia | EU | Energy demand | 0 | FEC
FR | TYNDP2026 | NT | 2050 | TWh | 354 | Sub_sector | Households | Hot water | Households (hot water) | Energetic | households_hot_water_final_demand_electricity | Electricity | EU | Energy demand | 8.9144 | FEC
FR | TYNDP2026 | NT | 2050 | TWh | 355 | Sub_sector | Households | Hot water | Households (hot water) | Energetic | households_hot_water_final_demand_hydrogen | Hydrogen | EU | Energy demand | 0 | FEC
FR | TYNDP2026 | NT | 2050 | TWh | 356 | Sub_sector | Households | Hot water | Households (hot water) | Energetic | households_hot_water_final_demand_methane | Methane | EU | Energy demand | 12.4253 | FEC
FR | TYNDP2026 | NT | 2050 | TWh | 357 | Sub_sector | Households | Hot water | Households (hot water) | Energetic | households_hot_water_final_demand_heat | Heat | EU | Energy demand | 7.0009 | FEC
FR | TYNDP2026 | NT | 2050 | TWh | 358 | Sub_sector | Households | Hot water | Households (hot water) | Energetic | households_hot_water_final_demand_biomass | Biomass | EU | Energy demand | 5.8109 | FEC
FR | TYNDP2026 | NT | 2050 | TWh | 359 | Sub_sector | Households | Hot water | Households (hot water) | Energetic | households_hot_water_final_demand_coal | Solids | EU | Energy demand | 0 | FEC
FR | TYNDP2026 | NT | 2050 | TWh | 360 | Sub_sector | Households | Hot water | Households (hot water) | Energetic | households_hot_water_final_demand_oil | Liquids | EU | Energy demand | 0 | FEC
FR | TYNDP2026 | NT | 2050 | TWh | 361 | Sub_sector | Households | Hot water | Households (hot water) | Energetic | households_hot_water_final_demand_other | Others | EU | Energy demand | 1.0575 | FEC
FR | TYNDP2026 | NT | 2050 | TWh | 362 | Sub_sector | Households | Hot water | Households (hot water) | Energetic | households_hot_water_final_demand_ammonia | Ammonia | EU | Energy demand | 0 | FEC
FR | TYNDP2026 | NT | 2050 | TWh | 365 | Sub_sector | Households | Appliances | Households (appliances) | Energetic | households_appliances_final_demand_electricity | Electricity | EU | Energy demand | 52.1781 | FEC
FR | TYNDP2026 | NT | 2050 | TWh | 366 | Sub_sector | Households | Appliances | Households (appliances) | Energetic | households_appliances_final_demand_hydrogen | Hydrogen | EU | Energy demand | 0 | FEC
FR | TYNDP2026 | NT | 2050 | TWh | 367 | Sub_sector | Households | Appliances | Households (appliances) | Energetic | households_appliances_final_demand_methane | Methane | EU | Energy demand | 2.8929 | FEC
FR | TYNDP2026 | NT | 2050 | TWh | 368 | Sub_sector | Households | Appliances | Households (appliances) | Energetic | households_appliances_final_demand_heat | Heat | EU | Energy demand | 0 | FEC
FR | TYNDP2026 | NT | 2050 | TWh | 369 | Sub_sector | Households | Appliances | Households (appliances) | Energetic | households_appliances_final_demand_biomass | Biomass | EU | Energy demand | 0 | FEC
FR | TYNDP2026 | NT | 2050 | TWh | 370 | Sub_sector | Households | Appliances | Households (appliances) | Energetic | households_appliances_final_demand_coal | Solids | EU | Energy demand | 0 | FEC
FR | TYNDP2026 | NT | 2050 | TWh | 371 | Sub_sector | Households | Appliances | Households (appliances) | Energetic | households_appliances_final_demand_oil | Liquids | EU | Energy demand | 0 | FEC
FR | TYNDP2026 | NT | 2050 | TWh | 372 | Sub_sector | Households | Appliances | Households (appliances) | Energetic | households_appliances_final_demand_other | Others | EU | Energy demand | 0 | FEC
FR | TYNDP2026 | NT | 2050 | TWh | 373 | Sub_sector | Households | Appliances | Households (appliances) | Energetic | households_appliances_final_demand_ammonia | Ammonia | EU | Energy demand | 0 | FEC
FR | TYNDP2026 | NT | 2050 | TWh | 375 | Sub_sector | Buildings | Space heating | Buildings (heat) | Energetic | buildings_heat_final_demand_electricity | Electricity | EU | Energy demand | 21.6773 | FEC
FR | TYNDP2026 | NT | 2050 | TWh | 376 | Sub_sector | Buildings | Space heating | Buildings (heat) | Energetic | buildings_heat_final_demand_hydrogen | Hydrogen | EU | Energy demand | 0 | FEC
FR | TYNDP2026 | NT | 2050 | TWh | 377 | Sub_sector | Buildings | Space heating | Buildings (heat) | Energetic | buildings_heat_final_demand_methane | Methane | EU | Energy demand | 7.0224 | FEC
FR | TYNDP2026 | NT | 2050 | TWh | 378 | Sub_sector | Buildings | Space heating | Buildings (heat) | Energetic | buildings_heat_final_demand_heat | Heat | EU | Energy demand | 15.4503 | FEC
FR | TYNDP2026 | NT | 2050 | TWh | 379 | Sub_sector | Buildings | Space heating | Buildings (heat) | Energetic | buildings_heat_final_demand_biomass | Biomass | EU | Energy demand | 2.8939 | FEC
FR | TYNDP2026 | NT | 2050 | TWh | 380 | Sub_sector | Buildings | Space heating | Buildings (heat) | Energetic | buildings_heat_final_demand_coal | Solids | EU | Energy demand | 0 | FEC
FR | TYNDP2026 | NT | 2050 | TWh | 381 | Sub_sector | Buildings | Space heating | Buildings (heat) | Energetic | buildings_heat_final_demand_oil | Liquids | EU | Energy demand | 0 | FEC
FR | TYNDP2026 | NT | 2050 | TWh | 382 | Sub_sector | Buildings | Space heating | Buildings (heat) | Energetic | buildings_heat_final_demand_other | Others | EU | Energy demand | 0 | FEC
FR | TYNDP2026 | NT | 2050 | TWh | 383 | Sub_sector | Buildings | Space heating | Buildings (heat) | Energetic | buildings_heat_final_demand_ammonia | Ammonia | EU | Energy demand | 0 | FEC
FR | TYNDP2026 | NT | 2050 | TWh | 386 | Sub_sector | Buildings | Cooling | Buildings (cooling) | Energetic | buildings_cooling_final_demand_electricity | Electricity | EU | Energy demand | 12.8348 | FEC
FR | TYNDP2026 | NT | 2050 | TWh | 387 | Sub_sector | Buildings | Cooling | Buildings (cooling) | Energetic | buildings_cooling_final_demand_hydrogen | Hydrogen | EU | Energy demand | 0 | FEC
FR | TYNDP2026 | NT | 2050 | TWh | 388 | Sub_sector | Buildings | Cooling | Buildings (cooling) | Energetic | buildings_cooling_final_demand_methane | Methane | EU | Energy demand | 0 | FEC
FR | TYNDP2026 | NT | 2050 | TWh | 389 | Sub_sector | Buildings | Cooling | Buildings (cooling) | Energetic | buildings_cooling_final_demand_heat | Heat | EU | Energy demand | 0 | FEC
FR | TYNDP2026 | NT | 2050 | TWh | 390 | Sub_sector | Buildings | Cooling | Buildings (cooling) | Energetic | buildings_cooling_final_demand_biomass | Biomass | EU | Energy demand | 0 | FEC
FR | TYNDP2026 | NT | 2050 | TWh | 391 | Sub_sector | Buildings | Cooling | Buildings (cooling) | Energetic | buildings_cooling_final_demand_coal | Solids | EU | Energy demand | 0 | FEC
FR | TYNDP2026 | NT | 2050 | TWh | 392 | Sub_sector | Buildings | Cooling | Buildings (cooling) | Energetic | buildings_cooling_final_demand_oil | Liquids | EU | Energy demand | 0 | FEC
FR | TYNDP2026 | NT | 2050 | TWh | 393 | Sub_sector | Buildings | Cooling | Buildings (cooling) | Energetic | buildings_cooling_final_demand_other | Others | EU | Energy demand | 0 | FEC
FR | TYNDP2026 | NT | 2050 | TWh | 394 | Sub_sector | Buildings | Cooling | Buildings (cooling) | Energetic | buildings_cooling_final_demand_ammonia | Ammonia | EU | Energy demand | 0 | FEC
FR | TYNDP2026 | NT | 2050 | TWh | 397 | Sub_sector | Buildings | Appliances | Buildings (appliances) | Energetic | buildings_appliances_final_demand_electricity | Electricity | EU | Energy demand | 35.9952 | FEC
FR | TYNDP2026 | NT | 2050 | TWh | 398 | Sub_sector | Buildings | Appliances | Buildings (appliances) | Energetic | buildings_appliances_final_demand_hydrogen | Hydrogen | EU | Energy demand | 0 | FEC
FR | TYNDP2026 | NT | 2050 | TWh | 399 | Sub_sector | Buildings | Appliances | Buildings (appliances) | Energetic | buildings_appliances_final_demand_methane | Methane | EU | Energy demand | 5.9223 | FEC
FR | TYNDP2026 | NT | 2050 | TWh | 400 | Sub_sector | Buildings | Appliances | Buildings (appliances) | Energetic | buildings_appliances_final_demand_heat | Heat | EU | Energy demand | 0 | FEC
FR | TYNDP2026 | NT | 2050 | TWh | 401 | Sub_sector | Buildings | Appliances | Buildings (appliances) | Energetic | buildings_appliances_final_demand_biomass | Biomass | EU | Energy demand | 0 | FEC
FR | TYNDP2026 | NT | 2050 | TWh | 402 | Sub_sector | Buildings | Appliances | Buildings (appliances) | Energetic | buildings_appliances_final_demand_coal | Solids | EU | Energy demand | 0 | FEC
FR | TYNDP2026 | NT | 2050 | TWh | 403 | Sub_sector | Buildings | Appliances | Buildings (appliances) | Energetic | buildings_appliances_final_demand_oil | Liquids | EU | Energy demand | 0 | FEC
FR | TYNDP2026 | NT | 2050 | TWh | 404 | Sub_sector | Buildings | Appliances | Buildings (appliances) | Energetic | buildings_appliances_final_demand_other | Others | EU | Energy demand | 0 | FEC
FR | TYNDP2026 | NT | 2050 | TWh | 405 | Sub_sector | Buildings | Appliances | Buildings (appliances) | Energetic | buildings_appliances_final_demand_ammonia | Ammonia | EU | Energy demand | 0 | FEC
FR | TYNDP2026 | NT | 2050 | TWh | 407 | Sub_sector | Buildings | Datacenters | Datacenters & ICT | Energetic | datacentres_final_demand_electricity_energetic | Electricity | EU | Energy demand | 44 | FEC
FR | TYNDP2026 | NT | 2050 | TWh | 408 | Sub_sector | Buildings | Datacenters | Datacenters & ICT | Energetic | datacentres_final_demand_hydrogen_energetic | Hydrogen | EU | Energy demand | 0 | FEC
FR | TYNDP2026 | NT | 2050 | TWh | 409 | Sub_sector | Buildings | Datacenters | Datacenters & ICT | Energetic | datacentres_final_demand_methane_energetic | Methane | EU | Energy demand | 0 | FEC
FR | TYNDP2026 | NT | 2050 | TWh | 410 | Sub_sector | Buildings | Datacenters | Datacenters & ICT | Energetic | datacentres_final_demand_heat_energetic | Heat | EU | Energy demand | 0 | FEC
FR | TYNDP2026 | NT | 2050 | TWh | 411 | Sub_sector | Buildings | Datacenters | Datacenters & ICT | Energetic | datacentres_final_demand_biomass_energetic | Biomass | EU | Energy demand | 0 | FEC
FR | TYNDP2026 | NT | 2050 | TWh | 412 | Sub_sector | Buildings | Datacenters | Datacenters & ICT | Energetic | datacentres_final_demand_coal_energetic | Solids | EU | Energy demand | 0 | FEC
FR | TYNDP2026 | NT | 2050 | TWh | 413 | Sub_sector | Buildings | Datacenters | Datacenters & ICT | Energetic | datacentres_final_demand_oil_energetic | Liquids | EU | Energy demand | 0 | FEC
FR | TYNDP2026 | NT | 2050 | TWh | 414 | Sub_sector | Buildings | Datacenters | Datacenters & ICT | Energetic | datacentres_final_demand_other_energetic | Others | EU | Energy demand | 0 | FEC
FR | TYNDP2026 | NT | 2050 | TWh | 415 | Sub_sector | Buildings | Datacenters | Datacenters & ICT | Energetic | datacentres_final_demand_ammonia_energetic | Ammonia | EU | Energy demand | 0 | FEC
FR | TYNDP2026 | NT | 2050 | TWh | 417 | Sub_sector | Transport | Others_Sector | Others_Sector | Energetic | other_final_demand_electricity_energetic | Electricity | EU | Energy demand | 2.4876 | FEC
FR | TYNDP2026 | NT | 2050 | TWh | 418 | Sub_sector | Transport | Others_Sector | Others_Sector | Energetic | other_final_demand_hydrogen_energetic | Hydrogen | EU | Energy demand | 0 | FEC
FR | TYNDP2026 | NT | 2050 | TWh | 419 | Sub_sector | Transport | Pipeline Transport | Others_Sector | Energetic | other_final_demand_methane_energetic | Methane | EU | Energy demand | 1.234 | FEC
FR | TYNDP2026 | NT | 2050 | TWh | 420 | Sub_sector | Transport | Others_Sector | Others_Sector | Energetic | other_final_demand_heat_energetic | Heat | EU | Energy demand | 0 | FEC
FR | TYNDP2026 | NT | 2050 | TWh | 421 | Sub_sector | Transport | Others_Sector | Others_Sector | Energetic | other_final_demand_biomass_energetic | Biomass | EU | Energy demand | 0 | FEC
FR | TYNDP2026 | NT | 2050 | TWh | 422 | Sub_sector | Transport | Others_Sector | Others_Sector | Energetic | other_final_demand_coal_energetic | Solids | EU | Energy demand | 0 | FEC
FR | TYNDP2026 | NT | 2050 | TWh | 423 | Sub_sector | Transport | Others_Sector | Others_Sector | Energetic | other_final_demand_oil_energetic | Liquids | EU | Energy demand | 4.3107 | FEC
FR | TYNDP2026 | NT | 2050 | TWh | 424 | Sub_sector | Others_Sector | Others_Sector | Others_Sector | Non-energetic | other_final_demand_oil_non_energetic | Liquids | EU | Energy demand | 1.5709 | not_included_in_FEC
FR | TYNDP2026 | NT | 2050 | TWh | 425 | Sub_sector | Transport | Others_Sector | Others_Sector | Energetic | other_final_demand_other_energetic | Others | EU | Energy demand | 0 | FEC
FR | TYNDP2026 | NT | 2050 | TWh | 426 | Sub_sector | Transport | Others_Sector | Others_Sector | Energetic | other_final_demand_ammonia_energetic | Ammonia | EU | Energy demand | 0 | FEC
FR | TYNDP2026 | NT | 2050 | TWh | 427 | Sub_sector | Industry | Surplus_Heat_in_Industry | Surplus_Heat_in_Industry | Energetic | final_demand_of_industry_unused_local_production_steam_hot_water | Heat | EU | Energy demand | 0 | FEC
FR | TYNDP2026 | NT | 2050 | TWh | 429 | Sub_sector | Agriculture | Total | Agriculture | Energetic | agriculture_final_demand_electricity_energetic | Electricity | EU | Energy demand | 8.2687 | FEC
FR | TYNDP2026 | NT | 2050 | TWh | 430 | Sub_sector | Agriculture | Total | Agriculture | Energetic | agriculture_final_demand_hydrogen_energetic | Hydrogen | EU | Energy demand | 0 | FEC
FR | TYNDP2026 | NT | 2050 | TWh | 431 | Sub_sector | Agriculture | Total | Agriculture | Energetic | agriculture_final_demand_methane_energetic | Methane | EU | Energy demand | 2.6276 | FEC
FR | TYNDP2026 | NT | 2050 | TWh | 432 | Sub_sector | Agriculture | Total | Agriculture | Energetic | agriculture_final_demand_heat_energetic | Heat | EU | Energy demand | 0.21658 | FEC
FR | TYNDP2026 | NT | 2050 | TWh | 433 | Sub_sector | Agriculture | Total | Agriculture | Energetic | agriculture_final_demand_biomass_energetic | Biomass | EU | Energy demand | 1.6965 | FEC
FR | TYNDP2026 | NT | 2050 | TWh | 434 | Sub_sector | Agriculture | Total | Agriculture | Energetic | agriculture_final_demand_coal_energetic | Solids | EU | Energy demand | 0 | FEC
FR | TYNDP2026 | NT | 2050 | TWh | 435 | Sub_sector | Agriculture | Total | Agriculture | Energetic | agriculture_final_demand_oil_energetic | Liquids | EU | Energy demand | 33.9242 | FEC
FR | TYNDP2026 | NT | 2050 | TWh | 436 | Sub_sector | Agriculture | Total | Agriculture | Energetic | agriculture_final_demand_other_energetic | Others | EU | Energy demand | 0 | FEC
FR | TYNDP2026 | NT | 2050 | TWh | 437 | Sub_sector | Agriculture | Total | Agriculture | Energetic | agriculture_final_demand_ammonia_energetic | Ammonia | EU | Energy demand | 0 | FEC
FR | TYNDP2026 | NT | 2050 | TWh | 447 | Sub_sector | Buildings | Surplus Energy | Buildings | Energetic | GAP | Electricity | EU | Energy demand | 0 | FEC
FR | TYNDP2026 | NT | 2050 | TWh | 448 | Sub_sector | Buildings | Surplus Energy | Buildings | Energetic | GAP | Hydrogen | EU | Energy demand | 0 | FEC
FR | TYNDP2026 | NT | 2050 | TWh | 449 | Sub_sector | Buildings | Surplus Energy | Buildings | Energetic | GAP | Methane | EU | Energy demand | 0 | FEC
FR | TYNDP2026 | NT | 2050 | TWh | 450 | Sub_sector | Buildings | Surplus Energy | Buildings | Energetic | GAP | Heat | EU | Energy demand | 0 | FEC
FR | TYNDP2026 | NT | 2050 | TWh | 451 | Sub_sector | Buildings | Surplus Energy | Buildings | Energetic | GAP | Biomass | EU | Energy demand | 0.049111 | FEC
FR | TYNDP2026 | NT | 2050 | TWh | 452 | Sub_sector | Buildings | Surplus Energy | Buildings | Energetic | GAP | Solids | EU | Energy demand | 0 | FEC
FR | TYNDP2026 | NT | 2050 | TWh | 453 | Sub_sector | Buildings | Surplus Energy | Buildings | Energetic | GAP | Liquids | EU | Energy demand | 1.2824 | FEC
FR | TYNDP2026 | NT | 2050 | TWh | 454 | Sub_sector | Buildings | Surplus Energy | Buildings | Energetic | GAP | Others | EU | Energy demand | 0 | FEC
FR | TYNDP2026 | NT | 2050 | TWh | 455 | Sub_sector | Buildings | Surplus Energy | Buildings | Energetic | GAP | Ammonia | EU | Energy demand | 0 | FEC
FR | TYNDP2026 | NT | 2050 | TWh | 456 | Sub_sector | Households | Surplus Energy | Households | Energetic | GAP | Electricity | EU | Energy demand | 0 | FEC
FR | TYNDP2026 | NT | 2050 | TWh | 457 | Sub_sector | Households | Surplus Energy | Households | Energetic | GAP | Hydrogen | EU | Energy demand | 0 | FEC
FR | TYNDP2026 | NT | 2050 | TWh | 458 | Sub_sector | Households | Surplus Energy | Households | Energetic | GAP | Methane | EU | Energy demand | 0 | FEC
FR | TYNDP2026 | NT | 2050 | TWh | 459 | Sub_sector | Households | Surplus Energy | Households | Energetic | GAP | Heat | EU | Energy demand | 0 | FEC
FR | TYNDP2026 | NT | 2050 | TWh | 460 | Sub_sector | Households | Surplus Energy | Households | Energetic | GAP | Biomass | EU | Energy demand | 0 | FEC
FR | TYNDP2026 | NT | 2050 | TWh | 461 | Sub_sector | Households | Surplus Energy | Households | Energetic | GAP | Solids | EU | Energy demand | 0 | FEC
FR | TYNDP2026 | NT | 2050 | TWh | 462 | Sub_sector | Households | Surplus Energy | Households | Energetic | GAP | Liquids | EU | Energy demand | 0 | FEC
FR | TYNDP2026 | NT | 2050 | TWh | 463 | Sub_sector | Households | Surplus Energy | Households | Energetic | GAP | Others | EU | Energy demand | 0 | FEC
FR | TYNDP2026 | NT | 2050 | TWh | 464 | Sub_sector | Households | Surplus Energy | Households | Energetic | GAP | Ammonia | EU | Energy demand | 0 | FEC
FR | TYNDP2026 | HEV | 2035 | TWh | 102 | Sub_sector | Industry | Aluminium | Industry (aluminium) | Energetic | industry_aluminium_demand_electricity_energetic | Electricity | EU | Energy demand | 5.5039 | FEC
FR | TYNDP2026 | HEV | 2035 | TWh | 103 | Sub_sector | Industry | Aluminium | Industry (aluminium) | Energetic | industry_aluminium_demand_hydrogen_energetic | Hydrogen | EU | Energy demand | 0 | FEC
FR | TYNDP2026 | HEV | 2035 | TWh | 104 | Sub_sector | Industry | Aluminium | Industry (aluminium) | Energetic | industry_aluminium_demand_methane_energetic | Methane | EU | Energy demand | 0.76054 | FEC
FR | TYNDP2026 | HEV | 2035 | TWh | 105 | Sub_sector | Industry | Aluminium | Industry (aluminium) | Energetic | industry_aluminium_demand_heat_energetic | Heat | EU | Energy demand | 0 | FEC
FR | TYNDP2026 | HEV | 2035 | TWh | 106 | Sub_sector | Industry | Aluminium | Industry (aluminium) | Energetic | industry_aluminium_demand_biomass_energetic | Biomass | EU | Energy demand | 0 | FEC
FR | TYNDP2026 | HEV | 2035 | TWh | 107 | Sub_sector | Industry | Aluminium | Industry (aluminium) | Energetic | industry_aluminium_demand_coal_energetic | Solids | EU | Energy demand | 0 | FEC
FR | TYNDP2026 | HEV | 2035 | TWh | 108 | Sub_sector | Industry | Aluminium | Industry (aluminium) | Energetic | industry_aluminium_demand_oil_energetic | Liquids | EU | Energy demand | 0 | FEC
FR | TYNDP2026 | HEV | 2035 | TWh | 109 | Sub_sector | Industry | Aluminium | Industry (aluminium) | Energetic | industry_aluminium_demand_others_energetic | Others | EU | Energy demand | 0 | FEC
FR | TYNDP2026 | HEV | 2035 | TWh | 110 | Sub_sector | Industry | Aluminium | Industry (aluminium) | Energetic | industry_ammonia_demand_others_energetic | Ammonia | EU | Energy demand | 0 | FEC
FR | TYNDP2026 | HEV | 2035 | TWh | 112 | Sub_sector | Industry | Chemicals | Industry (chemicals, energetic) | Energetic | industry_chemical_demand_electricity_energetic | Electricity | EU | Energy demand | 47.4266 | FEC
FR | TYNDP2026 | HEV | 2035 | TWh | 113 | Sub_sector | Industry | Chemicals | Industry (chemicals, energetic) | Energetic | industry_chemical_demand_hydrogen_energetic | Hydrogen | EU | Energy demand | 0 | FEC
FR | TYNDP2026 | HEV | 2035 | TWh | 114 | Sub_sector | Industry | Chemicals | Industry (chemicals, energetic) | Energetic | industry_chemical_demand_methane_energetic | Methane | EU | Energy demand | 14.6844 | FEC
FR | TYNDP2026 | HEV | 2035 | TWh | 115 | Sub_sector | Industry | Chemicals | Industry (chemicals, energetic) | Energetic | industry_chemical_demand_heat_energetic | Heat | EU | Energy demand | 11.7394 | FEC
FR | TYNDP2026 | HEV | 2035 | TWh | 116 | Sub_sector | Industry | Chemicals | Industry (chemicals, energetic) | Energetic | industry_chemical_demand_biomass_energetic | Biomass | EU | Energy demand | 0.73371 | FEC
FR | TYNDP2026 | HEV | 2035 | TWh | 117 | Sub_sector | Industry | Chemicals | Industry (chemicals, energetic) | Energetic | industry_chemical_demand_coal_energetic | Solids | EU | Energy demand | 0 | FEC
FR | TYNDP2026 | HEV | 2035 | TWh | 118 | Sub_sector | Industry | Chemicals | Industry (chemicals, energetic) | Energetic | industry_chemical_demand_oil_energetic | Liquids | EU | Energy demand | 11.5268 | FEC
FR | TYNDP2026 | HEV | 2035 | TWh | 119 | Sub_sector | Industry | Chemicals | Industry (chemicals, energetic) | Energetic | industry_chemical_demand_others_energetic | Others | EU | Energy demand | 0 | FEC
FR | TYNDP2026 | HEV | 2035 | TWh | 120 | Sub_sector | Industry | Chemicals | Industry (chemicals, energetic) | Energetic | industry_chemical_demand_ammonia_energetic | Ammonia | EU | Energy demand | 0 | FEC
FR | TYNDP2026 | HEV | 2035 | TWh | 122 | Sub_sector | Industry | Chemicals | Industry (chemicals, non-energetic) | Non-energetic | industry_chemical_demand_electricity_non_energetic | Electricity | EU | Energy demand | 0 | not_included_in_FEC
FR | TYNDP2026 | HEV | 2035 | TWh | 123 | Sub_sector | Industry | Chemicals | Industry (chemicals, non-energetic) | Non-energetic | industry_chemical_demand_hydrogen_non_energetic | Hydrogen | EU | Energy demand | 2.6597 | not_included_in_FEC
FR | TYNDP2026 | HEV | 2035 | TWh | 124 | Sub_sector | Industry | Chemicals | Industry (chemicals, non-energetic) | Non-energetic | industry_chemical_demand_methane_non_energetic | Methane | EU | Energy demand | 23.3948 | not_included_in_FEC
FR | TYNDP2026 | HEV | 2035 | TWh | 125 | Sub_sector | Industry | Chemicals | Industry (chemicals, non-energetic) | Non-energetic | industry_chemical_demand_heat_non_energetic | Heat | EU | Energy demand | 0 | not_included_in_FEC
FR | TYNDP2026 | HEV | 2035 | TWh | 126 | Sub_sector | Industry | Chemicals | Industry (chemicals, non-energetic) | Non-energetic | industry_chemical_demand_biomass_non_energetic | Biomass | EU | Energy demand | 2.6597 | not_included_in_FEC
FR | TYNDP2026 | HEV | 2035 | TWh | 127 | Sub_sector | Industry | Chemicals | Industry (chemicals, non-energetic) | Non-energetic | industry_chemical_demand_coal_non_energetic | Solids | EU | Energy demand | 0 | not_included_in_FEC
FR | TYNDP2026 | HEV | 2035 | TWh | 128 | Sub_sector | Industry | Chemicals | Industry (chemicals, non-energetic) | Non-energetic | industry_chemical_demand_oil_non_energetic | Liquids | EU | Energy demand | 104.2697 | not_included_in_FEC
FR | TYNDP2026 | HEV | 2035 | TWh | 129 | Sub_sector | Industry | Chemicals | Industry (chemicals, non-energetic) | Non-energetic | industry_chemical_demand_others_non_energetic | Others | EU | Energy demand | 0 | not_included_in_FEC
FR | TYNDP2026 | HEV | 2035 | TWh | 130 | Sub_sector | Industry | Chemicals | Industry (chemicals, non-energetic) | Non-energetic | industry_chemical_demand_ammonia_non_energetic | Ammonia | EU | Energy demand | 0 | not_included_in_FEC
FR | TYNDP2026 | HEV | 2035 | TWh | 132 | Sub_sector | Industry | Fertilizers | Industry (fertilizers, energetic) | Energetic | industry_fertilizers_demand_electricity_energetic | Electricity | EU | Energy demand | 0.39176 | FEC
FR | TYNDP2026 | HEV | 2035 | TWh | 133 | Sub_sector | Industry | Fertilizers | Industry (fertilizers, energetic) | Energetic | industry_fertilizers_demand_hydrogen_energetic | Hydrogen | EU | Energy demand | 0 | FEC
FR | TYNDP2026 | HEV | 2035 | TWh | 134 | Sub_sector | Industry | Fertilizers | Industry (fertilizers, energetic) | Energetic | industry_fertilizers_demand_methane_energetic | Methane | EU | Energy demand | 1.5997 | FEC
FR | TYNDP2026 | HEV | 2035 | TWh | 135 | Sub_sector | Industry | Fertilizers | Industry (fertilizers, energetic) | Energetic | industry_fertilizers_demand_heat_energetic | Heat | EU | Energy demand | 0 | FEC
FR | TYNDP2026 | HEV | 2035 | TWh | 136 | Sub_sector | Industry | Fertilizers | Industry (fertilizers, energetic) | Energetic | industry_fertilizers_demand_biomass_energetic | Biomass | EU | Energy demand | 0 | FEC
FR | TYNDP2026 | HEV | 2035 | TWh | 137 | Sub_sector | Industry | Fertilizers | Industry (fertilizers, energetic) | Energetic | industry_fertilizers_demand_coal_energetic | Solids | EU | Energy demand | 0 | FEC
FR | TYNDP2026 | HEV | 2035 | TWh | 138 | Sub_sector | Industry | Fertilizers | Industry (fertilizers, energetic) | Energetic | industry_fertilizers_demand_oil_energetic | Liquids | EU | Energy demand | 0 | FEC
FR | TYNDP2026 | HEV | 2035 | TWh | 139 | Sub_sector | Industry | Fertilizers | Industry (fertilizers, energetic) | Energetic | industry_fertilizers_demand_others_energetic | Others | EU | Energy demand | 0 | FEC
FR | TYNDP2026 | HEV | 2035 | TWh | 140 | Sub_sector | Industry | Fertilizers | Industry (fertilizers, energetic) | Energetic | industry_fertilizers_demand_ammonia_energetic | Ammonia | EU | Energy demand | 0 | FEC
FR | TYNDP2026 | HEV | 2035 | TWh | 142 | Sub_sector | Industry | Fertilizers | Industry (fertilizers, non-energetic) | Non-energetic | industry_fertilizers_demand_electricity_non_energetic | Electricity | EU | Energy demand | 0 | not_included_in_FEC
FR | TYNDP2026 | HEV | 2035 | TWh | 143 | Sub_sector | Industry | Fertilizers | Industry (fertilizers, non-energetic) | Non-energetic | industry_fertilizers_demand_hydrogen_non_energetic | Hydrogen | EU | Energy demand | 7.1009 | not_included_in_FEC
FR | TYNDP2026 | HEV | 2035 | TWh | 144 | Sub_sector | Industry | Fertilizers | Industry (fertilizers, non-energetic) | Non-energetic | industry_fertilizers_demand_methane_non_energetic | Methane | EU | Energy demand | 0 | not_included_in_FEC
FR | TYNDP2026 | HEV | 2035 | TWh | 145 | Sub_sector | Industry | Fertilizers | Industry (fertilizers, non-energetic) | Non-energetic | industry_fertilizers_demand_heat_non_energetic | Heat | EU | Energy demand | 0 | not_included_in_FEC
FR | TYNDP2026 | HEV | 2035 | TWh | 146 | Sub_sector | Industry | Fertilizers | Industry (fertilizers, non-energetic) | Non-energetic | industry_fertilizers_demand_biomass_non_energetic | Biomass | EU | Energy demand | 0 | not_included_in_FEC
FR | TYNDP2026 | HEV | 2035 | TWh | 147 | Sub_sector | Industry | Fertilizers | Industry (fertilizers, non-energetic) | Non-energetic | industry_fertilizers_demand_coal_non_energetic | Solids | EU | Energy demand | 0 | not_included_in_FEC
FR | TYNDP2026 | HEV | 2035 | TWh | 148 | Sub_sector | Industry | Fertilizers | Industry (fertilizers, non-energetic) | Non-energetic | industry_fertilizers_demand_oil_non_energetic | Liquids | EU | Energy demand | 0 | not_included_in_FEC
FR | TYNDP2026 | HEV | 2035 | TWh | 149 | Sub_sector | Industry | Fertilizers | Industry (fertilizers, non-energetic) | Non-energetic | industry_fertilizers_demand_others_non_energetic | Others | EU | Energy demand | 0 | not_included_in_FEC
FR | TYNDP2026 | HEV | 2035 | TWh | 150 | Sub_sector | Industry | Fertilizers | Industry (fertilizers, non-energetic) | Non-energetic | industry_fertilizers_demand_ammonia_non_energetic | Ammonia | EU | Energy demand | 1.7121 | not_included_in_FEC
FR | TYNDP2026 | HEV | 2035 | TWh | 152 | Sub_sector | Industry | Food | Industry (food) | Energetic | industry_food_demand_electricity_energetic | Electricity | EU | Energy demand | 32.5482 | FEC
FR | TYNDP2026 | HEV | 2035 | TWh | 153 | Sub_sector | Industry | Food | Industry (food) | Energetic | industry_food_demand_hydrogen_energetic | Hydrogen | EU | Energy demand | 0 | FEC
FR | TYNDP2026 | HEV | 2035 | TWh | 154 | Sub_sector | Industry | Food | Industry (food) | Energetic | industry_food_demand_methane_energetic | Methane | EU | Energy demand | 15.9595 | FEC
FR | TYNDP2026 | HEV | 2035 | TWh | 155 | Sub_sector | Industry | Food | Industry (food) | Energetic | industry_food_demand_heat_energetic | Heat | EU | Energy demand | 5.3318 | FEC
FR | TYNDP2026 | HEV | 2035 | TWh | 156 | Sub_sector | Industry | Food | Industry (food) | Energetic | industry_food_demand_biomass_energetic | Biomass | EU | Energy demand | 8.6555 | FEC
FR | TYNDP2026 | HEV | 2035 | TWh | 157 | Sub_sector | Industry | Food | Industry (food) | Energetic | industry_food_demand_coal_energetic | Solids | EU | Energy demand | 0.22448 | FEC
FR | TYNDP2026 | HEV | 2035 | TWh | 158 | Sub_sector | Industry | Food | Industry (food) | Energetic | industry_food_demand_oil_energetic | Liquids | EU | Energy demand | 0 | FEC
FR | TYNDP2026 | HEV | 2035 | TWh | 159 | Sub_sector | Industry | Food | Industry (food) | Energetic | industry_food_demand_others_energetic | Others | EU | Energy demand | 0 | FEC
FR | TYNDP2026 | HEV | 2035 | TWh | 160 | Sub_sector | Industry | Food | Industry (food) | Energetic | industry_food_demand_ammonia_energetic | Ammonia | EU | Energy demand | 0 | FEC
FR | TYNDP2026 | HEV | 2035 | TWh | 162 | Sub_sector | Industry | Metals | Industry (metal) | Energetic | industry_metal_demand_electricity_energetic | Electricity | EU | Energy demand | 1.4484 | FEC
FR | TYNDP2026 | HEV | 2035 | TWh | 163 | Sub_sector | Industry | Metals | Industry (metal) | Energetic | industry_metal_demand_hydrogen_energetic | Hydrogen | EU | Energy demand | 0 | FEC
FR | TYNDP2026 | HEV | 2035 | TWh | 164 | Sub_sector | Industry | Metals | Industry (metal) | Energetic | industry_metal_demand_methane_energetic | Methane | EU | Energy demand | 2.7968 | FEC
FR | TYNDP2026 | HEV | 2035 | TWh | 165 | Sub_sector | Industry | Metals | Industry (metal) | Energetic | industry_metal_demand_heat_energetic | Heat | EU | Energy demand | 0.25933 | FEC
FR | TYNDP2026 | HEV | 2035 | TWh | 166 | Sub_sector | Industry | Metals | Industry (metal) | Energetic | industry_metal_demand_biomass_energetic | Biomass | EU | Energy demand | 0 | FEC
FR | TYNDP2026 | HEV | 2035 | TWh | 167 | Sub_sector | Industry | Metals | Industry (metal) | Energetic | industry_metal_demand_coal_energetic | Solids | EU | Energy demand | 0.00091779 | FEC
FR | TYNDP2026 | HEV | 2035 | TWh | 168 | Sub_sector | Industry | Metals | Industry (metal) | Energetic | industry_metal_demand_oil_energetic | Liquids | EU | Energy demand | 1.2858 | FEC
FR | TYNDP2026 | HEV | 2035 | TWh | 169 | Sub_sector | Industry | Metals | Industry (metal) | Energetic | industry_metal_demand_others_energetic | Others | EU | Energy demand | 0 | FEC
FR | TYNDP2026 | HEV | 2035 | TWh | 170 | Sub_sector | Industry | Metals | Industry (metal) | Energetic | industry_metal_demand_ammonia_energetic | Ammonia | EU | Energy demand | 0 | FEC
FR | TYNDP2026 | HEV | 2035 | TWh | 172 | Sub_sector | Industry | Others | Industry (other, energetic) | Energetic | industry_other_demand_electricity_energetic | Electricity | EU | Energy demand | 64.4589 | FEC
FR | TYNDP2026 | HEV | 2035 | TWh | 173 | Sub_sector | Industry | Others | Industry (other, energetic) | Energetic | industry_other_demand_hydrogen_energetic | Hydrogen | EU | Energy demand | 1.1223 | FEC
FR | TYNDP2026 | HEV | 2035 | TWh | 174 | Sub_sector | Industry | Others | Industry (other, energetic) | Energetic | industry_other_demand_methane_energetic | Methane | EU | Energy demand | 23.0534 | FEC
FR | TYNDP2026 | HEV | 2035 | TWh | 175 | Sub_sector | Industry | Others | Industry (other, energetic) | Energetic | industry_other_demand_heat_energetic | Heat | EU | Energy demand | 4.3585 | FEC
FR | TYNDP2026 | HEV | 2035 | TWh | 176 | Sub_sector | Industry | Others | Industry (other, energetic) | Energetic | industry_other_demand_biomass_energetic | Biomass | EU | Energy demand | 5.1216 | FEC
FR | TYNDP2026 | HEV | 2035 | TWh | 177 | Sub_sector | Industry | Others | Industry (other, energetic) | Energetic | industry_other_demand_coal_energetic | Solids | EU | Energy demand | 0.2967 | FEC
FR | TYNDP2026 | HEV | 2035 | TWh | 178 | Sub_sector | Industry | Others | Industry (other, energetic) | Energetic | industry_other_demand_oil_energetic | Liquids | EU | Energy demand | 6.5697 | FEC
FR | TYNDP2026 | HEV | 2035 | TWh | 179 | Sub_sector | Industry | Others | Industry (other, energetic) | Energetic | industry_other_demand_others_energetic | Others | EU | Energy demand | 0 | FEC
FR | TYNDP2026 | HEV | 2035 | TWh | 180 | Sub_sector | Industry | Others | Industry (other, energetic) | Energetic | industry_other_demand_ammonia_energetic | Ammonia | EU | Energy demand | 0 | FEC
FR | TYNDP2026 | HEV | 2035 | TWh | 182 | Sub_sector | Industry | Others | Industry (other, non-energetic) | Non-energetic | industry_other_demand_electricity_non_energetic | Electricity | EU | Energy demand | 0 | not_included_in_FEC
FR | TYNDP2026 | HEV | 2035 | TWh | 183 | Sub_sector | Industry | Others | Industry (other, non-energetic) | Non-energetic | industry_other_demand_hydrogen_non_energetic | Hydrogen | EU | Energy demand | 0 | not_included_in_FEC
FR | TYNDP2026 | HEV | 2035 | TWh | 184 | Sub_sector | Industry | Others | Industry (other, non-energetic) | Non-energetic | industry_other_demand_methane_non_energetic | Methane | EU | Energy demand | 0 | not_included_in_FEC
FR | TYNDP2026 | HEV | 2035 | TWh | 185 | Sub_sector | Industry | Others | Industry (other, non-energetic) | Non-energetic | industry_other_demand_heat_non_energetic | Heat | EU | Energy demand | 0 | not_included_in_FEC
FR | TYNDP2026 | HEV | 2035 | TWh | 186 | Sub_sector | Industry | Others | Industry (other, non-energetic) | Non-energetic | industry_other_demand_biomass_non_energetic | Biomass | EU | Energy demand | 0 | not_included_in_FEC
FR | TYNDP2026 | HEV | 2035 | TWh | 187 | Sub_sector | Industry | Others | Industry (other, non-energetic) | Non-energetic | industry_other_demand_coal_non_energetic | Solids | EU | Energy demand | 0 | not_included_in_FEC
FR | TYNDP2026 | HEV | 2035 | TWh | 188 | Sub_sector | Industry | Others | Industry (other, non-energetic) | Non-energetic | industry_other_demand_oil_non_energetic | Liquids | EU | Energy demand | 35.0186 | not_included_in_FEC
FR | TYNDP2026 | HEV | 2035 | TWh | 189 | Sub_sector | Industry | Others | Industry (other, non-energetic) | Non-energetic | industry_other_demand_others_non_energetic | Others | EU | Energy demand | 0 | not_included_in_FEC
FR | TYNDP2026 | HEV | 2035 | TWh | 190 | Sub_sector | Industry | Others | Industry (other, non-energetic) | Non-energetic | industry_other_demand_ammonia_non_energetic | Ammonia | EU | Energy demand | 0 | not_included_in_FEC
FR | TYNDP2026 | HEV | 2035 | TWh | 192 | Sub_sector | Industry | Paper | Industry (paper) | Energetic | industry_paper_demand_electricity_energetic | Electricity | EU | Energy demand | 12.1291 | FEC
FR | TYNDP2026 | HEV | 2035 | TWh | 193 | Sub_sector | Industry | Paper | Industry (paper) | Energetic | industry_paper_demand_hydrogen_energetic | Hydrogen | EU | Energy demand | 0 | FEC
FR | TYNDP2026 | HEV | 2035 | TWh | 194 | Sub_sector | Industry | Paper | Industry (paper) | Energetic | industry_paper_demand_methane_energetic | Methane | EU | Energy demand | 3.5659 | FEC
FR | TYNDP2026 | HEV | 2035 | TWh | 195 | Sub_sector | Industry | Paper | Industry (paper) | Energetic | industry_paper_demand_heat_energetic | Heat | EU | Energy demand | 4.9282 | FEC
FR | TYNDP2026 | HEV | 2035 | TWh | 196 | Sub_sector | Industry | Paper | Industry (paper) | Energetic | industry_paper_demand_biomass_energetic | Biomass | EU | Energy demand | 6.9619 | FEC
FR | TYNDP2026 | HEV | 2035 | TWh | 197 | Sub_sector | Industry | Paper | Industry (paper) | Energetic | industry_paper_demand_coal_energetic | Solids | EU | Energy demand | 0.66276 | FEC
FR | TYNDP2026 | HEV | 2035 | TWh | 198 | Sub_sector | Industry | Paper | Industry (paper) | Energetic | industry_paper_demand_oil_energetic | Liquids | EU | Energy demand | 0 | FEC
FR | TYNDP2026 | HEV | 2035 | TWh | 199 | Sub_sector | Industry | Paper | Industry (paper) | Energetic | industry_paper_demand_others_energetic | Others | EU | Energy demand | 0 | FEC
FR | TYNDP2026 | HEV | 2035 | TWh | 200 | Sub_sector | Industry | Paper | Industry (paper) | Energetic | industry_paper_demand_ammonia_energetic | Ammonia | EU | Energy demand | 0 | FEC
FR | TYNDP2026 | HEV | 2035 | TWh | 202 | Sub_sector | Industry | Refineries | Industry (refineries, energetic) | Energetic | industry_refinery_demand_electricity_energetic | Electricity | EU | Energy demand | 1.3816 | not_included_in_FEC
FR | TYNDP2026 | HEV | 2035 | TWh | 203 | Sub_sector | Industry | Refineries | Industry (refineries, energetic) | Energetic | industry_refinery_demand_hydrogen_energetic | Hydrogen | EU | Energy demand | 2.6337 | not_included_in_FEC
FR | TYNDP2026 | HEV | 2035 | TWh | 204 | Sub_sector | Industry | Refineries | Industry (refineries, energetic) | Energetic | industry_refinery_demand_methane_energetic | Methane | EU | Energy demand | 2.8507 | not_included_in_FEC
FR | TYNDP2026 | HEV | 2035 | TWh | 205 | Sub_sector | Industry | Refineries | Industry (refineries, energetic) | Energetic | industry_refinery_demand_heat_energetic | Heat | EU | Energy demand | 0.7423 | not_included_in_FEC
FR | TYNDP2026 | HEV | 2035 | TWh | 206 | Sub_sector | Industry | Refineries | Industry (refineries, energetic) | Energetic | industry_refinery_demand_biomass_energetic | Biomass | EU | Energy demand | 0 | not_included_in_FEC
FR | TYNDP2026 | HEV | 2035 | TWh | 207 | Sub_sector | Industry | Refineries | Industry (refineries, energetic) | Energetic | industry_refinery_demand_coal_energetic | Solids | EU | Energy demand | 0 | not_included_in_FEC
FR | TYNDP2026 | HEV | 2035 | TWh | 208 | Sub_sector | Industry | Refineries | Industry (refineries, energetic) | Energetic | industry_refinery_demand_oil_energetic | Liquids | EU | Energy demand | 5.9349 | not_included_in_FEC
FR | TYNDP2026 | HEV | 2035 | TWh | 209 | Sub_sector | Industry | Refineries | Industry (refineries, energetic) | Energetic | industry_refinery_demand_others_energetic | Others | EU | Energy demand | 0 | not_included_in_FEC
FR | TYNDP2026 | HEV | 2035 | TWh | 210 | Sub_sector | Industry | Refineries | Industry (refineries, energetic) | Energetic | industry_refinery_demand_ammonia_energetic | Ammonia | EU | Energy demand | 0 | not_included_in_FEC
FR | TYNDP2026 | HEV | 2035 | TWh | 212 | Sub_sector | Industry | Refineries | Industry (refineries, non-energetic) | Non-energetic | industry_refinery_demand_electricity_non_energetic | Electricity | EU | Energy demand | 0 | not_included_in_FEC
FR | TYNDP2026 | HEV | 2035 | TWh | 213 | Sub_sector | Industry | Refineries | Industry (refineries, non-energetic) | Non-energetic | industry_refinery_demand_hydrogen_non_energetic | Hydrogen | EU | Energy demand | 0 | not_included_in_FEC
FR | TYNDP2026 | HEV | 2035 | TWh | 214 | Sub_sector | Industry | Refineries | Industry (refineries, non-energetic) | Non-energetic | industry_refinery_demand_methane_non_energetic | Methane | EU | Energy demand | 0 | not_included_in_FEC
FR | TYNDP2026 | HEV | 2035 | TWh | 215 | Sub_sector | Industry | Refineries | Industry (refineries, non-energetic) | Non-energetic | industry_refinery_demand_heat_non_energetic | Heat | EU | Energy demand | 0 | not_included_in_FEC
FR | TYNDP2026 | HEV | 2035 | TWh | 216 | Sub_sector | Industry | Refineries | Industry (refineries, non-energetic) | Non-energetic | industry_refinery_demand_biomass_non_energetic | Biomass | EU | Energy demand | 0 | not_included_in_FEC
FR | TYNDP2026 | HEV | 2035 | TWh | 217 | Sub_sector | Industry | Refineries | Industry (refineries, non-energetic) | Non-energetic | industry_refinery_demand_coal_non_energetic | Solids | EU | Energy demand | 0 | not_included_in_FEC
FR | TYNDP2026 | HEV | 2035 | TWh | 218 | Sub_sector | Industry | Refineries | Industry (refineries, non-energetic) | Non-energetic | industry_refinery_demand_oil_non_energetic | Liquids | EU | Energy demand | 0 | not_included_in_FEC
FR | TYNDP2026 | HEV | 2035 | TWh | 219 | Sub_sector | Industry | Refineries | Industry (refineries, non-energetic) | Non-energetic | industry_refinery_demand_others_non_energetic | Others | EU | Energy demand | 0 | not_included_in_FEC
FR | TYNDP2026 | HEV | 2035 | TWh | 220 | Sub_sector | Industry | Refineries | Industry (refineries, non-energetic) | Non-energetic | industry_refinery_demand_ammonia_non_energetic | Ammonia | EU | Energy demand | 0 | not_included_in_FEC
FR | TYNDP2026 | HEV | 2035 | TWh | 222 | Sub_sector | Industry | Steel | Industry (steel) | Energetic | industry_steel_demand_electricity_energetic | Electricity | EU | Energy demand | 19.3938 | FEC
FR | TYNDP2026 | HEV | 2035 | TWh | 223 | Sub_sector | Industry | Steel | Industry (steel) | Energetic | industry_steel_demand_hydrogen_energetic | Hydrogen | EU | Energy demand | 5.4243 | FEC
FR | TYNDP2026 | HEV | 2035 | TWh | 224 | Sub_sector | Industry | Steel | Industry (steel) | Energetic | industry_steel_demand_methane_energetic | Methane | EU | Energy demand | 13.8123 | FEC
FR | TYNDP2026 | HEV | 2035 | TWh | 225 | Sub_sector | Industry | Steel | Industry (steel) | Energetic | industry_steel_demand_heat_energetic | Heat | EU | Energy demand | 0.03936 | FEC
FR | TYNDP2026 | HEV | 2035 | TWh | 226 | Sub_sector | Industry | Steel | Industry (steel) | Energetic | industry_steel_demand_biomass_energetic | Biomass | EU | Energy demand | 0.0012009 | FEC
FR | TYNDP2026 | HEV | 2035 | TWh | 227 | Sub_sector | Industry | Steel | Industry (steel) | Energetic | industry_steel_demand_coal_energetic | Solids | EU | Energy demand | 5.1621 | FEC
FR | TYNDP2026 | HEV | 2035 | TWh | 228 | Sub_sector | Industry | Steel | Industry (steel) | Energetic | industry_steel_demand_oil_energetic | Liquids | EU | Energy demand | 0.089181 | FEC
FR | TYNDP2026 | HEV | 2035 | TWh | 229 | Sub_sector | Industry | Steel | Industry (steel) | Energetic | industry_steel_demand_others_energetic | Others | EU | Energy demand | 0 | FEC
FR | TYNDP2026 | HEV | 2035 | TWh | 230 | Sub_sector | Industry | Steel | Industry (steel) | Energetic | industry_steel_demand_ammonia_energetic | Ammonia | EU | Energy demand | 0 | FEC
FR | TYNDP2026 | HEV | 2035 | TWh | 232 | Sub_sector | Transport | Cars | Transport (cars) | Energetic | transport_cars_final_demand_electricity | Electricity | EU | Energy demand | 55.6002 | FEC
FR | TYNDP2026 | HEV | 2035 | TWh | 233 | Sub_sector | Transport | Cars | Transport (cars) | Energetic | transport_cars_final_demand_hydrogen | Hydrogen | EU | Energy demand | 0 | FEC
FR | TYNDP2026 | HEV | 2035 | TWh | 234 | Sub_sector | Transport | Cars | Transport (cars) | Energetic | transport_cars_final_demand_methane | Methane | EU | Energy demand | 0 | FEC
FR | TYNDP2026 | HEV | 2035 | TWh | 235 | Sub_sector | Transport | Cars | Transport (cars) | Energetic | transport_cars_final_demand_heat | Heat | EU | Energy demand | 0 | FEC
FR | TYNDP2026 | HEV | 2035 | TWh | 236 | Sub_sector | Transport | Cars | Transport (cars) | Energetic | transport_cars_final_demand_biomass | Biomass | EU | Energy demand | 0 | FEC
FR | TYNDP2026 | HEV | 2035 | TWh | 237 | Sub_sector | Transport | Cars | Transport (cars) | Energetic | transport_cars_final_demand_coal | Solids | EU | Energy demand | 0 | FEC
FR | TYNDP2026 | HEV | 2035 | TWh | 238 | Sub_sector | Transport | Cars | Transport (cars) | Energetic | transport_cars_final_demand_oil | Liquids | EU | Energy demand | 133.11 | FEC
FR | TYNDP2026 | HEV | 2035 | TWh | 239 | Sub_sector | Transport | Cars | Transport (cars) | Energetic | transport_cars_final_demand_other | Others | EU | Energy demand | 0 | FEC
FR | TYNDP2026 | HEV | 2035 | TWh | 240 | Sub_sector | Transport | Cars | Transport (cars) | Energetic | transport_cars_final_demand_ammonia | Ammonia | EU | Energy demand | 0 | FEC
FR | TYNDP2026 | HEV | 2035 | TWh | 242 | Sub_sector | Transport | Busses | Transport (busses) | Energetic | transport_busses_final_demand_electricity | Electricity | EU | Energy demand | 1.7992 | FEC
FR | TYNDP2026 | HEV | 2035 | TWh | 243 | Sub_sector | Transport | Busses | Transport (busses) | Energetic | transport_busses_final_demand_hydrogen | Hydrogen | EU | Energy demand | 0.13584 | FEC
FR | TYNDP2026 | HEV | 2035 | TWh | 244 | Sub_sector | Transport | Busses | Transport (busses) | Energetic | transport_busses_final_demand_methane | Methane | EU | Energy demand | 3.3108 | FEC
FR | TYNDP2026 | HEV | 2035 | TWh | 245 | Sub_sector | Transport | Busses | Transport (busses) | Energetic | transport_busses_final_demand_heat | Heat | EU | Energy demand | 0 | FEC
FR | TYNDP2026 | HEV | 2035 | TWh | 246 | Sub_sector | Transport | Busses | Transport (busses) | Energetic | transport_busses_final_demand_biomass | Biomass | EU | Energy demand | 0 | FEC
FR | TYNDP2026 | HEV | 2035 | TWh | 247 | Sub_sector | Transport | Busses | Transport (busses) | Energetic | transport_busses_final_demand_coal | Solids | EU | Energy demand | 0 | FEC
FR | TYNDP2026 | HEV | 2035 | TWh | 248 | Sub_sector | Transport | Busses | Transport (busses) | Energetic | transport_busses_final_demand_oil | Liquids | EU | Energy demand | 8.579 | FEC
FR | TYNDP2026 | HEV | 2035 | TWh | 249 | Sub_sector | Transport | Busses | Transport (busses) | Energetic | transport_busses_final_demand_other | Others | EU | Energy demand | 0 | FEC
FR | TYNDP2026 | HEV | 2035 | TWh | 250 | Sub_sector | Transport | Busses | Transport (busses) | Energetic | transport_busses_final_demand_ammonia | Ammonia | EU | Energy demand | 0 | FEC
FR | TYNDP2026 | HEV | 2035 | TWh | 252 | Sub_sector | Transport | Trucks | Transport (trucks) | Energetic | transport_trucks_final_demand_electricity | Electricity | EU | Energy demand | 15.9351 | FEC
FR | TYNDP2026 | HEV | 2035 | TWh | 253 | Sub_sector | Transport | Trucks | Transport (trucks) | Energetic | transport_trucks_final_demand_hydrogen | Hydrogen | EU | Energy demand | 1.5917 | FEC
FR | TYNDP2026 | HEV | 2035 | TWh | 254 | Sub_sector | Transport | Trucks | Transport (trucks) | Energetic | transport_trucks_final_demand_methane | Methane | EU | Energy demand | 3.5983 | FEC
FR | TYNDP2026 | HEV | 2035 | TWh | 255 | Sub_sector | Transport | Trucks | Transport (trucks) | Energetic | transport_trucks_final_demand_heat | Heat | EU | Energy demand | 0 | FEC
FR | TYNDP2026 | HEV | 2035 | TWh | 256 | Sub_sector | Transport | Trucks | Transport (trucks) | Energetic | transport_trucks_final_demand_biomass | Biomass | EU | Energy demand | 0 | FEC
FR | TYNDP2026 | HEV | 2035 | TWh | 257 | Sub_sector | Transport | Trucks | Transport (trucks) | Energetic | transport_trucks_final_demand_coal | Solids | EU | Energy demand | 0 | FEC
FR | TYNDP2026 | HEV | 2035 | TWh | 258 | Sub_sector | Transport | Trucks | Transport (trucks) | Energetic | transport_trucks_final_demand_oil | Liquids | EU | Energy demand | 47.4268 | FEC
FR | TYNDP2026 | HEV | 2035 | TWh | 259 | Sub_sector | Transport | Trucks | Transport (trucks) | Energetic | transport_trucks_final_demand_other | Others | EU | Energy demand | 0 | FEC
FR | TYNDP2026 | HEV | 2035 | TWh | 260 | Sub_sector | Transport | Trucks | Transport (trucks) | Energetic | transport_trucks_final_demand_ammonia | Ammonia | EU | Energy demand | 0 | FEC
FR | TYNDP2026 | HEV | 2035 | TWh | 262 | Sub_sector | Transport | Vans | Transport (vans) | Energetic | transport_vans_final_demand_electricity | Electricity | EU | Energy demand | 8.5058 | FEC
FR | TYNDP2026 | HEV | 2035 | TWh | 263 | Sub_sector | Transport | Vans | Transport (vans) | Energetic | transport_vans_final_demand_hydrogen | Hydrogen | EU | Energy demand | 0.28736 | FEC
FR | TYNDP2026 | HEV | 2035 | TWh | 264 | Sub_sector | Transport | Vans | Transport (vans) | Energetic | transport_vans_final_demand_methane | Methane | EU | Energy demand | 0 | FEC
FR | TYNDP2026 | HEV | 2035 | TWh | 265 | Sub_sector | Transport | Vans | Transport (vans) | Energetic | transport_vans_final_demand_heat | Heat | EU | Energy demand | 0 | FEC
FR | TYNDP2026 | HEV | 2035 | TWh | 266 | Sub_sector | Transport | Vans | Transport (vans) | Energetic | transport_vans_final_demand_biomass | Biomass | EU | Energy demand | 0 | FEC
FR | TYNDP2026 | HEV | 2035 | TWh | 267 | Sub_sector | Transport | Vans | Transport (vans) | Energetic | transport_vans_final_demand_coal | Solids | EU | Energy demand | 0 | FEC
FR | TYNDP2026 | HEV | 2035 | TWh | 268 | Sub_sector | Transport | Vans | Transport (vans) | Energetic | transport_vans_final_demand_oil | Liquids | EU | Energy demand | 39.4691 | FEC
FR | TYNDP2026 | HEV | 2035 | TWh | 269 | Sub_sector | Transport | Vans | Transport (vans) | Energetic | transport_vans_final_demand_other | Others | EU | Energy demand | 0 | FEC
FR | TYNDP2026 | HEV | 2035 | TWh | 270 | Sub_sector | Transport | Vans | Transport (vans) | Energetic | transport_vans_final_demand_ammonia | Ammonia | EU | Energy demand | 0 | FEC
FR | TYNDP2026 | HEV | 2035 | TWh | 272 | Sub_sector | Transport | Freight trains | Transport (trains) | Energetic | transport_trains_final_demand_electricity | Electricity | EU | Energy demand | 14.6916 | FEC
FR | TYNDP2026 | HEV | 2035 | TWh | 273 | Sub_sector | Transport | Freight trains | Transport (trains) | Energetic | transport_trains_final_demand_hydrogen | Hydrogen | EU | Energy demand | 0.62903 | FEC
FR | TYNDP2026 | HEV | 2035 | TWh | 274 | Sub_sector | Transport | Freight trains | Transport (trains) | Energetic | transport_trains_final_demand_methane | Methane | EU | Energy demand | 0 | FEC
FR | TYNDP2026 | HEV | 2035 | TWh | 275 | Sub_sector | Transport | Freight trains | Transport (trains) | Energetic | transport_trains_final_demand_heat | Heat | EU | Energy demand | 0 | FEC
FR | TYNDP2026 | HEV | 2035 | TWh | 276 | Sub_sector | Transport | Freight trains | Transport (trains) | Energetic | transport_trains_final_demand_biomass | Biomass | EU | Energy demand | 0 | FEC
FR | TYNDP2026 | HEV | 2035 | TWh | 277 | Sub_sector | Transport | Freight trains | Transport (trains) | Energetic | transport_trains_final_demand_coal | Solids | EU | Energy demand | 0 | FEC
FR | TYNDP2026 | HEV | 2035 | TWh | 278 | Sub_sector | Transport | Freight trains | Transport (trains) | Energetic | transport_trains_final_demand_oil | Liquids | EU | Energy demand | 1.0101 | FEC
FR | TYNDP2026 | HEV | 2035 | TWh | 279 | Sub_sector | Transport | Freight trains | Transport (trains) | Energetic | transport_trains_final_demand_other | Others | EU | Energy demand | 0 | FEC
FR | TYNDP2026 | HEV | 2035 | TWh | 280 | Sub_sector | Transport | Freight trains | Transport (trains) | Energetic | transport_trains_final_demand_ammonia | Ammonia | EU | Energy demand | 0 | FEC
FR | TYNDP2026 | HEV | 2035 | TWh | 282 | Sub_sector | Transport | Ships | Transport (ships) | Energetic | transport_ships_final_demand_electricity | Electricity | EU | Energy demand | 0 | FEC
FR | TYNDP2026 | HEV | 2035 | TWh | 283 | Sub_sector | Transport | Ships | Transport (ships) | Energetic | transport_ships_final_demand_hydrogen | Hydrogen | EU | Energy demand | 0 | FEC
FR | TYNDP2026 | HEV | 2035 | TWh | 284 | Sub_sector | Transport | Ships | Transport (ships) | Energetic | transport_ships_final_demand_methane | Methane | EU | Energy demand | 0.19347 | FEC
FR | TYNDP2026 | HEV | 2035 | TWh | 285 | Sub_sector | Transport | Ships | Transport (ships) | Energetic | transport_ships_final_demand_heat | Heat | EU | Energy demand | 0 | FEC
FR | TYNDP2026 | HEV | 2035 | TWh | 286 | Sub_sector | Transport | Ships | Transport (ships) | Energetic | transport_ships_final_demand_biomass | Biomass | EU | Energy demand | 0 | FEC
FR | TYNDP2026 | HEV | 2035 | TWh | 287 | Sub_sector | Transport | Ships | Transport (ships) | Energetic | transport_ships_final_demand_coal | Solids | EU | Energy demand | 0 | FEC
FR | TYNDP2026 | HEV | 2035 | TWh | 288 | Sub_sector | Transport | Ships | Transport (ships) | Energetic | transport_ships_final_demand_oil | Liquids | EU | Energy demand | 0.39742 | FEC
FR | TYNDP2026 | HEV | 2035 | TWh | 289 | Sub_sector | Transport | Ships | Transport (ships) | Energetic | transport_ships_final_demand_other | Others | EU | Energy demand | 0 | FEC
FR | TYNDP2026 | HEV | 2035 | TWh | 290 | Sub_sector | Transport | Ships | Transport (ships) | Energetic | transport_ships_final_demand_ammonia | Ammonia | EU | Energy demand | 0.0011041 | FEC
FR | TYNDP2026 | HEV | 2035 | TWh | 292 | Sub_sector | Transport | Planes | Transport (planes) | Energetic | transport_planes_final_demand_electricity | Electricity | EU | Energy demand | 0 | FEC
FR | TYNDP2026 | HEV | 2035 | TWh | 293 | Sub_sector | Transport | Planes | Transport (planes) | Energetic | transport_planes_final_demand_hydrogen | Hydrogen | EU | Energy demand | 0.041254 | FEC
FR | TYNDP2026 | HEV | 2035 | TWh | 294 | Sub_sector | Transport | Planes | Transport (planes) | Energetic | transport_planes_final_demand_methane | Methane | EU | Energy demand | 0 | FEC
FR | TYNDP2026 | HEV | 2035 | TWh | 295 | Sub_sector | Transport | Planes | Transport (planes) | Energetic | transport_planes_final_demand_heat | Heat | EU | Energy demand | 0 | FEC
FR | TYNDP2026 | HEV | 2035 | TWh | 296 | Sub_sector | Transport | Planes | Transport (planes) | Energetic | transport_planes_final_demand_biomass | Biomass | EU | Energy demand | 0 | FEC
FR | TYNDP2026 | HEV | 2035 | TWh | 297 | Sub_sector | Transport | Planes | Transport (planes) | Energetic | transport_planes_final_demand_coal | Solids | EU | Energy demand | 0 | FEC
FR | TYNDP2026 | HEV | 2035 | TWh | 298 | Sub_sector | Transport | Planes | Transport (planes) | Energetic | transport_planes_final_demand_oil | Liquids | EU | Energy demand | 14.9216 | FEC
FR | TYNDP2026 | HEV | 2035 | TWh | 299 | Sub_sector | Transport | Planes | Transport (planes) | Energetic | transport_planes_final_demand_other | Others | EU | Energy demand | 0 | FEC
FR | TYNDP2026 | HEV | 2035 | TWh | 300 | Sub_sector | Transport | Planes | Transport (planes) | Energetic | transport_planes_final_demand_ammonia | Ammonia | EU | Energy demand | 0 | FEC
FR | TYNDP2026 | HEV | 2035 | TWh | 302 | Sub_sector | Transport | Others | Transport (others) | Energetic | transport_other_final_demand_electricity | Electricity | EU | Energy demand | 0.26123 | FEC
FR | TYNDP2026 | HEV | 2035 | TWh | 303 | Sub_sector | Transport | Others | Transport (others) | Energetic | transport_other_final_demand_hydrogen | Hydrogen | EU | Energy demand | 0 | FEC
FR | TYNDP2026 | HEV | 2035 | TWh | 304 | Sub_sector | Transport | Others | Transport (others) | Energetic | transport_other_final_demand_methane | Methane | EU | Energy demand | 0 | FEC
FR | TYNDP2026 | HEV | 2035 | TWh | 305 | Sub_sector | Transport | Others | Transport (others) | Energetic | transport_other_final_demand_heat | Heat | EU | Energy demand | 0 | FEC
FR | TYNDP2026 | HEV | 2035 | TWh | 306 | Sub_sector | Transport | Others | Transport (others) | Energetic | transport_other_final_demand_biomass | Biomass | EU | Energy demand | 0 | FEC
FR | TYNDP2026 | HEV | 2035 | TWh | 307 | Sub_sector | Transport | Others | Transport (others) | Energetic | transport_other_final_demand_coal | Solids | EU | Energy demand | 0 | FEC
FR | TYNDP2026 | HEV | 2035 | TWh | 308 | Sub_sector | Transport | Others | Transport (others) | Energetic | transport_other_final_demand_oil | Liquids | EU | Energy demand | 1.8215 | FEC
FR | TYNDP2026 | HEV | 2035 | TWh | 309 | Sub_sector | Transport | Others | Transport (others) | Energetic | transport_other_final_demand_other | Others | EU | Energy demand | 0 | FEC
FR | TYNDP2026 | HEV | 2035 | TWh | 310 | Sub_sector | Transport | Others | Transport (others) | Energetic | transport_other_final_demand_ammonia | Ammonia | EU | Energy demand | 0 | FEC
FR | TYNDP2026 | HEV | 2035 | TWh | 312 | Sub_sector | International transport | International aviation | Transport (int. aviation) | Energetic | transport_int_aviation_final_demand_electricity | Electricity | EU | Energy demand | 0 | FEC
FR | TYNDP2026 | HEV | 2035 | TWh | 313 | Sub_sector | International transport | International aviation | Transport (int. aviation) | Energetic | transport_int_aviation_final_demand_hydrogen | Hydrogen | EU | Energy demand | 0 | FEC
FR | TYNDP2026 | HEV | 2035 | TWh | 314 | Sub_sector | International transport | International aviation | Transport (int. aviation) | Energetic | transport_int_aviation_final_demand_methane | Methane | EU | Energy demand | 0 | FEC
FR | TYNDP2026 | HEV | 2035 | TWh | 315 | Sub_sector | International transport | International aviation | Transport (int. aviation) | Energetic | transport_int_aviation_final_demand_heat | Heat | EU | Energy demand | 0 | FEC
FR | TYNDP2026 | HEV | 2035 | TWh | 316 | Sub_sector | International transport | International aviation | Transport (int. aviation) | Energetic | transport_int_aviation_final_demand_biofuels | Biomass | EU | Energy demand | 0 | FEC
FR | TYNDP2026 | HEV | 2035 | TWh | 317 | Sub_sector | International transport | International aviation | Transport (int. aviation) | Energetic | transport_int_aviation_final_demand_coal | Solids | EU | Energy demand | 0 | FEC
FR | TYNDP2026 | HEV | 2035 | TWh | 318 | Sub_sector | International transport | International aviation | Transport (int. aviation) | Energetic | transport_int_aviation_final_demand_oil | Liquids | EU | Energy demand | 78.9705 | FEC
FR | TYNDP2026 | HEV | 2035 | TWh | 319 | Sub_sector | International transport | International aviation | Transport (int. aviation) | Energetic | transport_int_aviation_final_demand_other | Others | EU | Energy demand | 0 | FEC
FR | TYNDP2026 | HEV | 2035 | TWh | 320 | Sub_sector | International transport | International aviation | Transport (int. aviation) | Energetic | transport_int_aviation_final_demand_ammonia | Ammonia | EU | Energy demand | 0 | FEC
FR | TYNDP2026 | HEV | 2035 | TWh | 322 | Sub_sector | International transport | International shipping | Transport (int. shipping) | Energetic | transport_int_shipping_final_demand_electricity | Electricity | EU | Energy demand | 0 | not_included_in_FEC
FR | TYNDP2026 | HEV | 2035 | TWh | 323 | Sub_sector | International transport | International shipping | Transport (int. shipping) | Energetic | transport_int_shipping_final_demand_hydrogen | Hydrogen | EU | Energy demand | 0 | not_included_in_FEC
FR | TYNDP2026 | HEV | 2035 | TWh | 324 | Sub_sector | International transport | International shipping | Transport (int. shipping) | Energetic | transport_int_shipping_final_demand_methane | Methane | EU | Energy demand | 7.0989 | not_included_in_FEC
FR | TYNDP2026 | HEV | 2035 | TWh | 325 | Sub_sector | International transport | International shipping | Transport (int. shipping) | Energetic | transport_int_shipping_final_demand_heat | Heat | EU | Energy demand | 0 | not_included_in_FEC
FR | TYNDP2026 | HEV | 2035 | TWh | 326 | Sub_sector | International transport | International shipping | Transport (int. shipping) | Energetic | transport_int_shipping_final_demand_biofuels | Biomass | EU | Energy demand | 0 | not_included_in_FEC
FR | TYNDP2026 | HEV | 2035 | TWh | 327 | Sub_sector | International transport | International shipping | Transport (int. shipping) | Energetic | transport_int_shipping_final_demand_coal | Solids | EU | Energy demand | 0 | not_included_in_FEC
FR | TYNDP2026 | HEV | 2035 | TWh | 328 | Sub_sector | International transport | International shipping | Transport (int. shipping) | Energetic | transport_int_shipping_final_demand_oil | Liquids | EU | Energy demand | 14.5827 | not_included_in_FEC
FR | TYNDP2026 | HEV | 2035 | TWh | 329 | Sub_sector | International transport | International shipping | Transport (int. shipping) | Energetic | transport_int_shipping_final_demand_other | Others | EU | Energy demand | 0 | not_included_in_FEC
FR | TYNDP2026 | HEV | 2035 | TWh | 330 | Sub_sector | International transport | International shipping | Transport (int. shipping) | Energetic | transport_int_shipping_final_demand_ammonia | Ammonia | EU | Energy demand | 0.047651 | not_included_in_FEC
FR | TYNDP2026 | HEV | 2035 | TWh | 332 | Sub_sector | Households | Space heating | Households (heating) | Energetic | households_heating_final_demand_electricity | Electricity | EU | Energy demand | 52.3079 | FEC
FR | TYNDP2026 | HEV | 2035 | TWh | 333 | Sub_sector | Households | Space heating | Households (heating) | Energetic | households_heating_final_demand_hydrogen | Hydrogen | EU | Energy demand | 0 | FEC
FR | TYNDP2026 | HEV | 2035 | TWh | 334 | Sub_sector | Households | Space heating | Households (heating) | Energetic | households_heating_final_demand_methane | Methane | EU | Energy demand | 52.4537 | FEC
FR | TYNDP2026 | HEV | 2035 | TWh | 335 | Sub_sector | Households | Space heating | Households (heating) | Energetic | households_heating_final_demand_heat | Heat | EU | Energy demand | 22.0619 | FEC
FR | TYNDP2026 | HEV | 2035 | TWh | 336 | Sub_sector | Households | Space heating | Households (heating) | Energetic | households_heating_final_demand_biomass | Biomass | EU | Energy demand | 32.4458 | FEC
FR | TYNDP2026 | HEV | 2035 | TWh | 337 | Sub_sector | Households | Space heating | Households (heating) | Energetic | households_heating_final_demand_coal | Solids | EU | Energy demand | 0 | FEC
FR | TYNDP2026 | HEV | 2035 | TWh | 338 | Sub_sector | Households | Space heating | Households (heating) | Energetic | households_heating_final_demand_oil | Liquids | EU | Energy demand | 1.7695 | FEC
FR | TYNDP2026 | HEV | 2035 | TWh | 339 | Sub_sector | Households | Space heating | Households (heating) | Energetic | households_heating_final_demand_other | Others | EU | Energy demand | 0 | FEC
FR | TYNDP2026 | HEV | 2035 | TWh | 340 | Sub_sector | Households | Space heating | Households (heating) | Energetic | households_heating_final_demand_ammonia | Ammonia | EU | Energy demand | 0 | FEC
FR | TYNDP2026 | HEV | 2035 | TWh | 343 | Sub_sector | Households | Cooling | Households (cooling) | Energetic | households_cooling_final_demand_electricity | Electricity | EU | Energy demand | 4.0907 | FEC
FR | TYNDP2026 | HEV | 2035 | TWh | 344 | Sub_sector | Households | Cooling | Households (cooling) | Energetic | households_cooling_final_demand_hydrogen | Hydrogen | EU | Energy demand | 0 | FEC
FR | TYNDP2026 | HEV | 2035 | TWh | 345 | Sub_sector | Households | Cooling | Households (cooling) | Energetic | households_cooling_final_demand_methane | Methane | EU | Energy demand | 0 | FEC
FR | TYNDP2026 | HEV | 2035 | TWh | 346 | Sub_sector | Households | Cooling | Households (cooling) | Energetic | households_cooling_final_demand_heat | Heat | EU | Energy demand | 0 | FEC
FR | TYNDP2026 | HEV | 2035 | TWh | 347 | Sub_sector | Households | Cooling | Households (cooling) | Energetic | households_cooling_final_demand_biomass | Biomass | EU | Energy demand | 0 | FEC
FR | TYNDP2026 | HEV | 2035 | TWh | 348 | Sub_sector | Households | Cooling | Households (cooling) | Energetic | households_cooling_final_demand_coal | Solids | EU | Energy demand | 0 | FEC
FR | TYNDP2026 | HEV | 2035 | TWh | 349 | Sub_sector | Households | Cooling | Households (cooling) | Energetic | households_cooling_final_demand_oil | Liquids | EU | Energy demand | 0 | FEC
FR | TYNDP2026 | HEV | 2035 | TWh | 350 | Sub_sector | Households | Cooling | Households (cooling) | Energetic | households_cooling_final_demand_other | Others | EU | Energy demand | 0 | FEC
FR | TYNDP2026 | HEV | 2035 | TWh | 351 | Sub_sector | Households | Cooling | Households (cooling) | Energetic | households_cooling_final_demand_ammonia | Ammonia | EU | Energy demand | 0 | FEC
FR | TYNDP2026 | HEV | 2035 | TWh | 354 | Sub_sector | Households | Hot water | Households (hot water) | Energetic | households_hot_water_final_demand_electricity | Electricity | EU | Energy demand | 10.7211 | FEC
FR | TYNDP2026 | HEV | 2035 | TWh | 355 | Sub_sector | Households | Hot water | Households (hot water) | Energetic | households_hot_water_final_demand_hydrogen | Hydrogen | EU | Energy demand | 0 | FEC
FR | TYNDP2026 | HEV | 2035 | TWh | 356 | Sub_sector | Households | Hot water | Households (hot water) | Energetic | households_hot_water_final_demand_methane | Methane | EU | Energy demand | 16.4399 | FEC
FR | TYNDP2026 | HEV | 2035 | TWh | 357 | Sub_sector | Households | Hot water | Households (hot water) | Energetic | households_hot_water_final_demand_heat | Heat | EU | Energy demand | 6.6761 | FEC
FR | TYNDP2026 | HEV | 2035 | TWh | 358 | Sub_sector | Households | Hot water | Households (hot water) | Energetic | households_hot_water_final_demand_biomass | Biomass | EU | Energy demand | 9.3066 | FEC
FR | TYNDP2026 | HEV | 2035 | TWh | 359 | Sub_sector | Households | Hot water | Households (hot water) | Energetic | households_hot_water_final_demand_coal | Solids | EU | Energy demand | 0 | FEC
FR | TYNDP2026 | HEV | 2035 | TWh | 360 | Sub_sector | Households | Hot water | Households (hot water) | Energetic | households_hot_water_final_demand_oil | Liquids | EU | Energy demand | 0.32598 | FEC
FR | TYNDP2026 | HEV | 2035 | TWh | 361 | Sub_sector | Households | Hot water | Households (hot water) | Energetic | households_hot_water_final_demand_other | Others | EU | Energy demand | 1.2196 | FEC
FR | TYNDP2026 | HEV | 2035 | TWh | 362 | Sub_sector | Households | Hot water | Households (hot water) | Energetic | households_hot_water_final_demand_ammonia | Ammonia | EU | Energy demand | 0 | FEC
FR | TYNDP2026 | HEV | 2035 | TWh | 365 | Sub_sector | Households | Appliances | Households (appliances) | Energetic | households_appliances_final_demand_electricity | Electricity | EU | Energy demand | 71.4004 | FEC
FR | TYNDP2026 | HEV | 2035 | TWh | 366 | Sub_sector | Households | Appliances | Households (appliances) | Energetic | households_appliances_final_demand_hydrogen | Hydrogen | EU | Energy demand | 0 | FEC
FR | TYNDP2026 | HEV | 2035 | TWh | 367 | Sub_sector | Households | Appliances | Households (appliances) | Energetic | households_appliances_final_demand_methane | Methane | EU | Energy demand | 3.1171 | FEC
FR | TYNDP2026 | HEV | 2035 | TWh | 368 | Sub_sector | Households | Appliances | Households (appliances) | Energetic | households_appliances_final_demand_heat | Heat | EU | Energy demand | 0 | FEC
FR | TYNDP2026 | HEV | 2035 | TWh | 369 | Sub_sector | Households | Appliances | Households (appliances) | Energetic | households_appliances_final_demand_biomass | Biomass | EU | Energy demand | 0 | FEC
FR | TYNDP2026 | HEV | 2035 | TWh | 370 | Sub_sector | Households | Appliances | Households (appliances) | Energetic | households_appliances_final_demand_coal | Solids | EU | Energy demand | 0 | FEC
FR | TYNDP2026 | HEV | 2035 | TWh | 371 | Sub_sector | Households | Appliances | Households (appliances) | Energetic | households_appliances_final_demand_oil | Liquids | EU | Energy demand | 0 | FEC
FR | TYNDP2026 | HEV | 2035 | TWh | 372 | Sub_sector | Households | Appliances | Households (appliances) | Energetic | households_appliances_final_demand_other | Others | EU | Energy demand | 0 | FEC
FR | TYNDP2026 | HEV | 2035 | TWh | 373 | Sub_sector | Households | Appliances | Households (appliances) | Energetic | households_appliances_final_demand_ammonia | Ammonia | EU | Energy demand | 0 | FEC
FR | TYNDP2026 | HEV | 2035 | TWh | 375 | Sub_sector | Buildings | Space heating | Buildings (heat) | Energetic | buildings_heat_final_demand_electricity | Electricity | EU | Energy demand | 21.3422 | FEC
FR | TYNDP2026 | HEV | 2035 | TWh | 376 | Sub_sector | Buildings | Space heating | Buildings (heat) | Energetic | buildings_heat_final_demand_hydrogen | Hydrogen | EU | Energy demand | 0 | FEC
FR | TYNDP2026 | HEV | 2035 | TWh | 377 | Sub_sector | Buildings | Space heating | Buildings (heat) | Energetic | buildings_heat_final_demand_methane | Methane | EU | Energy demand | 26.9072 | FEC
FR | TYNDP2026 | HEV | 2035 | TWh | 378 | Sub_sector | Buildings | Space heating | Buildings (heat) | Energetic | buildings_heat_final_demand_heat | Heat | EU | Energy demand | 15.096 | FEC
FR | TYNDP2026 | HEV | 2035 | TWh | 379 | Sub_sector | Buildings | Space heating | Buildings (heat) | Energetic | buildings_heat_final_demand_biomass | Biomass | EU | Energy demand | 1.9295 | FEC
FR | TYNDP2026 | HEV | 2035 | TWh | 380 | Sub_sector | Buildings | Space heating | Buildings (heat) | Energetic | buildings_heat_final_demand_coal | Solids | EU | Energy demand | 0 | FEC
FR | TYNDP2026 | HEV | 2035 | TWh | 381 | Sub_sector | Buildings | Space heating | Buildings (heat) | Energetic | buildings_heat_final_demand_oil | Liquids | EU | Energy demand | 1.2606 | FEC
FR | TYNDP2026 | HEV | 2035 | TWh | 382 | Sub_sector | Buildings | Space heating | Buildings (heat) | Energetic | buildings_heat_final_demand_other | Others | EU | Energy demand | 0 | FEC
FR | TYNDP2026 | HEV | 2035 | TWh | 383 | Sub_sector | Buildings | Space heating | Buildings (heat) | Energetic | buildings_heat_final_demand_ammonia | Ammonia | EU | Energy demand | 0 | FEC
FR | TYNDP2026 | HEV | 2035 | TWh | 386 | Sub_sector | Buildings | Cooling | Buildings (cooling) | Energetic | buildings_cooling_final_demand_electricity | Electricity | EU | Energy demand | 15.1433 | FEC
FR | TYNDP2026 | HEV | 2035 | TWh | 387 | Sub_sector | Buildings | Cooling | Buildings (cooling) | Energetic | buildings_cooling_final_demand_hydrogen | Hydrogen | EU | Energy demand | 0 | FEC
FR | TYNDP2026 | HEV | 2035 | TWh | 388 | Sub_sector | Buildings | Cooling | Buildings (cooling) | Energetic | buildings_cooling_final_demand_methane | Methane | EU | Energy demand | 0 | FEC
FR | TYNDP2026 | HEV | 2035 | TWh | 389 | Sub_sector | Buildings | Cooling | Buildings (cooling) | Energetic | buildings_cooling_final_demand_heat | Heat | EU | Energy demand | 0 | FEC
FR | TYNDP2026 | HEV | 2035 | TWh | 390 | Sub_sector | Buildings | Cooling | Buildings (cooling) | Energetic | buildings_cooling_final_demand_biomass | Biomass | EU | Energy demand | 0 | FEC
FR | TYNDP2026 | HEV | 2035 | TWh | 391 | Sub_sector | Buildings | Cooling | Buildings (cooling) | Energetic | buildings_cooling_final_demand_coal | Solids | EU | Energy demand | 0 | FEC
FR | TYNDP2026 | HEV | 2035 | TWh | 392 | Sub_sector | Buildings | Cooling | Buildings (cooling) | Energetic | buildings_cooling_final_demand_oil | Liquids | EU | Energy demand | 0 | FEC
FR | TYNDP2026 | HEV | 2035 | TWh | 393 | Sub_sector | Buildings | Cooling | Buildings (cooling) | Energetic | buildings_cooling_final_demand_other | Others | EU | Energy demand | 0 | FEC
FR | TYNDP2026 | HEV | 2035 | TWh | 394 | Sub_sector | Buildings | Cooling | Buildings (cooling) | Energetic | buildings_cooling_final_demand_ammonia | Ammonia | EU | Energy demand | 0 | FEC
FR | TYNDP2026 | HEV | 2035 | TWh | 397 | Sub_sector | Buildings | Appliances | Buildings (appliances) | Energetic | buildings_appliances_final_demand_electricity | Electricity | EU | Energy demand | 53.6963 | FEC
FR | TYNDP2026 | HEV | 2035 | TWh | 398 | Sub_sector | Buildings | Appliances | Buildings (appliances) | Energetic | buildings_appliances_final_demand_hydrogen | Hydrogen | EU | Energy demand | 0 | FEC
FR | TYNDP2026 | HEV | 2035 | TWh | 399 | Sub_sector | Buildings | Appliances | Buildings (appliances) | Energetic | buildings_appliances_final_demand_methane | Methane | EU | Energy demand | 11.4123 | FEC
FR | TYNDP2026 | HEV | 2035 | TWh | 400 | Sub_sector | Buildings | Appliances | Buildings (appliances) | Energetic | buildings_appliances_final_demand_heat | Heat | EU | Energy demand | 0 | FEC
FR | TYNDP2026 | HEV | 2035 | TWh | 401 | Sub_sector | Buildings | Appliances | Buildings (appliances) | Energetic | buildings_appliances_final_demand_biomass | Biomass | EU | Energy demand | 0 | FEC
FR | TYNDP2026 | HEV | 2035 | TWh | 402 | Sub_sector | Buildings | Appliances | Buildings (appliances) | Energetic | buildings_appliances_final_demand_coal | Solids | EU | Energy demand | 0 | FEC
FR | TYNDP2026 | HEV | 2035 | TWh | 403 | Sub_sector | Buildings | Appliances | Buildings (appliances) | Energetic | buildings_appliances_final_demand_oil | Liquids | EU | Energy demand | 0 | FEC
FR | TYNDP2026 | HEV | 2035 | TWh | 404 | Sub_sector | Buildings | Appliances | Buildings (appliances) | Energetic | buildings_appliances_final_demand_other | Others | EU | Energy demand | 0 | FEC
FR | TYNDP2026 | HEV | 2035 | TWh | 405 | Sub_sector | Buildings | Appliances | Buildings (appliances) | Energetic | buildings_appliances_final_demand_ammonia | Ammonia | EU | Energy demand | 0 | FEC
FR | TYNDP2026 | HEV | 2035 | TWh | 407 | Sub_sector | Buildings | Datacenters | Datacenters & ICT | Energetic | datacentres_final_demand_electricity_energetic | Electricity | EU | Energy demand | 31.175 | FEC
FR | TYNDP2026 | HEV | 2035 | TWh | 408 | Sub_sector | Buildings | Datacenters | Datacenters & ICT | Energetic | datacentres_final_demand_hydrogen_energetic | Hydrogen | EU | Energy demand | 0 | FEC
FR | TYNDP2026 | HEV | 2035 | TWh | 409 | Sub_sector | Buildings | Datacenters | Datacenters & ICT | Energetic | datacentres_final_demand_methane_energetic | Methane | EU | Energy demand | 0 | FEC
FR | TYNDP2026 | HEV | 2035 | TWh | 410 | Sub_sector | Buildings | Datacenters | Datacenters & ICT | Energetic | datacentres_final_demand_heat_energetic | Heat | EU | Energy demand | 0 | FEC
FR | TYNDP2026 | HEV | 2035 | TWh | 411 | Sub_sector | Buildings | Datacenters | Datacenters & ICT | Energetic | datacentres_final_demand_biomass_energetic | Biomass | EU | Energy demand | 0 | FEC
FR | TYNDP2026 | HEV | 2035 | TWh | 412 | Sub_sector | Buildings | Datacenters | Datacenters & ICT | Energetic | datacentres_final_demand_coal_energetic | Solids | EU | Energy demand | 0 | FEC
FR | TYNDP2026 | HEV | 2035 | TWh | 413 | Sub_sector | Buildings | Datacenters | Datacenters & ICT | Energetic | datacentres_final_demand_oil_energetic | Liquids | EU | Energy demand | 0 | FEC
FR | TYNDP2026 | HEV | 2035 | TWh | 414 | Sub_sector | Buildings | Datacenters | Datacenters & ICT | Energetic | datacentres_final_demand_other_energetic | Others | EU | Energy demand | 0 | FEC
FR | TYNDP2026 | HEV | 2035 | TWh | 415 | Sub_sector | Buildings | Datacenters | Datacenters & ICT | Energetic | datacentres_final_demand_ammonia_energetic | Ammonia | EU | Energy demand | 0 | FEC
FR | TYNDP2026 | HEV | 2035 | TWh | 417 | Sub_sector | Transport | Others_Sector | Others_Sector | Energetic | other_final_demand_electricity_energetic | Electricity | EU | Energy demand | 1.5883 | FEC
FR | TYNDP2026 | HEV | 2035 | TWh | 418 | Sub_sector | Transport | Others_Sector | Others_Sector | Energetic | other_final_demand_hydrogen_energetic | Hydrogen | EU | Energy demand | 0 | FEC
FR | TYNDP2026 | HEV | 2035 | TWh | 419 | Sub_sector | Transport | Pipeline Transport | Others_Sector | Energetic | other_final_demand_methane_energetic | Methane | EU | Energy demand | 1.5552 | FEC
FR | TYNDP2026 | HEV | 2035 | TWh | 420 | Sub_sector | Transport | Others_Sector | Others_Sector | Energetic | other_final_demand_heat_energetic | Heat | EU | Energy demand | 0 | FEC
FR | TYNDP2026 | HEV | 2035 | TWh | 421 | Sub_sector | Transport | Others_Sector | Others_Sector | Energetic | other_final_demand_biomass_energetic | Biomass | EU | Energy demand | 0 | FEC
FR | TYNDP2026 | HEV | 2035 | TWh | 422 | Sub_sector | Transport | Others_Sector | Others_Sector | Energetic | other_final_demand_coal_energetic | Solids | EU | Energy demand | 0 | FEC
FR | TYNDP2026 | HEV | 2035 | TWh | 423 | Sub_sector | Transport | Others_Sector | Others_Sector | Energetic | other_final_demand_oil_energetic | Liquids | EU | Energy demand | 5.4328 | FEC
FR | TYNDP2026 | HEV | 2035 | TWh | 424 | Sub_sector | Others_Sector | Others_Sector | Others_Sector | Non-energetic | other_final_demand_oil_non_energetic | Liquids | EU | Energy demand | 2.2966 | not_included_in_FEC
FR | TYNDP2026 | HEV | 2035 | TWh | 425 | Sub_sector | Transport | Others_Sector | Others_Sector | Energetic | other_final_demand_other_energetic | Others | EU | Energy demand | 0 | FEC
FR | TYNDP2026 | HEV | 2035 | TWh | 426 | Sub_sector | Transport | Others_Sector | Others_Sector | Energetic | other_final_demand_ammonia_energetic | Ammonia | EU | Energy demand | 0 | FEC
FR | TYNDP2026 | HEV | 2035 | TWh | 427 | Sub_sector | Industry | Surplus_Heat_in_Industry | Surplus_Heat_in_Industry | Energetic | final_demand_of_industry_unused_local_production_steam_hot_water | Heat | EU | Energy demand | 0 | FEC
FR | TYNDP2026 | HEV | 2035 | TWh | 429 | Sub_sector | Agriculture | Total | Agriculture | Energetic | agriculture_final_demand_electricity_energetic | Electricity | EU | Energy demand | 8.2687 | FEC
FR | TYNDP2026 | HEV | 2035 | TWh | 430 | Sub_sector | Agriculture | Total | Agriculture | Energetic | agriculture_final_demand_hydrogen_energetic | Hydrogen | EU | Energy demand | 0 | FEC
FR | TYNDP2026 | HEV | 2035 | TWh | 431 | Sub_sector | Agriculture | Total | Agriculture | Energetic | agriculture_final_demand_methane_energetic | Methane | EU | Energy demand | 2.6276 | FEC
FR | TYNDP2026 | HEV | 2035 | TWh | 432 | Sub_sector | Agriculture | Total | Agriculture | Energetic | agriculture_final_demand_heat_energetic | Heat | EU | Energy demand | 0.21658 | FEC
FR | TYNDP2026 | HEV | 2035 | TWh | 433 | Sub_sector | Agriculture | Total | Agriculture | Energetic | agriculture_final_demand_biomass_energetic | Biomass | EU | Energy demand | 1.6965 | FEC
FR | TYNDP2026 | HEV | 2035 | TWh | 434 | Sub_sector | Agriculture | Total | Agriculture | Energetic | agriculture_final_demand_coal_energetic | Solids | EU | Energy demand | 0 | FEC
FR | TYNDP2026 | HEV | 2035 | TWh | 435 | Sub_sector | Agriculture | Total | Agriculture | Energetic | agriculture_final_demand_oil_energetic | Liquids | EU | Energy demand | 33.9242 | FEC
FR | TYNDP2026 | HEV | 2035 | TWh | 436 | Sub_sector | Agriculture | Total | Agriculture | Energetic | agriculture_final_demand_other_energetic | Others | EU | Energy demand | 0 | FEC
FR | TYNDP2026 | HEV | 2035 | TWh | 437 | Sub_sector | Agriculture | Total | Agriculture | Energetic | agriculture_final_demand_ammonia_energetic | Ammonia | EU | Energy demand | 0 | FEC
FR | TYNDP2026 | HEV | 2035 | TWh | 447 | Sub_sector | Buildings | Surplus Energy | Buildings | Energetic | GAP | Electricity | EU | Energy demand | 0 | FEC
FR | TYNDP2026 | HEV | 2035 | TWh | 448 | Sub_sector | Buildings | Surplus Energy | Buildings | Energetic | GAP | Hydrogen | EU | Energy demand | 0 | FEC
FR | TYNDP2026 | HEV | 2035 | TWh | 449 | Sub_sector | Buildings | Surplus Energy | Buildings | Energetic | GAP | Methane | EU | Energy demand | 0 | FEC
FR | TYNDP2026 | HEV | 2035 | TWh | 450 | Sub_sector | Buildings | Surplus Energy | Buildings | Energetic | GAP | Heat | EU | Energy demand | 0 | FEC
FR | TYNDP2026 | HEV | 2035 | TWh | 451 | Sub_sector | Buildings | Surplus Energy | Buildings | Energetic | GAP | Biomass | EU | Energy demand | 0.094636 | FEC
FR | TYNDP2026 | HEV | 2035 | TWh | 452 | Sub_sector | Buildings | Surplus Energy | Buildings | Energetic | GAP | Solids | EU | Energy demand | 0 | FEC
FR | TYNDP2026 | HEV | 2035 | TWh | 453 | Sub_sector | Buildings | Surplus Energy | Buildings | Energetic | GAP | Liquids | EU | Energy demand | 2.4712 | FEC
FR | TYNDP2026 | HEV | 2035 | TWh | 454 | Sub_sector | Buildings | Surplus Energy | Buildings | Energetic | GAP | Others | EU | Energy demand | 0 | FEC
FR | TYNDP2026 | HEV | 2035 | TWh | 455 | Sub_sector | Buildings | Surplus Energy | Buildings | Energetic | GAP | Ammonia | EU | Energy demand | 0 | FEC
FR | TYNDP2026 | HEV | 2035 | TWh | 456 | Sub_sector | Households | Surplus Energy | Households | Energetic | GAP | Electricity | EU | Energy demand | 0 | FEC
FR | TYNDP2026 | HEV | 2035 | TWh | 457 | Sub_sector | Households | Surplus Energy | Households | Energetic | GAP | Hydrogen | EU | Energy demand | 0 | FEC
FR | TYNDP2026 | HEV | 2035 | TWh | 458 | Sub_sector | Households | Surplus Energy | Households | Energetic | GAP | Methane | EU | Energy demand | 0 | FEC
FR | TYNDP2026 | HEV | 2035 | TWh | 459 | Sub_sector | Households | Surplus Energy | Households | Energetic | GAP | Heat | EU | Energy demand | 0 | FEC
FR | TYNDP2026 | HEV | 2035 | TWh | 460 | Sub_sector | Households | Surplus Energy | Households | Energetic | GAP | Biomass | EU | Energy demand | 0 | FEC
FR | TYNDP2026 | HEV | 2035 | TWh | 461 | Sub_sector | Households | Surplus Energy | Households | Energetic | GAP | Solids | EU | Energy demand | 0 | FEC
FR | TYNDP2026 | HEV | 2035 | TWh | 462 | Sub_sector | Households | Surplus Energy | Households | Energetic | GAP | Liquids | EU | Energy demand | 0 | FEC
FR | TYNDP2026 | HEV | 2035 | TWh | 463 | Sub_sector | Households | Surplus Energy | Households | Energetic | GAP | Others | EU | Energy demand | 0 | FEC
FR | TYNDP2026 | HEV | 2035 | TWh | 464 | Sub_sector | Households | Surplus Energy | Households | Energetic | GAP | Ammonia | EU | Energy demand | 0 | FEC
FR | TYNDP2026 | HEV | 2040 | TWh | 102 | Sub_sector | Industry | Aluminium | Industry (aluminium) | Energetic | industry_aluminium_demand_electricity_energetic | Electricity | EU | Energy demand | 6.3205 | FEC
FR | TYNDP2026 | HEV | 2040 | TWh | 103 | Sub_sector | Industry | Aluminium | Industry (aluminium) | Energetic | industry_aluminium_demand_hydrogen_energetic | Hydrogen | EU | Energy demand | 0 | FEC
FR | TYNDP2026 | HEV | 2040 | TWh | 104 | Sub_sector | Industry | Aluminium | Industry (aluminium) | Energetic | industry_aluminium_demand_methane_energetic | Methane | EU | Energy demand | 0.87338 | FEC
FR | TYNDP2026 | HEV | 2040 | TWh | 105 | Sub_sector | Industry | Aluminium | Industry (aluminium) | Energetic | industry_aluminium_demand_heat_energetic | Heat | EU | Energy demand | 0 | FEC
FR | TYNDP2026 | HEV | 2040 | TWh | 106 | Sub_sector | Industry | Aluminium | Industry (aluminium) | Energetic | industry_aluminium_demand_biomass_energetic | Biomass | EU | Energy demand | 0 | FEC
FR | TYNDP2026 | HEV | 2040 | TWh | 107 | Sub_sector | Industry | Aluminium | Industry (aluminium) | Energetic | industry_aluminium_demand_coal_energetic | Solids | EU | Energy demand | 0 | FEC
FR | TYNDP2026 | HEV | 2040 | TWh | 108 | Sub_sector | Industry | Aluminium | Industry (aluminium) | Energetic | industry_aluminium_demand_oil_energetic | Liquids | EU | Energy demand | 0 | FEC
FR | TYNDP2026 | HEV | 2040 | TWh | 109 | Sub_sector | Industry | Aluminium | Industry (aluminium) | Energetic | industry_aluminium_demand_others_energetic | Others | EU | Energy demand | 0 | FEC
FR | TYNDP2026 | HEV | 2040 | TWh | 110 | Sub_sector | Industry | Aluminium | Industry (aluminium) | Energetic | industry_ammonia_demand_others_energetic | Ammonia | EU | Energy demand | 0 | FEC
FR | TYNDP2026 | HEV | 2040 | TWh | 112 | Sub_sector | Industry | Chemicals | Industry (chemicals, energetic) | Energetic | industry_chemical_demand_electricity_energetic | Electricity | EU | Energy demand | 50.9303 | FEC
FR | TYNDP2026 | HEV | 2040 | TWh | 113 | Sub_sector | Industry | Chemicals | Industry (chemicals, energetic) | Energetic | industry_chemical_demand_hydrogen_energetic | Hydrogen | EU | Energy demand | 0 | FEC
FR | TYNDP2026 | HEV | 2040 | TWh | 114 | Sub_sector | Industry | Chemicals | Industry (chemicals, energetic) | Energetic | industry_chemical_demand_methane_energetic | Methane | EU | Energy demand | 7.8493 | FEC
FR | TYNDP2026 | HEV | 2040 | TWh | 115 | Sub_sector | Industry | Chemicals | Industry (chemicals, energetic) | Energetic | industry_chemical_demand_heat_energetic | Heat | EU | Energy demand | 13.7811 | FEC
FR | TYNDP2026 | HEV | 2040 | TWh | 116 | Sub_sector | Industry | Chemicals | Industry (chemicals, energetic) | Energetic | industry_chemical_demand_biomass_energetic | Biomass | EU | Energy demand | 0.68905 | FEC
FR | TYNDP2026 | HEV | 2040 | TWh | 117 | Sub_sector | Industry | Chemicals | Industry (chemicals, energetic) | Energetic | industry_chemical_demand_coal_energetic | Solids | EU | Energy demand | 0 | FEC
FR | TYNDP2026 | HEV | 2040 | TWh | 118 | Sub_sector | Industry | Chemicals | Industry (chemicals, energetic) | Energetic | industry_chemical_demand_oil_energetic | Liquids | EU | Energy demand | 6.2857 | FEC
FR | TYNDP2026 | HEV | 2040 | TWh | 119 | Sub_sector | Industry | Chemicals | Industry (chemicals, energetic) | Energetic | industry_chemical_demand_others_energetic | Others | EU | Energy demand | 0 | FEC
FR | TYNDP2026 | HEV | 2040 | TWh | 120 | Sub_sector | Industry | Chemicals | Industry (chemicals, energetic) | Energetic | industry_chemical_demand_ammonia_energetic | Ammonia | EU | Energy demand | 0 | FEC
FR | TYNDP2026 | HEV | 2040 | TWh | 122 | Sub_sector | Industry | Chemicals | Industry (chemicals, non-energetic) | Non-energetic | industry_chemical_demand_electricity_non_energetic | Electricity | EU | Energy demand | 0 | not_included_in_FEC
FR | TYNDP2026 | HEV | 2040 | TWh | 123 | Sub_sector | Industry | Chemicals | Industry (chemicals, non-energetic) | Non-energetic | industry_chemical_demand_hydrogen_non_energetic | Hydrogen | EU | Energy demand | 3.7467 | not_included_in_FEC
FR | TYNDP2026 | HEV | 2040 | TWh | 124 | Sub_sector | Industry | Chemicals | Industry (chemicals, non-energetic) | Non-energetic | industry_chemical_demand_methane_non_energetic | Methane | EU | Energy demand | 26.5124 | not_included_in_FEC
FR | TYNDP2026 | HEV | 2040 | TWh | 125 | Sub_sector | Industry | Chemicals | Industry (chemicals, non-energetic) | Non-energetic | industry_chemical_demand_heat_non_energetic | Heat | EU | Energy demand | 0 | not_included_in_FEC
FR | TYNDP2026 | HEV | 2040 | TWh | 126 | Sub_sector | Industry | Chemicals | Industry (chemicals, non-energetic) | Non-energetic | industry_chemical_demand_biomass_non_energetic | Biomass | EU | Energy demand | 3.1222 | not_included_in_FEC
FR | TYNDP2026 | HEV | 2040 | TWh | 127 | Sub_sector | Industry | Chemicals | Industry (chemicals, non-energetic) | Non-energetic | industry_chemical_demand_coal_non_energetic | Solids | EU | Energy demand | 0 | not_included_in_FEC
FR | TYNDP2026 | HEV | 2040 | TWh | 128 | Sub_sector | Industry | Chemicals | Industry (chemicals, non-energetic) | Non-energetic | industry_chemical_demand_oil_non_energetic | Liquids | EU | Energy demand | 91.5079 | not_included_in_FEC
FR | TYNDP2026 | HEV | 2040 | TWh | 129 | Sub_sector | Industry | Chemicals | Industry (chemicals, non-energetic) | Non-energetic | industry_chemical_demand_others_non_energetic | Others | EU | Energy demand | 0 | not_included_in_FEC
FR | TYNDP2026 | HEV | 2040 | TWh | 130 | Sub_sector | Industry | Chemicals | Industry (chemicals, non-energetic) | Non-energetic | industry_chemical_demand_ammonia_non_energetic | Ammonia | EU | Energy demand | 0 | not_included_in_FEC
FR | TYNDP2026 | HEV | 2040 | TWh | 132 | Sub_sector | Industry | Fertilizers | Industry (fertilizers, energetic) | Energetic | industry_fertilizers_demand_electricity_energetic | Electricity | EU | Energy demand | 0.37707 | FEC
FR | TYNDP2026 | HEV | 2040 | TWh | 133 | Sub_sector | Industry | Fertilizers | Industry (fertilizers, energetic) | Energetic | industry_fertilizers_demand_hydrogen_energetic | Hydrogen | EU | Energy demand | 0 | FEC
FR | TYNDP2026 | HEV | 2040 | TWh | 134 | Sub_sector | Industry | Fertilizers | Industry (fertilizers, energetic) | Energetic | industry_fertilizers_demand_methane_energetic | Methane | EU | Energy demand | 1.5398 | FEC
FR | TYNDP2026 | HEV | 2040 | TWh | 135 | Sub_sector | Industry | Fertilizers | Industry (fertilizers, energetic) | Energetic | industry_fertilizers_demand_heat_energetic | Heat | EU | Energy demand | 0 | FEC
FR | TYNDP2026 | HEV | 2040 | TWh | 136 | Sub_sector | Industry | Fertilizers | Industry (fertilizers, energetic) | Energetic | industry_fertilizers_demand_biomass_energetic | Biomass | EU | Energy demand | 0 | FEC
FR | TYNDP2026 | HEV | 2040 | TWh | 137 | Sub_sector | Industry | Fertilizers | Industry (fertilizers, energetic) | Energetic | industry_fertilizers_demand_coal_energetic | Solids | EU | Energy demand | 0 | FEC
FR | TYNDP2026 | HEV | 2040 | TWh | 138 | Sub_sector | Industry | Fertilizers | Industry (fertilizers, energetic) | Energetic | industry_fertilizers_demand_oil_energetic | Liquids | EU | Energy demand | 0 | FEC
FR | TYNDP2026 | HEV | 2040 | TWh | 139 | Sub_sector | Industry | Fertilizers | Industry (fertilizers, energetic) | Energetic | industry_fertilizers_demand_others_energetic | Others | EU | Energy demand | 0 | FEC
FR | TYNDP2026 | HEV | 2040 | TWh | 140 | Sub_sector | Industry | Fertilizers | Industry (fertilizers, energetic) | Energetic | industry_fertilizers_demand_ammonia_energetic | Ammonia | EU | Energy demand | 0 | FEC
FR | TYNDP2026 | HEV | 2040 | TWh | 142 | Sub_sector | Industry | Fertilizers | Industry (fertilizers, non-energetic) | Non-energetic | industry_fertilizers_demand_electricity_non_energetic | Electricity | EU | Energy demand | 0 | not_included_in_FEC
FR | TYNDP2026 | HEV | 2040 | TWh | 143 | Sub_sector | Industry | Fertilizers | Industry (fertilizers, non-energetic) | Non-energetic | industry_fertilizers_demand_hydrogen_non_energetic | Hydrogen | EU | Energy demand | 6.983 | not_included_in_FEC
FR | TYNDP2026 | HEV | 2040 | TWh | 144 | Sub_sector | Industry | Fertilizers | Industry (fertilizers, non-energetic) | Non-energetic | industry_fertilizers_demand_methane_non_energetic | Methane | EU | Energy demand | 0 | not_included_in_FEC
FR | TYNDP2026 | HEV | 2040 | TWh | 145 | Sub_sector | Industry | Fertilizers | Industry (fertilizers, non-energetic) | Non-energetic | industry_fertilizers_demand_heat_non_energetic | Heat | EU | Energy demand | 0 | not_included_in_FEC
FR | TYNDP2026 | HEV | 2040 | TWh | 146 | Sub_sector | Industry | Fertilizers | Industry (fertilizers, non-energetic) | Non-energetic | industry_fertilizers_demand_biomass_non_energetic | Biomass | EU | Energy demand | 0 | not_included_in_FEC
FR | TYNDP2026 | HEV | 2040 | TWh | 147 | Sub_sector | Industry | Fertilizers | Industry (fertilizers, non-energetic) | Non-energetic | industry_fertilizers_demand_coal_non_energetic | Solids | EU | Energy demand | 0 | not_included_in_FEC
FR | TYNDP2026 | HEV | 2040 | TWh | 148 | Sub_sector | Industry | Fertilizers | Industry (fertilizers, non-energetic) | Non-energetic | industry_fertilizers_demand_oil_non_energetic | Liquids | EU | Energy demand | 0 | not_included_in_FEC
FR | TYNDP2026 | HEV | 2040 | TWh | 149 | Sub_sector | Industry | Fertilizers | Industry (fertilizers, non-energetic) | Non-energetic | industry_fertilizers_demand_others_non_energetic | Others | EU | Energy demand | 0 | not_included_in_FEC
FR | TYNDP2026 | HEV | 2040 | TWh | 150 | Sub_sector | Industry | Fertilizers | Industry (fertilizers, non-energetic) | Non-energetic | industry_fertilizers_demand_ammonia_non_energetic | Ammonia | EU | Energy demand | 1.5188 | not_included_in_FEC
FR | TYNDP2026 | HEV | 2040 | TWh | 152 | Sub_sector | Industry | Food | Industry (food) | Energetic | industry_food_demand_electricity_energetic | Electricity | EU | Energy demand | 34.981 | FEC
FR | TYNDP2026 | HEV | 2040 | TWh | 153 | Sub_sector | Industry | Food | Industry (food) | Energetic | industry_food_demand_hydrogen_energetic | Hydrogen | EU | Energy demand | 0 | FEC
FR | TYNDP2026 | HEV | 2040 | TWh | 154 | Sub_sector | Industry | Food | Industry (food) | Energetic | industry_food_demand_methane_energetic | Methane | EU | Energy demand | 11.096 | FEC
FR | TYNDP2026 | HEV | 2040 | TWh | 155 | Sub_sector | Industry | Food | Industry (food) | Energetic | industry_food_demand_heat_energetic | Heat | EU | Energy demand | 6.1188 | FEC
FR | TYNDP2026 | HEV | 2040 | TWh | 156 | Sub_sector | Industry | Food | Industry (food) | Energetic | industry_food_demand_biomass_energetic | Biomass | EU | Energy demand | 10.9264 | FEC
FR | TYNDP2026 | HEV | 2040 | TWh | 157 | Sub_sector | Industry | Food | Industry (food) | Energetic | industry_food_demand_coal_energetic | Solids | EU | Energy demand | 0.14778 | FEC
FR | TYNDP2026 | HEV | 2040 | TWh | 158 | Sub_sector | Industry | Food | Industry (food) | Energetic | industry_food_demand_oil_energetic | Liquids | EU | Energy demand | 0 | FEC
FR | TYNDP2026 | HEV | 2040 | TWh | 159 | Sub_sector | Industry | Food | Industry (food) | Energetic | industry_food_demand_others_energetic | Others | EU | Energy demand | 0 | FEC
FR | TYNDP2026 | HEV | 2040 | TWh | 160 | Sub_sector | Industry | Food | Industry (food) | Energetic | industry_food_demand_ammonia_energetic | Ammonia | EU | Energy demand | 0 | FEC
FR | TYNDP2026 | HEV | 2040 | TWh | 162 | Sub_sector | Industry | Metals | Industry (metal) | Energetic | industry_metal_demand_electricity_energetic | Electricity | EU | Energy demand | 1.5083 | FEC
FR | TYNDP2026 | HEV | 2040 | TWh | 163 | Sub_sector | Industry | Metals | Industry (metal) | Energetic | industry_metal_demand_hydrogen_energetic | Hydrogen | EU | Energy demand | 0 | FEC
FR | TYNDP2026 | HEV | 2040 | TWh | 164 | Sub_sector | Industry | Metals | Industry (metal) | Energetic | industry_metal_demand_methane_energetic | Methane | EU | Energy demand | 2.9124 | FEC
FR | TYNDP2026 | HEV | 2040 | TWh | 165 | Sub_sector | Industry | Metals | Industry (metal) | Energetic | industry_metal_demand_heat_energetic | Heat | EU | Energy demand | 0.27004 | FEC
FR | TYNDP2026 | HEV | 2040 | TWh | 166 | Sub_sector | Industry | Metals | Industry (metal) | Energetic | industry_metal_demand_biomass_energetic | Biomass | EU | Energy demand | 0 | FEC
FR | TYNDP2026 | HEV | 2040 | TWh | 167 | Sub_sector | Industry | Metals | Industry (metal) | Energetic | industry_metal_demand_coal_energetic | Solids | EU | Energy demand | 0.00095572 | FEC
FR | TYNDP2026 | HEV | 2040 | TWh | 168 | Sub_sector | Industry | Metals | Industry (metal) | Energetic | industry_metal_demand_oil_energetic | Liquids | EU | Energy demand | 1.3389 | FEC
FR | TYNDP2026 | HEV | 2040 | TWh | 169 | Sub_sector | Industry | Metals | Industry (metal) | Energetic | industry_metal_demand_others_energetic | Others | EU | Energy demand | 0 | FEC
FR | TYNDP2026 | HEV | 2040 | TWh | 170 | Sub_sector | Industry | Metals | Industry (metal) | Energetic | industry_metal_demand_ammonia_energetic | Ammonia | EU | Energy demand | 0 | FEC
FR | TYNDP2026 | HEV | 2040 | TWh | 172 | Sub_sector | Industry | Others | Industry (other, energetic) | Energetic | industry_other_demand_electricity_energetic | Electricity | EU | Energy demand | 66.9878 | FEC
FR | TYNDP2026 | HEV | 2040 | TWh | 173 | Sub_sector | Industry | Others | Industry (other, energetic) | Energetic | industry_other_demand_hydrogen_energetic | Hydrogen | EU | Energy demand | 1.647 | FEC
FR | TYNDP2026 | HEV | 2040 | TWh | 174 | Sub_sector | Industry | Others | Industry (other, energetic) | Energetic | industry_other_demand_methane_energetic | Methane | EU | Energy demand | 17.6067 | FEC
FR | TYNDP2026 | HEV | 2040 | TWh | 175 | Sub_sector | Industry | Others | Industry (other, energetic) | Energetic | industry_other_demand_heat_energetic | Heat | EU | Energy demand | 5.9204 | FEC
FR | TYNDP2026 | HEV | 2040 | TWh | 176 | Sub_sector | Industry | Others | Industry (other, energetic) | Energetic | industry_other_demand_biomass_energetic | Biomass | EU | Energy demand | 5.0516 | FEC
FR | TYNDP2026 | HEV | 2040 | TWh | 177 | Sub_sector | Industry | Others | Industry (other, energetic) | Energetic | industry_other_demand_coal_energetic | Solids | EU | Energy demand | 0.1817 | FEC
FR | TYNDP2026 | HEV | 2040 | TWh | 178 | Sub_sector | Industry | Others | Industry (other, energetic) | Energetic | industry_other_demand_oil_energetic | Liquids | EU | Energy demand | 4.8048 | FEC
FR | TYNDP2026 | HEV | 2040 | TWh | 179 | Sub_sector | Industry | Others | Industry (other, energetic) | Energetic | industry_other_demand_others_energetic | Others | EU | Energy demand | 0 | FEC
FR | TYNDP2026 | HEV | 2040 | TWh | 180 | Sub_sector | Industry | Others | Industry (other, energetic) | Energetic | industry_other_demand_ammonia_energetic | Ammonia | EU | Energy demand | 0 | FEC
FR | TYNDP2026 | HEV | 2040 | TWh | 182 | Sub_sector | Industry | Others | Industry (other, non-energetic) | Non-energetic | industry_other_demand_electricity_non_energetic | Electricity | EU | Energy demand | 0 | not_included_in_FEC
FR | TYNDP2026 | HEV | 2040 | TWh | 183 | Sub_sector | Industry | Others | Industry (other, non-energetic) | Non-energetic | industry_other_demand_hydrogen_non_energetic | Hydrogen | EU | Energy demand | 0 | not_included_in_FEC
FR | TYNDP2026 | HEV | 2040 | TWh | 184 | Sub_sector | Industry | Others | Industry (other, non-energetic) | Non-energetic | industry_other_demand_methane_non_energetic | Methane | EU | Energy demand | 0 | not_included_in_FEC
FR | TYNDP2026 | HEV | 2040 | TWh | 185 | Sub_sector | Industry | Others | Industry (other, non-energetic) | Non-energetic | industry_other_demand_heat_non_energetic | Heat | EU | Energy demand | 0 | not_included_in_FEC
FR | TYNDP2026 | HEV | 2040 | TWh | 186 | Sub_sector | Industry | Others | Industry (other, non-energetic) | Non-energetic | industry_other_demand_biomass_non_energetic | Biomass | EU | Energy demand | 0 | not_included_in_FEC
FR | TYNDP2026 | HEV | 2040 | TWh | 187 | Sub_sector | Industry | Others | Industry (other, non-energetic) | Non-energetic | industry_other_demand_coal_non_energetic | Solids | EU | Energy demand | 0 | not_included_in_FEC
FR | TYNDP2026 | HEV | 2040 | TWh | 188 | Sub_sector | Industry | Others | Industry (other, non-energetic) | Non-energetic | industry_other_demand_oil_non_energetic | Liquids | EU | Energy demand | 35.0186 | not_included_in_FEC
FR | TYNDP2026 | HEV | 2040 | TWh | 189 | Sub_sector | Industry | Others | Industry (other, non-energetic) | Non-energetic | industry_other_demand_others_non_energetic | Others | EU | Energy demand | 0 | not_included_in_FEC
FR | TYNDP2026 | HEV | 2040 | TWh | 190 | Sub_sector | Industry | Others | Industry (other, non-energetic) | Non-energetic | industry_other_demand_ammonia_non_energetic | Ammonia | EU | Energy demand | 0 | not_included_in_FEC
FR | TYNDP2026 | HEV | 2040 | TWh | 192 | Sub_sector | Industry | Paper | Industry (paper) | Energetic | industry_paper_demand_electricity_energetic | Electricity | EU | Energy demand | 12.3558 | FEC
FR | TYNDP2026 | HEV | 2040 | TWh | 193 | Sub_sector | Industry | Paper | Industry (paper) | Energetic | industry_paper_demand_hydrogen_energetic | Hydrogen | EU | Energy demand | 0 | FEC
FR | TYNDP2026 | HEV | 2040 | TWh | 194 | Sub_sector | Industry | Paper | Industry (paper) | Energetic | industry_paper_demand_methane_energetic | Methane | EU | Energy demand | 2.4486 | FEC
FR | TYNDP2026 | HEV | 2040 | TWh | 195 | Sub_sector | Industry | Paper | Industry (paper) | Energetic | industry_paper_demand_heat_energetic | Heat | EU | Energy demand | 6.1013 | FEC
FR | TYNDP2026 | HEV | 2040 | TWh | 196 | Sub_sector | Industry | Paper | Industry (paper) | Energetic | industry_paper_demand_biomass_energetic | Biomass | EU | Energy demand | 6.4749 | FEC
FR | TYNDP2026 | HEV | 2040 | TWh | 197 | Sub_sector | Industry | Paper | Industry (paper) | Energetic | industry_paper_demand_coal_energetic | Solids | EU | Energy demand | 0.65848 | FEC
FR | TYNDP2026 | HEV | 2040 | TWh | 198 | Sub_sector | Industry | Paper | Industry (paper) | Energetic | industry_paper_demand_oil_energetic | Liquids | EU | Energy demand | 0 | FEC
FR | TYNDP2026 | HEV | 2040 | TWh | 199 | Sub_sector | Industry | Paper | Industry (paper) | Energetic | industry_paper_demand_others_energetic | Others | EU | Energy demand | 0 | FEC
FR | TYNDP2026 | HEV | 2040 | TWh | 200 | Sub_sector | Industry | Paper | Industry (paper) | Energetic | industry_paper_demand_ammonia_energetic | Ammonia | EU | Energy demand | 0 | FEC
FR | TYNDP2026 | HEV | 2040 | TWh | 202 | Sub_sector | Industry | Refineries | Industry (refineries, energetic) | Energetic | industry_refinery_demand_electricity_energetic | Electricity | EU | Energy demand | 1.1513 | not_included_in_FEC
FR | TYNDP2026 | HEV | 2040 | TWh | 203 | Sub_sector | Industry | Refineries | Industry (refineries, energetic) | Energetic | industry_refinery_demand_hydrogen_energetic | Hydrogen | EU | Energy demand | 3.3747 | not_included_in_FEC
FR | TYNDP2026 | HEV | 2040 | TWh | 204 | Sub_sector | Industry | Refineries | Industry (refineries, energetic) | Energetic | industry_refinery_demand_methane_energetic | Methane | EU | Energy demand | 1.9086 | not_included_in_FEC
FR | TYNDP2026 | HEV | 2040 | TWh | 205 | Sub_sector | Industry | Refineries | Industry (refineries, energetic) | Energetic | industry_refinery_demand_heat_energetic | Heat | EU | Energy demand | 0.88279 | not_included_in_FEC
FR | TYNDP2026 | HEV | 2040 | TWh | 206 | Sub_sector | Industry | Refineries | Industry (refineries, energetic) | Energetic | industry_refinery_demand_biomass_energetic | Biomass | EU | Energy demand | 0 | not_included_in_FEC
FR | TYNDP2026 | HEV | 2040 | TWh | 207 | Sub_sector | Industry | Refineries | Industry (refineries, energetic) | Energetic | industry_refinery_demand_coal_energetic | Solids | EU | Energy demand | 0 | not_included_in_FEC
FR | TYNDP2026 | HEV | 2040 | TWh | 208 | Sub_sector | Industry | Refineries | Industry (refineries, energetic) | Energetic | industry_refinery_demand_oil_energetic | Liquids | EU | Energy demand | 3.8435 | not_included_in_FEC
FR | TYNDP2026 | HEV | 2040 | TWh | 209 | Sub_sector | Industry | Refineries | Industry (refineries, energetic) | Energetic | industry_refinery_demand_others_energetic | Others | EU | Energy demand | 0 | not_included_in_FEC
FR | TYNDP2026 | HEV | 2040 | TWh | 210 | Sub_sector | Industry | Refineries | Industry (refineries, energetic) | Energetic | industry_refinery_demand_ammonia_energetic | Ammonia | EU | Energy demand | 0 | not_included_in_FEC
FR | TYNDP2026 | HEV | 2040 | TWh | 212 | Sub_sector | Industry | Refineries | Industry (refineries, non-energetic) | Non-energetic | industry_refinery_demand_electricity_non_energetic | Electricity | EU | Energy demand | 0 | not_included_in_FEC
FR | TYNDP2026 | HEV | 2040 | TWh | 213 | Sub_sector | Industry | Refineries | Industry (refineries, non-energetic) | Non-energetic | industry_refinery_demand_hydrogen_non_energetic | Hydrogen | EU | Energy demand | 0 | not_included_in_FEC
FR | TYNDP2026 | HEV | 2040 | TWh | 214 | Sub_sector | Industry | Refineries | Industry (refineries, non-energetic) | Non-energetic | industry_refinery_demand_methane_non_energetic | Methane | EU | Energy demand | 0 | not_included_in_FEC
FR | TYNDP2026 | HEV | 2040 | TWh | 215 | Sub_sector | Industry | Refineries | Industry (refineries, non-energetic) | Non-energetic | industry_refinery_demand_heat_non_energetic | Heat | EU | Energy demand | 0 | not_included_in_FEC
FR | TYNDP2026 | HEV | 2040 | TWh | 216 | Sub_sector | Industry | Refineries | Industry (refineries, non-energetic) | Non-energetic | industry_refinery_demand_biomass_non_energetic | Biomass | EU | Energy demand | 0 | not_included_in_FEC
FR | TYNDP2026 | HEV | 2040 | TWh | 217 | Sub_sector | Industry | Refineries | Industry (refineries, non-energetic) | Non-energetic | industry_refinery_demand_coal_non_energetic | Solids | EU | Energy demand | 0 | not_included_in_FEC
FR | TYNDP2026 | HEV | 2040 | TWh | 218 | Sub_sector | Industry | Refineries | Industry (refineries, non-energetic) | Non-energetic | industry_refinery_demand_oil_non_energetic | Liquids | EU | Energy demand | 0 | not_included_in_FEC
FR | TYNDP2026 | HEV | 2040 | TWh | 219 | Sub_sector | Industry | Refineries | Industry (refineries, non-energetic) | Non-energetic | industry_refinery_demand_others_non_energetic | Others | EU | Energy demand | 0 | not_included_in_FEC
FR | TYNDP2026 | HEV | 2040 | TWh | 220 | Sub_sector | Industry | Refineries | Industry (refineries, non-energetic) | Non-energetic | industry_refinery_demand_ammonia_non_energetic | Ammonia | EU | Energy demand | 0 | not_included_in_FEC
FR | TYNDP2026 | HEV | 2040 | TWh | 222 | Sub_sector | Industry | Steel | Industry (steel) | Energetic | industry_steel_demand_electricity_energetic | Electricity | EU | Energy demand | 19.5343 | FEC
FR | TYNDP2026 | HEV | 2040 | TWh | 223 | Sub_sector | Industry | Steel | Industry (steel) | Energetic | industry_steel_demand_hydrogen_energetic | Hydrogen | EU | Energy demand | 9.6797 | FEC
FR | TYNDP2026 | HEV | 2040 | TWh | 224 | Sub_sector | Industry | Steel | Industry (steel) | Energetic | industry_steel_demand_methane_energetic | Methane | EU | Energy demand | 11.9517 | FEC
FR | TYNDP2026 | HEV | 2040 | TWh | 225 | Sub_sector | Industry | Steel | Industry (steel) | Energetic | industry_steel_demand_heat_energetic | Heat | EU | Energy demand | 0.024398 | FEC
FR | TYNDP2026 | HEV | 2040 | TWh | 226 | Sub_sector | Industry | Steel | Industry (steel) | Energetic | industry_steel_demand_biomass_energetic | Biomass | EU | Energy demand | 0.0007444 | FEC
FR | TYNDP2026 | HEV | 2040 | TWh | 227 | Sub_sector | Industry | Steel | Industry (steel) | Energetic | industry_steel_demand_coal_energetic | Solids | EU | Energy demand | 3.7306 | FEC
FR | TYNDP2026 | HEV | 2040 | TWh | 228 | Sub_sector | Industry | Steel | Industry (steel) | Energetic | industry_steel_demand_oil_energetic | Liquids | EU | Energy demand | 0.055279 | FEC
FR | TYNDP2026 | HEV | 2040 | TWh | 229 | Sub_sector | Industry | Steel | Industry (steel) | Energetic | industry_steel_demand_others_energetic | Others | EU | Energy demand | 0 | FEC
FR | TYNDP2026 | HEV | 2040 | TWh | 230 | Sub_sector | Industry | Steel | Industry (steel) | Energetic | industry_steel_demand_ammonia_energetic | Ammonia | EU | Energy demand | 0 | FEC
FR | TYNDP2026 | HEV | 2040 | TWh | 232 | Sub_sector | Transport | Cars | Transport (cars) | Energetic | transport_cars_final_demand_electricity | Electricity | EU | Energy demand | 79.7091 | FEC
FR | TYNDP2026 | HEV | 2040 | TWh | 233 | Sub_sector | Transport | Cars | Transport (cars) | Energetic | transport_cars_final_demand_hydrogen | Hydrogen | EU | Energy demand | 0 | FEC
FR | TYNDP2026 | HEV | 2040 | TWh | 234 | Sub_sector | Transport | Cars | Transport (cars) | Energetic | transport_cars_final_demand_methane | Methane | EU | Energy demand | 0 | FEC
FR | TYNDP2026 | HEV | 2040 | TWh | 235 | Sub_sector | Transport | Cars | Transport (cars) | Energetic | transport_cars_final_demand_heat | Heat | EU | Energy demand | 0 | FEC
FR | TYNDP2026 | HEV | 2040 | TWh | 236 | Sub_sector | Transport | Cars | Transport (cars) | Energetic | transport_cars_final_demand_biomass | Biomass | EU | Energy demand | 0 | FEC
FR | TYNDP2026 | HEV | 2040 | TWh | 237 | Sub_sector | Transport | Cars | Transport (cars) | Energetic | transport_cars_final_demand_coal | Solids | EU | Energy demand | 0 | FEC
FR | TYNDP2026 | HEV | 2040 | TWh | 238 | Sub_sector | Transport | Cars | Transport (cars) | Energetic | transport_cars_final_demand_oil | Liquids | EU | Energy demand | 53.7063 | FEC
FR | TYNDP2026 | HEV | 2040 | TWh | 239 | Sub_sector | Transport | Cars | Transport (cars) | Energetic | transport_cars_final_demand_other | Others | EU | Energy demand | 0 | FEC
FR | TYNDP2026 | HEV | 2040 | TWh | 240 | Sub_sector | Transport | Cars | Transport (cars) | Energetic | transport_cars_final_demand_ammonia | Ammonia | EU | Energy demand | 0 | FEC
FR | TYNDP2026 | HEV | 2040 | TWh | 242 | Sub_sector | Transport | Busses | Transport (busses) | Energetic | transport_busses_final_demand_electricity | Electricity | EU | Energy demand | 2.9963 | FEC
FR | TYNDP2026 | HEV | 2040 | TWh | 243 | Sub_sector | Transport | Busses | Transport (busses) | Energetic | transport_busses_final_demand_hydrogen | Hydrogen | EU | Energy demand | 0.28094 | FEC
FR | TYNDP2026 | HEV | 2040 | TWh | 244 | Sub_sector | Transport | Busses | Transport (busses) | Energetic | transport_busses_final_demand_methane | Methane | EU | Energy demand | 3.9034 | FEC
FR | TYNDP2026 | HEV | 2040 | TWh | 245 | Sub_sector | Transport | Busses | Transport (busses) | Energetic | transport_busses_final_demand_heat | Heat | EU | Energy demand | 0 | FEC
FR | TYNDP2026 | HEV | 2040 | TWh | 246 | Sub_sector | Transport | Busses | Transport (busses) | Energetic | transport_busses_final_demand_biomass | Biomass | EU | Energy demand | 0 | FEC
FR | TYNDP2026 | HEV | 2040 | TWh | 247 | Sub_sector | Transport | Busses | Transport (busses) | Energetic | transport_busses_final_demand_coal | Solids | EU | Energy demand | 0 | FEC
FR | TYNDP2026 | HEV | 2040 | TWh | 248 | Sub_sector | Transport | Busses | Transport (busses) | Energetic | transport_busses_final_demand_oil | Liquids | EU | Energy demand | 5.1835 | FEC
FR | TYNDP2026 | HEV | 2040 | TWh | 249 | Sub_sector | Transport | Busses | Transport (busses) | Energetic | transport_busses_final_demand_other | Others | EU | Energy demand | 0 | FEC
FR | TYNDP2026 | HEV | 2040 | TWh | 250 | Sub_sector | Transport | Busses | Transport (busses) | Energetic | transport_busses_final_demand_ammonia | Ammonia | EU | Energy demand | 0 | FEC
FR | TYNDP2026 | HEV | 2040 | TWh | 252 | Sub_sector | Transport | Trucks | Transport (trucks) | Energetic | transport_trucks_final_demand_electricity | Electricity | EU | Energy demand | 25.59 | FEC
FR | TYNDP2026 | HEV | 2040 | TWh | 253 | Sub_sector | Transport | Trucks | Transport (trucks) | Energetic | transport_trucks_final_demand_hydrogen | Hydrogen | EU | Energy demand | 3.3546 | FEC
FR | TYNDP2026 | HEV | 2040 | TWh | 254 | Sub_sector | Transport | Trucks | Transport (trucks) | Energetic | transport_trucks_final_demand_methane | Methane | EU | Energy demand | 3.6813 | FEC
FR | TYNDP2026 | HEV | 2040 | TWh | 255 | Sub_sector | Transport | Trucks | Transport (trucks) | Energetic | transport_trucks_final_demand_heat | Heat | EU | Energy demand | 0 | FEC
FR | TYNDP2026 | HEV | 2040 | TWh | 256 | Sub_sector | Transport | Trucks | Transport (trucks) | Energetic | transport_trucks_final_demand_biomass | Biomass | EU | Energy demand | 0 | FEC
FR | TYNDP2026 | HEV | 2040 | TWh | 257 | Sub_sector | Transport | Trucks | Transport (trucks) | Energetic | transport_trucks_final_demand_coal | Solids | EU | Energy demand | 0 | FEC
FR | TYNDP2026 | HEV | 2040 | TWh | 258 | Sub_sector | Transport | Trucks | Transport (trucks) | Energetic | transport_trucks_final_demand_oil | Liquids | EU | Energy demand | 27.3219 | FEC
FR | TYNDP2026 | HEV | 2040 | TWh | 259 | Sub_sector | Transport | Trucks | Transport (trucks) | Energetic | transport_trucks_final_demand_other | Others | EU | Energy demand | 0 | FEC
FR | TYNDP2026 | HEV | 2040 | TWh | 260 | Sub_sector | Transport | Trucks | Transport (trucks) | Energetic | transport_trucks_final_demand_ammonia | Ammonia | EU | Energy demand | 0 | FEC
FR | TYNDP2026 | HEV | 2040 | TWh | 262 | Sub_sector | Transport | Vans | Transport (vans) | Energetic | transport_vans_final_demand_electricity | Electricity | EU | Energy demand | 15.2817 | FEC
FR | TYNDP2026 | HEV | 2040 | TWh | 263 | Sub_sector | Transport | Vans | Transport (vans) | Energetic | transport_vans_final_demand_hydrogen | Hydrogen | EU | Energy demand | 0.59084 | FEC
FR | TYNDP2026 | HEV | 2040 | TWh | 264 | Sub_sector | Transport | Vans | Transport (vans) | Energetic | transport_vans_final_demand_methane | Methane | EU | Energy demand | 0 | FEC
FR | TYNDP2026 | HEV | 2040 | TWh | 265 | Sub_sector | Transport | Vans | Transport (vans) | Energetic | transport_vans_final_demand_heat | Heat | EU | Energy demand | 0 | FEC
FR | TYNDP2026 | HEV | 2040 | TWh | 266 | Sub_sector | Transport | Vans | Transport (vans) | Energetic | transport_vans_final_demand_biomass | Biomass | EU | Energy demand | 0 | FEC
FR | TYNDP2026 | HEV | 2040 | TWh | 267 | Sub_sector | Transport | Vans | Transport (vans) | Energetic | transport_vans_final_demand_coal | Solids | EU | Energy demand | 0 | FEC
FR | TYNDP2026 | HEV | 2040 | TWh | 268 | Sub_sector | Transport | Vans | Transport (vans) | Energetic | transport_vans_final_demand_oil | Liquids | EU | Energy demand | 26.0653 | FEC
FR | TYNDP2026 | HEV | 2040 | TWh | 269 | Sub_sector | Transport | Vans | Transport (vans) | Energetic | transport_vans_final_demand_other | Others | EU | Energy demand | 0 | FEC
FR | TYNDP2026 | HEV | 2040 | TWh | 270 | Sub_sector | Transport | Vans | Transport (vans) | Energetic | transport_vans_final_demand_ammonia | Ammonia | EU | Energy demand | 0 | FEC
FR | TYNDP2026 | HEV | 2040 | TWh | 272 | Sub_sector | Transport | Freight trains | Transport (trains) | Energetic | transport_trains_final_demand_electricity | Electricity | EU | Energy demand | 15.8972 | FEC
FR | TYNDP2026 | HEV | 2040 | TWh | 273 | Sub_sector | Transport | Freight trains | Transport (trains) | Energetic | transport_trains_final_demand_hydrogen | Hydrogen | EU | Energy demand | 0.90393 | FEC
FR | TYNDP2026 | HEV | 2040 | TWh | 274 | Sub_sector | Transport | Freight trains | Transport (trains) | Energetic | transport_trains_final_demand_methane | Methane | EU | Energy demand | 0 | FEC
FR | TYNDP2026 | HEV | 2040 | TWh | 275 | Sub_sector | Transport | Freight trains | Transport (trains) | Energetic | transport_trains_final_demand_heat | Heat | EU | Energy demand | 0 | FEC
FR | TYNDP2026 | HEV | 2040 | TWh | 276 | Sub_sector | Transport | Freight trains | Transport (trains) | Energetic | transport_trains_final_demand_biomass | Biomass | EU | Energy demand | 0 | FEC
FR | TYNDP2026 | HEV | 2040 | TWh | 277 | Sub_sector | Transport | Freight trains | Transport (trains) | Energetic | transport_trains_final_demand_coal | Solids | EU | Energy demand | 0 | FEC
FR | TYNDP2026 | HEV | 2040 | TWh | 278 | Sub_sector | Transport | Freight trains | Transport (trains) | Energetic | transport_trains_final_demand_oil | Liquids | EU | Energy demand | 0.67437 | FEC
FR | TYNDP2026 | HEV | 2040 | TWh | 279 | Sub_sector | Transport | Freight trains | Transport (trains) | Energetic | transport_trains_final_demand_other | Others | EU | Energy demand | 0 | FEC
FR | TYNDP2026 | HEV | 2040 | TWh | 280 | Sub_sector | Transport | Freight trains | Transport (trains) | Energetic | transport_trains_final_demand_ammonia | Ammonia | EU | Energy demand | 0 | FEC
FR | TYNDP2026 | HEV | 2040 | TWh | 282 | Sub_sector | Transport | Ships | Transport (ships) | Energetic | transport_ships_final_demand_electricity | Electricity | EU | Energy demand | 0 | FEC
FR | TYNDP2026 | HEV | 2040 | TWh | 283 | Sub_sector | Transport | Ships | Transport (ships) | Energetic | transport_ships_final_demand_hydrogen | Hydrogen | EU | Energy demand | 0 | FEC
FR | TYNDP2026 | HEV | 2040 | TWh | 284 | Sub_sector | Transport | Ships | Transport (ships) | Energetic | transport_ships_final_demand_methane | Methane | EU | Energy demand | 0.27442 | FEC
FR | TYNDP2026 | HEV | 2040 | TWh | 285 | Sub_sector | Transport | Ships | Transport (ships) | Energetic | transport_ships_final_demand_heat | Heat | EU | Energy demand | 0 | FEC
FR | TYNDP2026 | HEV | 2040 | TWh | 286 | Sub_sector | Transport | Ships | Transport (ships) | Energetic | transport_ships_final_demand_biomass | Biomass | EU | Energy demand | 0 | FEC
FR | TYNDP2026 | HEV | 2040 | TWh | 287 | Sub_sector | Transport | Ships | Transport (ships) | Energetic | transport_ships_final_demand_coal | Solids | EU | Energy demand | 0 | FEC
FR | TYNDP2026 | HEV | 2040 | TWh | 288 | Sub_sector | Transport | Ships | Transport (ships) | Energetic | transport_ships_final_demand_oil | Liquids | EU | Energy demand | 0.309 | FEC
FR | TYNDP2026 | HEV | 2040 | TWh | 289 | Sub_sector | Transport | Ships | Transport (ships) | Energetic | transport_ships_final_demand_other | Others | EU | Energy demand | 0 | FEC
FR | TYNDP2026 | HEV | 2040 | TWh | 290 | Sub_sector | Transport | Ships | Transport (ships) | Energetic | transport_ships_final_demand_ammonia | Ammonia | EU | Energy demand | 0.006361 | FEC
FR | TYNDP2026 | HEV | 2040 | TWh | 292 | Sub_sector | Transport | Planes | Transport (planes) | Energetic | transport_planes_final_demand_electricity | Electricity | EU | Energy demand | 0 | FEC
FR | TYNDP2026 | HEV | 2040 | TWh | 293 | Sub_sector | Transport | Planes | Transport (planes) | Energetic | transport_planes_final_demand_hydrogen | Hydrogen | EU | Energy demand | 0.075085 | FEC
FR | TYNDP2026 | HEV | 2040 | TWh | 294 | Sub_sector | Transport | Planes | Transport (planes) | Energetic | transport_planes_final_demand_methane | Methane | EU | Energy demand | 0 | FEC
FR | TYNDP2026 | HEV | 2040 | TWh | 295 | Sub_sector | Transport | Planes | Transport (planes) | Energetic | transport_planes_final_demand_heat | Heat | EU | Energy demand | 0 | FEC
FR | TYNDP2026 | HEV | 2040 | TWh | 296 | Sub_sector | Transport | Planes | Transport (planes) | Energetic | transport_planes_final_demand_biomass | Biomass | EU | Energy demand | 0 | FEC
FR | TYNDP2026 | HEV | 2040 | TWh | 297 | Sub_sector | Transport | Planes | Transport (planes) | Energetic | transport_planes_final_demand_coal | Solids | EU | Energy demand | 0 | FEC
FR | TYNDP2026 | HEV | 2040 | TWh | 298 | Sub_sector | Transport | Planes | Transport (planes) | Energetic | transport_planes_final_demand_oil | Liquids | EU | Energy demand | 13.511 | FEC
FR | TYNDP2026 | HEV | 2040 | TWh | 299 | Sub_sector | Transport | Planes | Transport (planes) | Energetic | transport_planes_final_demand_other | Others | EU | Energy demand | 0 | FEC
FR | TYNDP2026 | HEV | 2040 | TWh | 300 | Sub_sector | Transport | Planes | Transport (planes) | Energetic | transport_planes_final_demand_ammonia | Ammonia | EU | Energy demand | 0 | FEC
FR | TYNDP2026 | HEV | 2040 | TWh | 302 | Sub_sector | Transport | Others | Transport (others) | Energetic | transport_other_final_demand_electricity | Electricity | EU | Energy demand | 0.32233 | FEC
FR | TYNDP2026 | HEV | 2040 | TWh | 303 | Sub_sector | Transport | Others | Transport (others) | Energetic | transport_other_final_demand_hydrogen | Hydrogen | EU | Energy demand | 0 | FEC
FR | TYNDP2026 | HEV | 2040 | TWh | 304 | Sub_sector | Transport | Others | Transport (others) | Energetic | transport_other_final_demand_methane | Methane | EU | Energy demand | 0 | FEC
FR | TYNDP2026 | HEV | 2040 | TWh | 305 | Sub_sector | Transport | Others | Transport (others) | Energetic | transport_other_final_demand_heat | Heat | EU | Energy demand | 0 | FEC
FR | TYNDP2026 | HEV | 2040 | TWh | 306 | Sub_sector | Transport | Others | Transport (others) | Energetic | transport_other_final_demand_biomass | Biomass | EU | Energy demand | 0 | FEC
FR | TYNDP2026 | HEV | 2040 | TWh | 307 | Sub_sector | Transport | Others | Transport (others) | Energetic | transport_other_final_demand_coal | Solids | EU | Energy demand | 0 | FEC
FR | TYNDP2026 | HEV | 2040 | TWh | 308 | Sub_sector | Transport | Others | Transport (others) | Energetic | transport_other_final_demand_oil | Liquids | EU | Energy demand | 1.291 | FEC
FR | TYNDP2026 | HEV | 2040 | TWh | 309 | Sub_sector | Transport | Others | Transport (others) | Energetic | transport_other_final_demand_other | Others | EU | Energy demand | 0 | FEC
FR | TYNDP2026 | HEV | 2040 | TWh | 310 | Sub_sector | Transport | Others | Transport (others) | Energetic | transport_other_final_demand_ammonia | Ammonia | EU | Energy demand | 0 | FEC
FR | TYNDP2026 | HEV | 2040 | TWh | 312 | Sub_sector | International transport | International aviation | Transport (int. aviation) | Energetic | transport_int_aviation_final_demand_electricity | Electricity | EU | Energy demand | 0 | FEC
FR | TYNDP2026 | HEV | 2040 | TWh | 313 | Sub_sector | International transport | International aviation | Transport (int. aviation) | Energetic | transport_int_aviation_final_demand_hydrogen | Hydrogen | EU | Energy demand | 0 | FEC
FR | TYNDP2026 | HEV | 2040 | TWh | 314 | Sub_sector | International transport | International aviation | Transport (int. aviation) | Energetic | transport_int_aviation_final_demand_methane | Methane | EU | Energy demand | 0 | FEC
FR | TYNDP2026 | HEV | 2040 | TWh | 315 | Sub_sector | International transport | International aviation | Transport (int. aviation) | Energetic | transport_int_aviation_final_demand_heat | Heat | EU | Energy demand | 0 | FEC
FR | TYNDP2026 | HEV | 2040 | TWh | 316 | Sub_sector | International transport | International aviation | Transport (int. aviation) | Energetic | transport_int_aviation_final_demand_biofuels | Biomass | EU | Energy demand | 0 | FEC
FR | TYNDP2026 | HEV | 2040 | TWh | 317 | Sub_sector | International transport | International aviation | Transport (int. aviation) | Energetic | transport_int_aviation_final_demand_coal | Solids | EU | Energy demand | 0 | FEC
FR | TYNDP2026 | HEV | 2040 | TWh | 318 | Sub_sector | International transport | International aviation | Transport (int. aviation) | Energetic | transport_int_aviation_final_demand_oil | Liquids | EU | Energy demand | 75.9373 | FEC
FR | TYNDP2026 | HEV | 2040 | TWh | 319 | Sub_sector | International transport | International aviation | Transport (int. aviation) | Energetic | transport_int_aviation_final_demand_other | Others | EU | Energy demand | 0 | FEC
FR | TYNDP2026 | HEV | 2040 | TWh | 320 | Sub_sector | International transport | International aviation | Transport (int. aviation) | Energetic | transport_int_aviation_final_demand_ammonia | Ammonia | EU | Energy demand | 0 | FEC
FR | TYNDP2026 | HEV | 2040 | TWh | 322 | Sub_sector | International transport | International shipping | Transport (int. shipping) | Energetic | transport_int_shipping_final_demand_electricity | Electricity | EU | Energy demand | 0 | not_included_in_FEC
FR | TYNDP2026 | HEV | 2040 | TWh | 323 | Sub_sector | International transport | International shipping | Transport (int. shipping) | Energetic | transport_int_shipping_final_demand_hydrogen | Hydrogen | EU | Energy demand | 0 | not_included_in_FEC
FR | TYNDP2026 | HEV | 2040 | TWh | 324 | Sub_sector | International transport | International shipping | Transport (int. shipping) | Energetic | transport_int_shipping_final_demand_methane | Methane | EU | Energy demand | 9.7254 | not_included_in_FEC
FR | TYNDP2026 | HEV | 2040 | TWh | 325 | Sub_sector | International transport | International shipping | Transport (int. shipping) | Energetic | transport_int_shipping_final_demand_heat | Heat | EU | Energy demand | 0 | not_included_in_FEC
FR | TYNDP2026 | HEV | 2040 | TWh | 326 | Sub_sector | International transport | International shipping | Transport (int. shipping) | Energetic | transport_int_shipping_final_demand_biofuels | Biomass | EU | Energy demand | 0 | not_included_in_FEC
FR | TYNDP2026 | HEV | 2040 | TWh | 327 | Sub_sector | International transport | International shipping | Transport (int. shipping) | Energetic | transport_int_shipping_final_demand_coal | Solids | EU | Energy demand | 0 | not_included_in_FEC
FR | TYNDP2026 | HEV | 2040 | TWh | 328 | Sub_sector | International transport | International shipping | Transport (int. shipping) | Energetic | transport_int_shipping_final_demand_oil | Liquids | EU | Energy demand | 10.9508 | not_included_in_FEC
FR | TYNDP2026 | HEV | 2040 | TWh | 329 | Sub_sector | International transport | International shipping | Transport (int. shipping) | Energetic | transport_int_shipping_final_demand_other | Others | EU | Energy demand | 0 | not_included_in_FEC
FR | TYNDP2026 | HEV | 2040 | TWh | 330 | Sub_sector | International transport | International shipping | Transport (int. shipping) | Energetic | transport_int_shipping_final_demand_ammonia | Ammonia | EU | Energy demand | 0.26515 | not_included_in_FEC
FR | TYNDP2026 | HEV | 2040 | TWh | 332 | Sub_sector | Households | Space heating | Households (heating) | Energetic | households_heating_final_demand_electricity | Electricity | EU | Energy demand | 47.3313 | FEC
FR | TYNDP2026 | HEV | 2040 | TWh | 333 | Sub_sector | Households | Space heating | Households (heating) | Energetic | households_heating_final_demand_hydrogen | Hydrogen | EU | Energy demand | 0 | FEC
FR | TYNDP2026 | HEV | 2040 | TWh | 334 | Sub_sector | Households | Space heating | Households (heating) | Energetic | households_heating_final_demand_methane | Methane | EU | Energy demand | 39.4097 | FEC
FR | TYNDP2026 | HEV | 2040 | TWh | 335 | Sub_sector | Households | Space heating | Households (heating) | Energetic | households_heating_final_demand_heat | Heat | EU | Energy demand | 23.2855 | FEC
FR | TYNDP2026 | HEV | 2040 | TWh | 336 | Sub_sector | Households | Space heating | Households (heating) | Energetic | households_heating_final_demand_biomass | Biomass | EU | Energy demand | 28.8051 | FEC
FR | TYNDP2026 | HEV | 2040 | TWh | 337 | Sub_sector | Households | Space heating | Households (heating) | Energetic | households_heating_final_demand_coal | Solids | EU | Energy demand | 0 | FEC
FR | TYNDP2026 | HEV | 2040 | TWh | 338 | Sub_sector | Households | Space heating | Households (heating) | Energetic | households_heating_final_demand_oil | Liquids | EU | Energy demand | 0 | FEC
FR | TYNDP2026 | HEV | 2040 | TWh | 339 | Sub_sector | Households | Space heating | Households (heating) | Energetic | households_heating_final_demand_other | Others | EU | Energy demand | 0 | FEC
FR | TYNDP2026 | HEV | 2040 | TWh | 340 | Sub_sector | Households | Space heating | Households (heating) | Energetic | households_heating_final_demand_ammonia | Ammonia | EU | Energy demand | 0 | FEC
FR | TYNDP2026 | HEV | 2040 | TWh | 343 | Sub_sector | Households | Cooling | Households (cooling) | Energetic | households_cooling_final_demand_electricity | Electricity | EU | Energy demand | 4.8963 | FEC
FR | TYNDP2026 | HEV | 2040 | TWh | 344 | Sub_sector | Households | Cooling | Households (cooling) | Energetic | households_cooling_final_demand_hydrogen | Hydrogen | EU | Energy demand | 0 | FEC
FR | TYNDP2026 | HEV | 2040 | TWh | 345 | Sub_sector | Households | Cooling | Households (cooling) | Energetic | households_cooling_final_demand_methane | Methane | EU | Energy demand | 0 | FEC
FR | TYNDP2026 | HEV | 2040 | TWh | 346 | Sub_sector | Households | Cooling | Households (cooling) | Energetic | households_cooling_final_demand_heat | Heat | EU | Energy demand | 0 | FEC
FR | TYNDP2026 | HEV | 2040 | TWh | 347 | Sub_sector | Households | Cooling | Households (cooling) | Energetic | households_cooling_final_demand_biomass | Biomass | EU | Energy demand | 0 | FEC
FR | TYNDP2026 | HEV | 2040 | TWh | 348 | Sub_sector | Households | Cooling | Households (cooling) | Energetic | households_cooling_final_demand_coal | Solids | EU | Energy demand | 0 | FEC
FR | TYNDP2026 | HEV | 2040 | TWh | 349 | Sub_sector | Households | Cooling | Households (cooling) | Energetic | households_cooling_final_demand_oil | Liquids | EU | Energy demand | 0 | FEC
FR | TYNDP2026 | HEV | 2040 | TWh | 350 | Sub_sector | Households | Cooling | Households (cooling) | Energetic | households_cooling_final_demand_other | Others | EU | Energy demand | 0 | FEC
FR | TYNDP2026 | HEV | 2040 | TWh | 351 | Sub_sector | Households | Cooling | Households (cooling) | Energetic | households_cooling_final_demand_ammonia | Ammonia | EU | Energy demand | 0 | FEC
FR | TYNDP2026 | HEV | 2040 | TWh | 354 | Sub_sector | Households | Hot water | Households (hot water) | Energetic | households_hot_water_final_demand_electricity | Electricity | EU | Energy demand | 10.3142 | FEC
FR | TYNDP2026 | HEV | 2040 | TWh | 355 | Sub_sector | Households | Hot water | Households (hot water) | Energetic | households_hot_water_final_demand_hydrogen | Hydrogen | EU | Energy demand | 0 | FEC
FR | TYNDP2026 | HEV | 2040 | TWh | 356 | Sub_sector | Households | Hot water | Households (hot water) | Energetic | households_hot_water_final_demand_methane | Methane | EU | Energy demand | 12.1771 | FEC
FR | TYNDP2026 | HEV | 2040 | TWh | 357 | Sub_sector | Households | Hot water | Households (hot water) | Energetic | households_hot_water_final_demand_heat | Heat | EU | Energy demand | 7.3004 | FEC
FR | TYNDP2026 | HEV | 2040 | TWh | 358 | Sub_sector | Households | Hot water | Households (hot water) | Energetic | households_hot_water_final_demand_biomass | Biomass | EU | Energy demand | 8.3589 | FEC
FR | TYNDP2026 | HEV | 2040 | TWh | 359 | Sub_sector | Households | Hot water | Households (hot water) | Energetic | households_hot_water_final_demand_coal | Solids | EU | Energy demand | 0 | FEC
FR | TYNDP2026 | HEV | 2040 | TWh | 360 | Sub_sector | Households | Hot water | Households (hot water) | Energetic | households_hot_water_final_demand_oil | Liquids | EU | Energy demand | 0 | FEC
FR | TYNDP2026 | HEV | 2040 | TWh | 361 | Sub_sector | Households | Hot water | Households (hot water) | Energetic | households_hot_water_final_demand_other | Others | EU | Energy demand | 1.1365 | FEC
FR | TYNDP2026 | HEV | 2040 | TWh | 362 | Sub_sector | Households | Hot water | Households (hot water) | Energetic | households_hot_water_final_demand_ammonia | Ammonia | EU | Energy demand | 0 | FEC
FR | TYNDP2026 | HEV | 2040 | TWh | 365 | Sub_sector | Households | Appliances | Households (appliances) | Energetic | households_appliances_final_demand_electricity | Electricity | EU | Energy demand | 64.4312 | FEC
FR | TYNDP2026 | HEV | 2040 | TWh | 366 | Sub_sector | Households | Appliances | Households (appliances) | Energetic | households_appliances_final_demand_hydrogen | Hydrogen | EU | Energy demand | 0 | FEC
FR | TYNDP2026 | HEV | 2040 | TWh | 367 | Sub_sector | Households | Appliances | Households (appliances) | Energetic | households_appliances_final_demand_methane | Methane | EU | Energy demand | 2.0609 | FEC
FR | TYNDP2026 | HEV | 2040 | TWh | 368 | Sub_sector | Households | Appliances | Households (appliances) | Energetic | households_appliances_final_demand_heat | Heat | EU | Energy demand | 0 | FEC
FR | TYNDP2026 | HEV | 2040 | TWh | 369 | Sub_sector | Households | Appliances | Households (appliances) | Energetic | households_appliances_final_demand_biomass | Biomass | EU | Energy demand | 0 | FEC
FR | TYNDP2026 | HEV | 2040 | TWh | 370 | Sub_sector | Households | Appliances | Households (appliances) | Energetic | households_appliances_final_demand_coal | Solids | EU | Energy demand | 0 | FEC
FR | TYNDP2026 | HEV | 2040 | TWh | 371 | Sub_sector | Households | Appliances | Households (appliances) | Energetic | households_appliances_final_demand_oil | Liquids | EU | Energy demand | 0 | FEC
FR | TYNDP2026 | HEV | 2040 | TWh | 372 | Sub_sector | Households | Appliances | Households (appliances) | Energetic | households_appliances_final_demand_other | Others | EU | Energy demand | 0 | FEC
FR | TYNDP2026 | HEV | 2040 | TWh | 373 | Sub_sector | Households | Appliances | Households (appliances) | Energetic | households_appliances_final_demand_ammonia | Ammonia | EU | Energy demand | 0 | FEC
FR | TYNDP2026 | HEV | 2040 | TWh | 375 | Sub_sector | Buildings | Space heating | Buildings (heat) | Energetic | buildings_heat_final_demand_electricity | Electricity | EU | Energy demand | 21.9751 | FEC
FR | TYNDP2026 | HEV | 2040 | TWh | 376 | Sub_sector | Buildings | Space heating | Buildings (heat) | Energetic | buildings_heat_final_demand_hydrogen | Hydrogen | EU | Energy demand | 0 | FEC
FR | TYNDP2026 | HEV | 2040 | TWh | 377 | Sub_sector | Buildings | Space heating | Buildings (heat) | Energetic | buildings_heat_final_demand_methane | Methane | EU | Energy demand | 17.8792 | FEC
FR | TYNDP2026 | HEV | 2040 | TWh | 378 | Sub_sector | Buildings | Space heating | Buildings (heat) | Energetic | buildings_heat_final_demand_heat | Heat | EU | Energy demand | 15.3575 | FEC
FR | TYNDP2026 | HEV | 2040 | TWh | 379 | Sub_sector | Buildings | Space heating | Buildings (heat) | Energetic | buildings_heat_final_demand_biomass | Biomass | EU | Energy demand | 2.1787 | FEC
FR | TYNDP2026 | HEV | 2040 | TWh | 380 | Sub_sector | Buildings | Space heating | Buildings (heat) | Energetic | buildings_heat_final_demand_coal | Solids | EU | Energy demand | 0 | FEC
FR | TYNDP2026 | HEV | 2040 | TWh | 381 | Sub_sector | Buildings | Space heating | Buildings (heat) | Energetic | buildings_heat_final_demand_oil | Liquids | EU | Energy demand | 0 | FEC
FR | TYNDP2026 | HEV | 2040 | TWh | 382 | Sub_sector | Buildings | Space heating | Buildings (heat) | Energetic | buildings_heat_final_demand_other | Others | EU | Energy demand | 0 | FEC
FR | TYNDP2026 | HEV | 2040 | TWh | 383 | Sub_sector | Buildings | Space heating | Buildings (heat) | Energetic | buildings_heat_final_demand_ammonia | Ammonia | EU | Energy demand | 0 | FEC
FR | TYNDP2026 | HEV | 2040 | TWh | 386 | Sub_sector | Buildings | Cooling | Buildings (cooling) | Energetic | buildings_cooling_final_demand_electricity | Electricity | EU | Energy demand | 14.3068 | FEC
FR | TYNDP2026 | HEV | 2040 | TWh | 387 | Sub_sector | Buildings | Cooling | Buildings (cooling) | Energetic | buildings_cooling_final_demand_hydrogen | Hydrogen | EU | Energy demand | 0 | FEC
FR | TYNDP2026 | HEV | 2040 | TWh | 388 | Sub_sector | Buildings | Cooling | Buildings (cooling) | Energetic | buildings_cooling_final_demand_methane | Methane | EU | Energy demand | 0 | FEC
FR | TYNDP2026 | HEV | 2040 | TWh | 389 | Sub_sector | Buildings | Cooling | Buildings (cooling) | Energetic | buildings_cooling_final_demand_heat | Heat | EU | Energy demand | 0 | FEC
FR | TYNDP2026 | HEV | 2040 | TWh | 390 | Sub_sector | Buildings | Cooling | Buildings (cooling) | Energetic | buildings_cooling_final_demand_biomass | Biomass | EU | Energy demand | 0 | FEC
FR | TYNDP2026 | HEV | 2040 | TWh | 391 | Sub_sector | Buildings | Cooling | Buildings (cooling) | Energetic | buildings_cooling_final_demand_coal | Solids | EU | Energy demand | 0 | FEC
FR | TYNDP2026 | HEV | 2040 | TWh | 392 | Sub_sector | Buildings | Cooling | Buildings (cooling) | Energetic | buildings_cooling_final_demand_oil | Liquids | EU | Energy demand | 0 | FEC
FR | TYNDP2026 | HEV | 2040 | TWh | 393 | Sub_sector | Buildings | Cooling | Buildings (cooling) | Energetic | buildings_cooling_final_demand_other | Others | EU | Energy demand | 0 | FEC
FR | TYNDP2026 | HEV | 2040 | TWh | 394 | Sub_sector | Buildings | Cooling | Buildings (cooling) | Energetic | buildings_cooling_final_demand_ammonia | Ammonia | EU | Energy demand | 0 | FEC
FR | TYNDP2026 | HEV | 2040 | TWh | 397 | Sub_sector | Buildings | Appliances | Buildings (appliances) | Energetic | buildings_appliances_final_demand_electricity | Electricity | EU | Energy demand | 44.1952 | FEC
FR | TYNDP2026 | HEV | 2040 | TWh | 398 | Sub_sector | Buildings | Appliances | Buildings (appliances) | Energetic | buildings_appliances_final_demand_hydrogen | Hydrogen | EU | Energy demand | 0 | FEC
FR | TYNDP2026 | HEV | 2040 | TWh | 399 | Sub_sector | Buildings | Appliances | Buildings (appliances) | Energetic | buildings_appliances_final_demand_methane | Methane | EU | Energy demand | 8.2063 | FEC
FR | TYNDP2026 | HEV | 2040 | TWh | 400 | Sub_sector | Buildings | Appliances | Buildings (appliances) | Energetic | buildings_appliances_final_demand_heat | Heat | EU | Energy demand | 0 | FEC
FR | TYNDP2026 | HEV | 2040 | TWh | 401 | Sub_sector | Buildings | Appliances | Buildings (appliances) | Energetic | buildings_appliances_final_demand_biomass | Biomass | EU | Energy demand | 0 | FEC
FR | TYNDP2026 | HEV | 2040 | TWh | 402 | Sub_sector | Buildings | Appliances | Buildings (appliances) | Energetic | buildings_appliances_final_demand_coal | Solids | EU | Energy demand | 0 | FEC
FR | TYNDP2026 | HEV | 2040 | TWh | 403 | Sub_sector | Buildings | Appliances | Buildings (appliances) | Energetic | buildings_appliances_final_demand_oil | Liquids | EU | Energy demand | 0 | FEC
FR | TYNDP2026 | HEV | 2040 | TWh | 404 | Sub_sector | Buildings | Appliances | Buildings (appliances) | Energetic | buildings_appliances_final_demand_other | Others | EU | Energy demand | 0 | FEC
FR | TYNDP2026 | HEV | 2040 | TWh | 405 | Sub_sector | Buildings | Appliances | Buildings (appliances) | Energetic | buildings_appliances_final_demand_ammonia | Ammonia | EU | Energy demand | 0 | FEC
FR | TYNDP2026 | HEV | 2040 | TWh | 407 | Sub_sector | Buildings | Datacenters | Datacenters & ICT | Energetic | datacentres_final_demand_electricity_energetic | Electricity | EU | Energy demand | 36.55 | FEC
FR | TYNDP2026 | HEV | 2040 | TWh | 408 | Sub_sector | Buildings | Datacenters | Datacenters & ICT | Energetic | datacentres_final_demand_hydrogen_energetic | Hydrogen | EU | Energy demand | 0 | FEC
FR | TYNDP2026 | HEV | 2040 | TWh | 409 | Sub_sector | Buildings | Datacenters | Datacenters & ICT | Energetic | datacentres_final_demand_methane_energetic | Methane | EU | Energy demand | 0 | FEC
FR | TYNDP2026 | HEV | 2040 | TWh | 410 | Sub_sector | Buildings | Datacenters | Datacenters & ICT | Energetic | datacentres_final_demand_heat_energetic | Heat | EU | Energy demand | 0 | FEC
FR | TYNDP2026 | HEV | 2040 | TWh | 411 | Sub_sector | Buildings | Datacenters | Datacenters & ICT | Energetic | datacentres_final_demand_biomass_energetic | Biomass | EU | Energy demand | 0 | FEC
FR | TYNDP2026 | HEV | 2040 | TWh | 412 | Sub_sector | Buildings | Datacenters | Datacenters & ICT | Energetic | datacentres_final_demand_coal_energetic | Solids | EU | Energy demand | 0 | FEC
FR | TYNDP2026 | HEV | 2040 | TWh | 413 | Sub_sector | Buildings | Datacenters | Datacenters & ICT | Energetic | datacentres_final_demand_oil_energetic | Liquids | EU | Energy demand | 0 | FEC
FR | TYNDP2026 | HEV | 2040 | TWh | 414 | Sub_sector | Buildings | Datacenters | Datacenters & ICT | Energetic | datacentres_final_demand_other_energetic | Others | EU | Energy demand | 0 | FEC
FR | TYNDP2026 | HEV | 2040 | TWh | 415 | Sub_sector | Buildings | Datacenters | Datacenters & ICT | Energetic | datacentres_final_demand_ammonia_energetic | Ammonia | EU | Energy demand | 0 | FEC
FR | TYNDP2026 | HEV | 2040 | TWh | 417 | Sub_sector | Transport | Others_Sector | Others_Sector | Energetic | other_final_demand_electricity_energetic | Electricity | EU | Energy demand | 2.6366 | FEC
FR | TYNDP2026 | HEV | 2040 | TWh | 418 | Sub_sector | Transport | Others_Sector | Others_Sector | Energetic | other_final_demand_hydrogen_energetic | Hydrogen | EU | Energy demand | 0 | FEC
FR | TYNDP2026 | HEV | 2040 | TWh | 419 | Sub_sector | Transport | Pipeline Transport | Others_Sector | Energetic | other_final_demand_methane_energetic | Methane | EU | Energy demand | 1.3644 | FEC
FR | TYNDP2026 | HEV | 2040 | TWh | 420 | Sub_sector | Transport | Others_Sector | Others_Sector | Energetic | other_final_demand_heat_energetic | Heat | EU | Energy demand | 0 | FEC
FR | TYNDP2026 | HEV | 2040 | TWh | 421 | Sub_sector | Transport | Others_Sector | Others_Sector | Energetic | other_final_demand_biomass_energetic | Biomass | EU | Energy demand | 0 | FEC
FR | TYNDP2026 | HEV | 2040 | TWh | 422 | Sub_sector | Transport | Others_Sector | Others_Sector | Energetic | other_final_demand_coal_energetic | Solids | EU | Energy demand | 0 | FEC
FR | TYNDP2026 | HEV | 2040 | TWh | 423 | Sub_sector | Transport | Others_Sector | Others_Sector | Energetic | other_final_demand_oil_energetic | Liquids | EU | Energy demand | 4.7664 | FEC
FR | TYNDP2026 | HEV | 2040 | TWh | 424 | Sub_sector | Others_Sector | Others_Sector | Others_Sector | Non-energetic | other_final_demand_oil_non_energetic | Liquids | EU | Energy demand | 1.1728 | not_included_in_FEC
FR | TYNDP2026 | HEV | 2040 | TWh | 425 | Sub_sector | Transport | Others_Sector | Others_Sector | Energetic | other_final_demand_other_energetic | Others | EU | Energy demand | 0 | FEC
FR | TYNDP2026 | HEV | 2040 | TWh | 426 | Sub_sector | Transport | Others_Sector | Others_Sector | Energetic | other_final_demand_ammonia_energetic | Ammonia | EU | Energy demand | 0 | FEC
FR | TYNDP2026 | HEV | 2040 | TWh | 427 | Sub_sector | Industry | Surplus_Heat_in_Industry | Surplus_Heat_in_Industry | Energetic | final_demand_of_industry_unused_local_production_steam_hot_water | Heat | EU | Energy demand | 0 | FEC
FR | TYNDP2026 | HEV | 2040 | TWh | 429 | Sub_sector | Agriculture | Total | Agriculture | Energetic | agriculture_final_demand_electricity_energetic | Electricity | EU | Energy demand | 8.2687 | FEC
FR | TYNDP2026 | HEV | 2040 | TWh | 430 | Sub_sector | Agriculture | Total | Agriculture | Energetic | agriculture_final_demand_hydrogen_energetic | Hydrogen | EU | Energy demand | 0 | FEC
FR | TYNDP2026 | HEV | 2040 | TWh | 431 | Sub_sector | Agriculture | Total | Agriculture | Energetic | agriculture_final_demand_methane_energetic | Methane | EU | Energy demand | 2.6276 | FEC
FR | TYNDP2026 | HEV | 2040 | TWh | 432 | Sub_sector | Agriculture | Total | Agriculture | Energetic | agriculture_final_demand_heat_energetic | Heat | EU | Energy demand | 0.21658 | FEC
FR | TYNDP2026 | HEV | 2040 | TWh | 433 | Sub_sector | Agriculture | Total | Agriculture | Energetic | agriculture_final_demand_biomass_energetic | Biomass | EU | Energy demand | 1.6965 | FEC
FR | TYNDP2026 | HEV | 2040 | TWh | 434 | Sub_sector | Agriculture | Total | Agriculture | Energetic | agriculture_final_demand_coal_energetic | Solids | EU | Energy demand | 0 | FEC
FR | TYNDP2026 | HEV | 2040 | TWh | 435 | Sub_sector | Agriculture | Total | Agriculture | Energetic | agriculture_final_demand_oil_energetic | Liquids | EU | Energy demand | 33.9242 | FEC
FR | TYNDP2026 | HEV | 2040 | TWh | 436 | Sub_sector | Agriculture | Total | Agriculture | Energetic | agriculture_final_demand_other_energetic | Others | EU | Energy demand | 0 | FEC
FR | TYNDP2026 | HEV | 2040 | TWh | 437 | Sub_sector | Agriculture | Total | Agriculture | Energetic | agriculture_final_demand_ammonia_energetic | Ammonia | EU | Energy demand | 0 | FEC
FR | TYNDP2026 | HEV | 2040 | TWh | 447 | Sub_sector | Buildings | Surplus Energy | Buildings | Energetic | GAP | Electricity | EU | Energy demand | 0 | FEC
FR | TYNDP2026 | HEV | 2040 | TWh | 448 | Sub_sector | Buildings | Surplus Energy | Buildings | Energetic | GAP | Hydrogen | EU | Energy demand | 0 | FEC
FR | TYNDP2026 | HEV | 2040 | TWh | 449 | Sub_sector | Buildings | Surplus Energy | Buildings | Energetic | GAP | Methane | EU | Energy demand | 0 | FEC
FR | TYNDP2026 | HEV | 2040 | TWh | 450 | Sub_sector | Buildings | Surplus Energy | Buildings | Energetic | GAP | Heat | EU | Energy demand | 0 | FEC
FR | TYNDP2026 | HEV | 2040 | TWh | 451 | Sub_sector | Buildings | Surplus Energy | Buildings | Energetic | GAP | Biomass | EU | Energy demand | 0.068051 | FEC
FR | TYNDP2026 | HEV | 2040 | TWh | 452 | Sub_sector | Buildings | Surplus Energy | Buildings | Energetic | GAP | Solids | EU | Energy demand | 0 | FEC
FR | TYNDP2026 | HEV | 2040 | TWh | 453 | Sub_sector | Buildings | Surplus Energy | Buildings | Energetic | GAP | Liquids | EU | Energy demand | 1.777 | FEC
FR | TYNDP2026 | HEV | 2040 | TWh | 454 | Sub_sector | Buildings | Surplus Energy | Buildings | Energetic | GAP | Others | EU | Energy demand | 0 | FEC
FR | TYNDP2026 | HEV | 2040 | TWh | 455 | Sub_sector | Buildings | Surplus Energy | Buildings | Energetic | GAP | Ammonia | EU | Energy demand | 0 | FEC
FR | TYNDP2026 | HEV | 2040 | TWh | 456 | Sub_sector | Households | Surplus Energy | Households | Energetic | GAP | Electricity | EU | Energy demand | 0 | FEC
FR | TYNDP2026 | HEV | 2040 | TWh | 457 | Sub_sector | Households | Surplus Energy | Households | Energetic | GAP | Hydrogen | EU | Energy demand | 0 | FEC
FR | TYNDP2026 | HEV | 2040 | TWh | 458 | Sub_sector | Households | Surplus Energy | Households | Energetic | GAP | Methane | EU | Energy demand | 0 | FEC
FR | TYNDP2026 | HEV | 2040 | TWh | 459 | Sub_sector | Households | Surplus Energy | Households | Energetic | GAP | Heat | EU | Energy demand | 0 | FEC
FR | TYNDP2026 | HEV | 2040 | TWh | 460 | Sub_sector | Households | Surplus Energy | Households | Energetic | GAP | Biomass | EU | Energy demand | 0 | FEC
FR | TYNDP2026 | HEV | 2040 | TWh | 461 | Sub_sector | Households | Surplus Energy | Households | Energetic | GAP | Solids | EU | Energy demand | 0 | FEC
FR | TYNDP2026 | HEV | 2040 | TWh | 462 | Sub_sector | Households | Surplus Energy | Households | Energetic | GAP | Liquids | EU | Energy demand | 0 | FEC
FR | TYNDP2026 | HEV | 2040 | TWh | 463 | Sub_sector | Households | Surplus Energy | Households | Energetic | GAP | Others | EU | Energy demand | 0 | FEC
FR | TYNDP2026 | HEV | 2040 | TWh | 464 | Sub_sector | Households | Surplus Energy | Households | Energetic | GAP | Ammonia | EU | Energy demand | 0 | FEC
FR | TYNDP2026 | LEV | 2035 | TWh | 102 | Sub_sector | Industry | Aluminium | Industry (aluminium) | Energetic | industry_aluminium_demand_electricity_energetic | Electricity | EU | Energy demand | 4.7359 | FEC
FR | TYNDP2026 | LEV | 2035 | TWh | 103 | Sub_sector | Industry | Aluminium | Industry (aluminium) | Energetic | industry_aluminium_demand_hydrogen_energetic | Hydrogen | EU | Energy demand | 0 | FEC
FR | TYNDP2026 | LEV | 2035 | TWh | 104 | Sub_sector | Industry | Aluminium | Industry (aluminium) | Energetic | industry_aluminium_demand_methane_energetic | Methane | EU | Energy demand | 0.65442 | FEC
FR | TYNDP2026 | LEV | 2035 | TWh | 105 | Sub_sector | Industry | Aluminium | Industry (aluminium) | Energetic | industry_aluminium_demand_heat_energetic | Heat | EU | Energy demand | 0 | FEC
FR | TYNDP2026 | LEV | 2035 | TWh | 106 | Sub_sector | Industry | Aluminium | Industry (aluminium) | Energetic | industry_aluminium_demand_biomass_energetic | Biomass | EU | Energy demand | 0 | FEC
FR | TYNDP2026 | LEV | 2035 | TWh | 107 | Sub_sector | Industry | Aluminium | Industry (aluminium) | Energetic | industry_aluminium_demand_coal_energetic | Solids | EU | Energy demand | 0 | FEC
FR | TYNDP2026 | LEV | 2035 | TWh | 108 | Sub_sector | Industry | Aluminium | Industry (aluminium) | Energetic | industry_aluminium_demand_oil_energetic | Liquids | EU | Energy demand | 0 | FEC
FR | TYNDP2026 | LEV | 2035 | TWh | 109 | Sub_sector | Industry | Aluminium | Industry (aluminium) | Energetic | industry_aluminium_demand_others_energetic | Others | EU | Energy demand | 0 | FEC
FR | TYNDP2026 | LEV | 2035 | TWh | 110 | Sub_sector | Industry | Aluminium | Industry (aluminium) | Energetic | industry_ammonia_demand_others_energetic | Ammonia | EU | Energy demand | 0 | FEC
FR | TYNDP2026 | LEV | 2035 | TWh | 112 | Sub_sector | Industry | Chemicals | Industry (chemicals, energetic) | Energetic | industry_chemical_demand_electricity_energetic | Electricity | EU | Energy demand | 35.5055 | FEC
FR | TYNDP2026 | LEV | 2035 | TWh | 113 | Sub_sector | Industry | Chemicals | Industry (chemicals, energetic) | Energetic | industry_chemical_demand_hydrogen_energetic | Hydrogen | EU | Energy demand | 0 | FEC
FR | TYNDP2026 | LEV | 2035 | TWh | 114 | Sub_sector | Industry | Chemicals | Industry (chemicals, energetic) | Energetic | industry_chemical_demand_methane_energetic | Methane | EU | Energy demand | 16.0366 | FEC
FR | TYNDP2026 | LEV | 2035 | TWh | 115 | Sub_sector | Industry | Chemicals | Industry (chemicals, energetic) | Energetic | industry_chemical_demand_heat_energetic | Heat | EU | Energy demand | 10.1014 | FEC
FR | TYNDP2026 | LEV | 2035 | TWh | 116 | Sub_sector | Industry | Chemicals | Industry (chemicals, energetic) | Energetic | industry_chemical_demand_biomass_energetic | Biomass | EU | Energy demand | 0.63134 | FEC
FR | TYNDP2026 | LEV | 2035 | TWh | 117 | Sub_sector | Industry | Chemicals | Industry (chemicals, energetic) | Energetic | industry_chemical_demand_coal_energetic | Solids | EU | Energy demand | 0 | FEC
FR | TYNDP2026 | LEV | 2035 | TWh | 118 | Sub_sector | Industry | Chemicals | Industry (chemicals, energetic) | Energetic | industry_chemical_demand_oil_energetic | Liquids | EU | Energy demand | 12.5882 | FEC
FR | TYNDP2026 | LEV | 2035 | TWh | 119 | Sub_sector | Industry | Chemicals | Industry (chemicals, energetic) | Energetic | industry_chemical_demand_others_energetic | Others | EU | Energy demand | 0 | FEC
FR | TYNDP2026 | LEV | 2035 | TWh | 120 | Sub_sector | Industry | Chemicals | Industry (chemicals, energetic) | Energetic | industry_chemical_demand_ammonia_energetic | Ammonia | EU | Energy demand | 0 | FEC
FR | TYNDP2026 | LEV | 2035 | TWh | 122 | Sub_sector | Industry | Chemicals | Industry (chemicals, non-energetic) | Non-energetic | industry_chemical_demand_electricity_non_energetic | Electricity | EU | Energy demand | 0 | not_included_in_FEC
FR | TYNDP2026 | LEV | 2035 | TWh | 123 | Sub_sector | Industry | Chemicals | Industry (chemicals, non-energetic) | Non-energetic | industry_chemical_demand_hydrogen_non_energetic | Hydrogen | EU | Energy demand | 2.2886 | not_included_in_FEC
FR | TYNDP2026 | LEV | 2035 | TWh | 124 | Sub_sector | Industry | Chemicals | Industry (chemicals, non-energetic) | Non-energetic | industry_chemical_demand_methane_non_energetic | Methane | EU | Energy demand | 20.1304 | not_included_in_FEC
FR | TYNDP2026 | LEV | 2035 | TWh | 125 | Sub_sector | Industry | Chemicals | Industry (chemicals, non-energetic) | Non-energetic | industry_chemical_demand_heat_non_energetic | Heat | EU | Energy demand | 0 | not_included_in_FEC
FR | TYNDP2026 | LEV | 2035 | TWh | 126 | Sub_sector | Industry | Chemicals | Industry (chemicals, non-energetic) | Non-energetic | industry_chemical_demand_biomass_non_energetic | Biomass | EU | Energy demand | 2.2886 | not_included_in_FEC
FR | TYNDP2026 | LEV | 2035 | TWh | 127 | Sub_sector | Industry | Chemicals | Industry (chemicals, non-energetic) | Non-energetic | industry_chemical_demand_coal_non_energetic | Solids | EU | Energy demand | 0 | not_included_in_FEC
FR | TYNDP2026 | LEV | 2035 | TWh | 128 | Sub_sector | Industry | Chemicals | Industry (chemicals, non-energetic) | Non-energetic | industry_chemical_demand_oil_non_energetic | Liquids | EU | Energy demand | 89.7205 | not_included_in_FEC
FR | TYNDP2026 | LEV | 2035 | TWh | 129 | Sub_sector | Industry | Chemicals | Industry (chemicals, non-energetic) | Non-energetic | industry_chemical_demand_others_non_energetic | Others | EU | Energy demand | 0 | not_included_in_FEC
FR | TYNDP2026 | LEV | 2035 | TWh | 130 | Sub_sector | Industry | Chemicals | Industry (chemicals, non-energetic) | Non-energetic | industry_chemical_demand_ammonia_non_energetic | Ammonia | EU | Energy demand | 0 | not_included_in_FEC
FR | TYNDP2026 | LEV | 2035 | TWh | 132 | Sub_sector | Industry | Fertilizers | Industry (fertilizers, energetic) | Energetic | industry_fertilizers_demand_electricity_energetic | Electricity | EU | Energy demand | 0.39176 | FEC
FR | TYNDP2026 | LEV | 2035 | TWh | 133 | Sub_sector | Industry | Fertilizers | Industry (fertilizers, energetic) | Energetic | industry_fertilizers_demand_hydrogen_energetic | Hydrogen | EU | Energy demand | 0 | FEC
FR | TYNDP2026 | LEV | 2035 | TWh | 134 | Sub_sector | Industry | Fertilizers | Industry (fertilizers, energetic) | Energetic | industry_fertilizers_demand_methane_energetic | Methane | EU | Energy demand | 1.5997 | FEC
FR | TYNDP2026 | LEV | 2035 | TWh | 135 | Sub_sector | Industry | Fertilizers | Industry (fertilizers, energetic) | Energetic | industry_fertilizers_demand_heat_energetic | Heat | EU | Energy demand | 0 | FEC
FR | TYNDP2026 | LEV | 2035 | TWh | 136 | Sub_sector | Industry | Fertilizers | Industry (fertilizers, energetic) | Energetic | industry_fertilizers_demand_biomass_energetic | Biomass | EU | Energy demand | 0 | FEC
FR | TYNDP2026 | LEV | 2035 | TWh | 137 | Sub_sector | Industry | Fertilizers | Industry (fertilizers, energetic) | Energetic | industry_fertilizers_demand_coal_energetic | Solids | EU | Energy demand | 0 | FEC
FR | TYNDP2026 | LEV | 2035 | TWh | 138 | Sub_sector | Industry | Fertilizers | Industry (fertilizers, energetic) | Energetic | industry_fertilizers_demand_oil_energetic | Liquids | EU | Energy demand | 0 | FEC
FR | TYNDP2026 | LEV | 2035 | TWh | 139 | Sub_sector | Industry | Fertilizers | Industry (fertilizers, energetic) | Energetic | industry_fertilizers_demand_others_energetic | Others | EU | Energy demand | 0 | FEC
FR | TYNDP2026 | LEV | 2035 | TWh | 140 | Sub_sector | Industry | Fertilizers | Industry (fertilizers, energetic) | Energetic | industry_fertilizers_demand_ammonia_energetic | Ammonia | EU | Energy demand | 0 | FEC
FR | TYNDP2026 | LEV | 2035 | TWh | 142 | Sub_sector | Industry | Fertilizers | Industry (fertilizers, non-energetic) | Non-energetic | industry_fertilizers_demand_electricity_non_energetic | Electricity | EU | Energy demand | 0 | not_included_in_FEC
FR | TYNDP2026 | LEV | 2035 | TWh | 143 | Sub_sector | Industry | Fertilizers | Industry (fertilizers, non-energetic) | Non-energetic | industry_fertilizers_demand_hydrogen_non_energetic | Hydrogen | EU | Energy demand | 7.1009 | not_included_in_FEC
FR | TYNDP2026 | LEV | 2035 | TWh | 144 | Sub_sector | Industry | Fertilizers | Industry (fertilizers, non-energetic) | Non-energetic | industry_fertilizers_demand_methane_non_energetic | Methane | EU | Energy demand | 0 | not_included_in_FEC
FR | TYNDP2026 | LEV | 2035 | TWh | 145 | Sub_sector | Industry | Fertilizers | Industry (fertilizers, non-energetic) | Non-energetic | industry_fertilizers_demand_heat_non_energetic | Heat | EU | Energy demand | 0 | not_included_in_FEC
FR | TYNDP2026 | LEV | 2035 | TWh | 146 | Sub_sector | Industry | Fertilizers | Industry (fertilizers, non-energetic) | Non-energetic | industry_fertilizers_demand_biomass_non_energetic | Biomass | EU | Energy demand | 0 | not_included_in_FEC
FR | TYNDP2026 | LEV | 2035 | TWh | 147 | Sub_sector | Industry | Fertilizers | Industry (fertilizers, non-energetic) | Non-energetic | industry_fertilizers_demand_coal_non_energetic | Solids | EU | Energy demand | 0 | not_included_in_FEC
FR | TYNDP2026 | LEV | 2035 | TWh | 148 | Sub_sector | Industry | Fertilizers | Industry (fertilizers, non-energetic) | Non-energetic | industry_fertilizers_demand_oil_non_energetic | Liquids | EU | Energy demand | 0 | not_included_in_FEC
FR | TYNDP2026 | LEV | 2035 | TWh | 149 | Sub_sector | Industry | Fertilizers | Industry (fertilizers, non-energetic) | Non-energetic | industry_fertilizers_demand_others_non_energetic | Others | EU | Energy demand | 0 | not_included_in_FEC
FR | TYNDP2026 | LEV | 2035 | TWh | 150 | Sub_sector | Industry | Fertilizers | Industry (fertilizers, non-energetic) | Non-energetic | industry_fertilizers_demand_ammonia_non_energetic | Ammonia | EU | Energy demand | 1.7121 | not_included_in_FEC
FR | TYNDP2026 | LEV | 2035 | TWh | 152 | Sub_sector | Industry | Food | Industry (food) | Energetic | industry_food_demand_electricity_energetic | Electricity | EU | Energy demand | 26.7919 | FEC
FR | TYNDP2026 | LEV | 2035 | TWh | 153 | Sub_sector | Industry | Food | Industry (food) | Energetic | industry_food_demand_hydrogen_energetic | Hydrogen | EU | Energy demand | 0 | FEC
FR | TYNDP2026 | LEV | 2035 | TWh | 154 | Sub_sector | Industry | Food | Industry (food) | Energetic | industry_food_demand_methane_energetic | Methane | EU | Energy demand | 15.0753 | FEC
FR | TYNDP2026 | LEV | 2035 | TWh | 155 | Sub_sector | Industry | Food | Industry (food) | Energetic | industry_food_demand_heat_energetic | Heat | EU | Energy demand | 4.5878 | FEC
FR | TYNDP2026 | LEV | 2035 | TWh | 156 | Sub_sector | Industry | Food | Industry (food) | Energetic | industry_food_demand_biomass_energetic | Biomass | EU | Energy demand | 7.4477 | FEC
FR | TYNDP2026 | LEV | 2035 | TWh | 157 | Sub_sector | Industry | Food | Industry (food) | Energetic | industry_food_demand_coal_energetic | Solids | EU | Energy demand | 0.19339 | FEC
FR | TYNDP2026 | LEV | 2035 | TWh | 158 | Sub_sector | Industry | Food | Industry (food) | Energetic | industry_food_demand_oil_energetic | Liquids | EU | Energy demand | 0 | FEC
FR | TYNDP2026 | LEV | 2035 | TWh | 159 | Sub_sector | Industry | Food | Industry (food) | Energetic | industry_food_demand_others_energetic | Others | EU | Energy demand | 0 | FEC
FR | TYNDP2026 | LEV | 2035 | TWh | 160 | Sub_sector | Industry | Food | Industry (food) | Energetic | industry_food_demand_ammonia_energetic | Ammonia | EU | Energy demand | 0 | FEC
FR | TYNDP2026 | LEV | 2035 | TWh | 162 | Sub_sector | Industry | Metals | Industry (metal) | Energetic | industry_metal_demand_electricity_energetic | Electricity | EU | Energy demand | 1.4484 | FEC
FR | TYNDP2026 | LEV | 2035 | TWh | 163 | Sub_sector | Industry | Metals | Industry (metal) | Energetic | industry_metal_demand_hydrogen_energetic | Hydrogen | EU | Energy demand | 0 | FEC
FR | TYNDP2026 | LEV | 2035 | TWh | 164 | Sub_sector | Industry | Metals | Industry (metal) | Energetic | industry_metal_demand_methane_energetic | Methane | EU | Energy demand | 2.7968 | FEC
FR | TYNDP2026 | LEV | 2035 | TWh | 165 | Sub_sector | Industry | Metals | Industry (metal) | Energetic | industry_metal_demand_heat_energetic | Heat | EU | Energy demand | 0.25933 | FEC
FR | TYNDP2026 | LEV | 2035 | TWh | 166 | Sub_sector | Industry | Metals | Industry (metal) | Energetic | industry_metal_demand_biomass_energetic | Biomass | EU | Energy demand | 0 | FEC
FR | TYNDP2026 | LEV | 2035 | TWh | 167 | Sub_sector | Industry | Metals | Industry (metal) | Energetic | industry_metal_demand_coal_energetic | Solids | EU | Energy demand | 0.00091779 | FEC
FR | TYNDP2026 | LEV | 2035 | TWh | 168 | Sub_sector | Industry | Metals | Industry (metal) | Energetic | industry_metal_demand_oil_energetic | Liquids | EU | Energy demand | 1.2858 | FEC
FR | TYNDP2026 | LEV | 2035 | TWh | 169 | Sub_sector | Industry | Metals | Industry (metal) | Energetic | industry_metal_demand_others_energetic | Others | EU | Energy demand | 0 | FEC
FR | TYNDP2026 | LEV | 2035 | TWh | 170 | Sub_sector | Industry | Metals | Industry (metal) | Energetic | industry_metal_demand_ammonia_energetic | Ammonia | EU | Energy demand | 0 | FEC
FR | TYNDP2026 | LEV | 2035 | TWh | 172 | Sub_sector | Industry | Others | Industry (other, energetic) | Energetic | industry_other_demand_electricity_energetic | Electricity | EU | Energy demand | 40.9956 | FEC
FR | TYNDP2026 | LEV | 2035 | TWh | 173 | Sub_sector | Industry | Others | Industry (other, energetic) | Energetic | industry_other_demand_hydrogen_energetic | Hydrogen | EU | Energy demand | 0.9627 | FEC
FR | TYNDP2026 | LEV | 2035 | TWh | 174 | Sub_sector | Industry | Others | Industry (other, energetic) | Energetic | industry_other_demand_methane_energetic | Methane | EU | Energy demand | 31.4428 | FEC
FR | TYNDP2026 | LEV | 2035 | TWh | 175 | Sub_sector | Industry | Others | Industry (other, energetic) | Energetic | industry_other_demand_heat_energetic | Heat | EU | Energy demand | 3.7503 | FEC
FR | TYNDP2026 | LEV | 2035 | TWh | 176 | Sub_sector | Industry | Others | Industry (other, energetic) | Energetic | industry_other_demand_biomass_energetic | Biomass | EU | Energy demand | 4.407 | FEC
FR | TYNDP2026 | LEV | 2035 | TWh | 177 | Sub_sector | Industry | Others | Industry (other, energetic) | Energetic | industry_other_demand_coal_energetic | Solids | EU | Energy demand | 0.25632 | FEC
FR | TYNDP2026 | LEV | 2035 | TWh | 178 | Sub_sector | Industry | Others | Industry (other, energetic) | Energetic | industry_other_demand_oil_energetic | Liquids | EU | Energy demand | 8.7382 | FEC
FR | TYNDP2026 | LEV | 2035 | TWh | 179 | Sub_sector | Industry | Others | Industry (other, energetic) | Energetic | industry_other_demand_others_energetic | Others | EU | Energy demand | 0 | FEC
FR | TYNDP2026 | LEV | 2035 | TWh | 180 | Sub_sector | Industry | Others | Industry (other, energetic) | Energetic | industry_other_demand_ammonia_energetic | Ammonia | EU | Energy demand | 0 | FEC
FR | TYNDP2026 | LEV | 2035 | TWh | 182 | Sub_sector | Industry | Others | Industry (other, non-energetic) | Non-energetic | industry_other_demand_electricity_non_energetic | Electricity | EU | Energy demand | 0 | not_included_in_FEC
FR | TYNDP2026 | LEV | 2035 | TWh | 183 | Sub_sector | Industry | Others | Industry (other, non-energetic) | Non-energetic | industry_other_demand_hydrogen_non_energetic | Hydrogen | EU | Energy demand | 0 | not_included_in_FEC
FR | TYNDP2026 | LEV | 2035 | TWh | 184 | Sub_sector | Industry | Others | Industry (other, non-energetic) | Non-energetic | industry_other_demand_methane_non_energetic | Methane | EU | Energy demand | 0 | not_included_in_FEC
FR | TYNDP2026 | LEV | 2035 | TWh | 185 | Sub_sector | Industry | Others | Industry (other, non-energetic) | Non-energetic | industry_other_demand_heat_non_energetic | Heat | EU | Energy demand | 0 | not_included_in_FEC
FR | TYNDP2026 | LEV | 2035 | TWh | 186 | Sub_sector | Industry | Others | Industry (other, non-energetic) | Non-energetic | industry_other_demand_biomass_non_energetic | Biomass | EU | Energy demand | 0 | not_included_in_FEC
FR | TYNDP2026 | LEV | 2035 | TWh | 187 | Sub_sector | Industry | Others | Industry (other, non-energetic) | Non-energetic | industry_other_demand_coal_non_energetic | Solids | EU | Energy demand | 0 | not_included_in_FEC
FR | TYNDP2026 | LEV | 2035 | TWh | 188 | Sub_sector | Industry | Others | Industry (other, non-energetic) | Non-energetic | industry_other_demand_oil_non_energetic | Liquids | EU | Energy demand | 35.0186 | not_included_in_FEC
FR | TYNDP2026 | LEV | 2035 | TWh | 189 | Sub_sector | Industry | Others | Industry (other, non-energetic) | Non-energetic | industry_other_demand_others_non_energetic | Others | EU | Energy demand | 0 | not_included_in_FEC
FR | TYNDP2026 | LEV | 2035 | TWh | 190 | Sub_sector | Industry | Others | Industry (other, non-energetic) | Non-energetic | industry_other_demand_ammonia_non_energetic | Ammonia | EU | Energy demand | 0 | not_included_in_FEC
FR | TYNDP2026 | LEV | 2035 | TWh | 192 | Sub_sector | Industry | Paper | Industry (paper) | Energetic | industry_paper_demand_electricity_energetic | Electricity | EU | Energy demand | 9.6905 | FEC
FR | TYNDP2026 | LEV | 2035 | TWh | 193 | Sub_sector | Industry | Paper | Industry (paper) | Energetic | industry_paper_demand_hydrogen_energetic | Hydrogen | EU | Energy demand | 0 | FEC
FR | TYNDP2026 | LEV | 2035 | TWh | 194 | Sub_sector | Industry | Paper | Industry (paper) | Energetic | industry_paper_demand_methane_energetic | Methane | EU | Energy demand | 3.8798 | FEC
FR | TYNDP2026 | LEV | 2035 | TWh | 195 | Sub_sector | Industry | Paper | Industry (paper) | Energetic | industry_paper_demand_heat_energetic | Heat | EU | Energy demand | 4.2406 | FEC
FR | TYNDP2026 | LEV | 2035 | TWh | 196 | Sub_sector | Industry | Paper | Industry (paper) | Energetic | industry_paper_demand_biomass_energetic | Biomass | EU | Energy demand | 5.9905 | FEC
FR | TYNDP2026 | LEV | 2035 | TWh | 197 | Sub_sector | Industry | Paper | Industry (paper) | Energetic | industry_paper_demand_coal_energetic | Solids | EU | Energy demand | 0.58541 | FEC
FR | TYNDP2026 | LEV | 2035 | TWh | 198 | Sub_sector | Industry | Paper | Industry (paper) | Energetic | industry_paper_demand_oil_energetic | Liquids | EU | Energy demand | 0 | FEC
FR | TYNDP2026 | LEV | 2035 | TWh | 199 | Sub_sector | Industry | Paper | Industry (paper) | Energetic | industry_paper_demand_others_energetic | Others | EU | Energy demand | 0 | FEC
FR | TYNDP2026 | LEV | 2035 | TWh | 200 | Sub_sector | Industry | Paper | Industry (paper) | Energetic | industry_paper_demand_ammonia_energetic | Ammonia | EU | Energy demand | 0 | FEC
FR | TYNDP2026 | LEV | 2035 | TWh | 202 | Sub_sector | Industry | Refineries | Industry (refineries, energetic) | Energetic | industry_refinery_demand_electricity_energetic | Electricity | EU | Energy demand | 1.6057 | not_included_in_FEC
FR | TYNDP2026 | LEV | 2035 | TWh | 203 | Sub_sector | Industry | Refineries | Industry (refineries, energetic) | Energetic | industry_refinery_demand_hydrogen_energetic | Hydrogen | EU | Energy demand | 2.4165 | not_included_in_FEC
FR | TYNDP2026 | LEV | 2035 | TWh | 204 | Sub_sector | Industry | Refineries | Industry (refineries, energetic) | Energetic | industry_refinery_demand_methane_energetic | Methane | EU | Energy demand | 3.5336 | not_included_in_FEC
FR | TYNDP2026 | LEV | 2035 | TWh | 205 | Sub_sector | Industry | Refineries | Industry (refineries, energetic) | Energetic | industry_refinery_demand_heat_energetic | Heat | EU | Energy demand | 0.86267 | not_included_in_FEC
FR | TYNDP2026 | LEV | 2035 | TWh | 206 | Sub_sector | Industry | Refineries | Industry (refineries, energetic) | Energetic | industry_refinery_demand_biomass_energetic | Biomass | EU | Energy demand | 0 | not_included_in_FEC
FR | TYNDP2026 | LEV | 2035 | TWh | 207 | Sub_sector | Industry | Refineries | Industry (refineries, energetic) | Energetic | industry_refinery_demand_coal_energetic | Solids | EU | Energy demand | 0 | not_included_in_FEC
FR | TYNDP2026 | LEV | 2035 | TWh | 208 | Sub_sector | Industry | Refineries | Industry (refineries, energetic) | Energetic | industry_refinery_demand_oil_energetic | Liquids | EU | Energy demand | 7.3567 | not_included_in_FEC
FR | TYNDP2026 | LEV | 2035 | TWh | 209 | Sub_sector | Industry | Refineries | Industry (refineries, energetic) | Energetic | industry_refinery_demand_others_energetic | Others | EU | Energy demand | 0 | not_included_in_FEC
FR | TYNDP2026 | LEV | 2035 | TWh | 210 | Sub_sector | Industry | Refineries | Industry (refineries, energetic) | Energetic | industry_refinery_demand_ammonia_energetic | Ammonia | EU | Energy demand | 0 | not_included_in_FEC
FR | TYNDP2026 | LEV | 2035 | TWh | 212 | Sub_sector | Industry | Refineries | Industry (refineries, non-energetic) | Non-energetic | industry_refinery_demand_electricity_non_energetic | Electricity | EU | Energy demand | 0 | not_included_in_FEC
FR | TYNDP2026 | LEV | 2035 | TWh | 213 | Sub_sector | Industry | Refineries | Industry (refineries, non-energetic) | Non-energetic | industry_refinery_demand_hydrogen_non_energetic | Hydrogen | EU | Energy demand | 0 | not_included_in_FEC
FR | TYNDP2026 | LEV | 2035 | TWh | 214 | Sub_sector | Industry | Refineries | Industry (refineries, non-energetic) | Non-energetic | industry_refinery_demand_methane_non_energetic | Methane | EU | Energy demand | 0 | not_included_in_FEC
FR | TYNDP2026 | LEV | 2035 | TWh | 215 | Sub_sector | Industry | Refineries | Industry (refineries, non-energetic) | Non-energetic | industry_refinery_demand_heat_non_energetic | Heat | EU | Energy demand | 0 | not_included_in_FEC
FR | TYNDP2026 | LEV | 2035 | TWh | 216 | Sub_sector | Industry | Refineries | Industry (refineries, non-energetic) | Non-energetic | industry_refinery_demand_biomass_non_energetic | Biomass | EU | Energy demand | 0 | not_included_in_FEC
FR | TYNDP2026 | LEV | 2035 | TWh | 217 | Sub_sector | Industry | Refineries | Industry (refineries, non-energetic) | Non-energetic | industry_refinery_demand_coal_non_energetic | Solids | EU | Energy demand | 0 | not_included_in_FEC
FR | TYNDP2026 | LEV | 2035 | TWh | 218 | Sub_sector | Industry | Refineries | Industry (refineries, non-energetic) | Non-energetic | industry_refinery_demand_oil_non_energetic | Liquids | EU | Energy demand | 0 | not_included_in_FEC
FR | TYNDP2026 | LEV | 2035 | TWh | 219 | Sub_sector | Industry | Refineries | Industry (refineries, non-energetic) | Non-energetic | industry_refinery_demand_others_non_energetic | Others | EU | Energy demand | 0 | not_included_in_FEC
FR | TYNDP2026 | LEV | 2035 | TWh | 220 | Sub_sector | Industry | Refineries | Industry (refineries, non-energetic) | Non-energetic | industry_refinery_demand_ammonia_non_energetic | Ammonia | EU | Energy demand | 0 | not_included_in_FEC
FR | TYNDP2026 | LEV | 2035 | TWh | 222 | Sub_sector | Industry | Steel | Industry (steel) | Energetic | industry_steel_demand_electricity_energetic | Electricity | EU | Energy demand | 14.3705 | FEC
FR | TYNDP2026 | LEV | 2035 | TWh | 223 | Sub_sector | Industry | Steel | Industry (steel) | Energetic | industry_steel_demand_hydrogen_energetic | Hydrogen | EU | Energy demand | 3.8996 | FEC
FR | TYNDP2026 | LEV | 2035 | TWh | 224 | Sub_sector | Industry | Steel | Industry (steel) | Energetic | industry_steel_demand_methane_energetic | Methane | EU | Energy demand | 9.8786 | FEC
FR | TYNDP2026 | LEV | 2035 | TWh | 225 | Sub_sector | Industry | Steel | Industry (steel) | Energetic | industry_steel_demand_heat_energetic | Heat | EU | Energy demand | 0.062126 | FEC
FR | TYNDP2026 | LEV | 2035 | TWh | 226 | Sub_sector | Industry | Steel | Industry (steel) | Energetic | industry_steel_demand_biomass_energetic | Biomass | EU | Energy demand | 0.0018956 | FEC
FR | TYNDP2026 | LEV | 2035 | TWh | 227 | Sub_sector | Industry | Steel | Industry (steel) | Energetic | industry_steel_demand_coal_energetic | Solids | EU | Energy demand | 7.4825 | FEC
FR | TYNDP2026 | LEV | 2035 | TWh | 228 | Sub_sector | Industry | Steel | Industry (steel) | Energetic | industry_steel_demand_oil_energetic | Liquids | EU | Energy demand | 0.14076 | FEC
FR | TYNDP2026 | LEV | 2035 | TWh | 229 | Sub_sector | Industry | Steel | Industry (steel) | Energetic | industry_steel_demand_others_energetic | Others | EU | Energy demand | 0 | FEC
FR | TYNDP2026 | LEV | 2035 | TWh | 230 | Sub_sector | Industry | Steel | Industry (steel) | Energetic | industry_steel_demand_ammonia_energetic | Ammonia | EU | Energy demand | 0 | FEC
FR | TYNDP2026 | LEV | 2035 | TWh | 232 | Sub_sector | Transport | Cars | Transport (cars) | Energetic | transport_cars_final_demand_electricity | Electricity | EU | Energy demand | 41.0037 | FEC
FR | TYNDP2026 | LEV | 2035 | TWh | 233 | Sub_sector | Transport | Cars | Transport (cars) | Energetic | transport_cars_final_demand_hydrogen | Hydrogen | EU | Energy demand | 0 | FEC
FR | TYNDP2026 | LEV | 2035 | TWh | 234 | Sub_sector | Transport | Cars | Transport (cars) | Energetic | transport_cars_final_demand_methane | Methane | EU | Energy demand | 0 | FEC
FR | TYNDP2026 | LEV | 2035 | TWh | 235 | Sub_sector | Transport | Cars | Transport (cars) | Energetic | transport_cars_final_demand_heat | Heat | EU | Energy demand | 0 | FEC
FR | TYNDP2026 | LEV | 2035 | TWh | 236 | Sub_sector | Transport | Cars | Transport (cars) | Energetic | transport_cars_final_demand_biomass | Biomass | EU | Energy demand | 0 | FEC
FR | TYNDP2026 | LEV | 2035 | TWh | 237 | Sub_sector | Transport | Cars | Transport (cars) | Energetic | transport_cars_final_demand_coal | Solids | EU | Energy demand | 0 | FEC
FR | TYNDP2026 | LEV | 2035 | TWh | 238 | Sub_sector | Transport | Cars | Transport (cars) | Energetic | transport_cars_final_demand_oil | Liquids | EU | Energy demand | 175.5005 | FEC
FR | TYNDP2026 | LEV | 2035 | TWh | 239 | Sub_sector | Transport | Cars | Transport (cars) | Energetic | transport_cars_final_demand_other | Others | EU | Energy demand | 0 | FEC
FR | TYNDP2026 | LEV | 2035 | TWh | 240 | Sub_sector | Transport | Cars | Transport (cars) | Energetic | transport_cars_final_demand_ammonia | Ammonia | EU | Energy demand | 0 | FEC
FR | TYNDP2026 | LEV | 2035 | TWh | 242 | Sub_sector | Transport | Busses | Transport (busses) | Energetic | transport_busses_final_demand_electricity | Electricity | EU | Energy demand | 1.392 | FEC
FR | TYNDP2026 | LEV | 2035 | TWh | 243 | Sub_sector | Transport | Busses | Transport (busses) | Energetic | transport_busses_final_demand_hydrogen | Hydrogen | EU | Energy demand | 0.13507 | FEC
FR | TYNDP2026 | LEV | 2035 | TWh | 244 | Sub_sector | Transport | Busses | Transport (busses) | Energetic | transport_busses_final_demand_methane | Methane | EU | Energy demand | 3.5479 | FEC
FR | TYNDP2026 | LEV | 2035 | TWh | 245 | Sub_sector | Transport | Busses | Transport (busses) | Energetic | transport_busses_final_demand_heat | Heat | EU | Energy demand | 0 | FEC
FR | TYNDP2026 | LEV | 2035 | TWh | 246 | Sub_sector | Transport | Busses | Transport (busses) | Energetic | transport_busses_final_demand_biomass | Biomass | EU | Energy demand | 0 | FEC
FR | TYNDP2026 | LEV | 2035 | TWh | 247 | Sub_sector | Transport | Busses | Transport (busses) | Energetic | transport_busses_final_demand_coal | Solids | EU | Energy demand | 0 | FEC
FR | TYNDP2026 | LEV | 2035 | TWh | 248 | Sub_sector | Transport | Busses | Transport (busses) | Energetic | transport_busses_final_demand_oil | Liquids | EU | Energy demand | 9.1934 | FEC
FR | TYNDP2026 | LEV | 2035 | TWh | 249 | Sub_sector | Transport | Busses | Transport (busses) | Energetic | transport_busses_final_demand_other | Others | EU | Energy demand | 0 | FEC
FR | TYNDP2026 | LEV | 2035 | TWh | 250 | Sub_sector | Transport | Busses | Transport (busses) | Energetic | transport_busses_final_demand_ammonia | Ammonia | EU | Energy demand | 0 | FEC
FR | TYNDP2026 | LEV | 2035 | TWh | 252 | Sub_sector | Transport | Trucks | Transport (trucks) | Energetic | transport_trucks_final_demand_electricity | Electricity | EU | Energy demand | 11.6689 | FEC
FR | TYNDP2026 | LEV | 2035 | TWh | 253 | Sub_sector | Transport | Trucks | Transport (trucks) | Energetic | transport_trucks_final_demand_hydrogen | Hydrogen | EU | Energy demand | 1.5565 | FEC
FR | TYNDP2026 | LEV | 2035 | TWh | 254 | Sub_sector | Transport | Trucks | Transport (trucks) | Energetic | transport_trucks_final_demand_methane | Methane | EU | Energy demand | 3.7387 | FEC
FR | TYNDP2026 | LEV | 2035 | TWh | 255 | Sub_sector | Transport | Trucks | Transport (trucks) | Energetic | transport_trucks_final_demand_heat | Heat | EU | Energy demand | 0 | FEC
FR | TYNDP2026 | LEV | 2035 | TWh | 256 | Sub_sector | Transport | Trucks | Transport (trucks) | Energetic | transport_trucks_final_demand_biomass | Biomass | EU | Energy demand | 0 | FEC
FR | TYNDP2026 | LEV | 2035 | TWh | 257 | Sub_sector | Transport | Trucks | Transport (trucks) | Energetic | transport_trucks_final_demand_coal | Solids | EU | Energy demand | 0 | FEC
FR | TYNDP2026 | LEV | 2035 | TWh | 258 | Sub_sector | Transport | Trucks | Transport (trucks) | Energetic | transport_trucks_final_demand_oil | Liquids | EU | Energy demand | 53.6544 | FEC
FR | TYNDP2026 | LEV | 2035 | TWh | 259 | Sub_sector | Transport | Trucks | Transport (trucks) | Energetic | transport_trucks_final_demand_other | Others | EU | Energy demand | 0 | FEC
FR | TYNDP2026 | LEV | 2035 | TWh | 260 | Sub_sector | Transport | Trucks | Transport (trucks) | Energetic | transport_trucks_final_demand_ammonia | Ammonia | EU | Energy demand | 0 | FEC
FR | TYNDP2026 | LEV | 2035 | TWh | 262 | Sub_sector | Transport | Vans | Transport (vans) | Energetic | transport_vans_final_demand_electricity | Electricity | EU | Energy demand | 8.3762 | FEC
FR | TYNDP2026 | LEV | 2035 | TWh | 263 | Sub_sector | Transport | Vans | Transport (vans) | Energetic | transport_vans_final_demand_hydrogen | Hydrogen | EU | Energy demand | 0.28298 | FEC
FR | TYNDP2026 | LEV | 2035 | TWh | 264 | Sub_sector | Transport | Vans | Transport (vans) | Energetic | transport_vans_final_demand_methane | Methane | EU | Energy demand | 0 | FEC
FR | TYNDP2026 | LEV | 2035 | TWh | 265 | Sub_sector | Transport | Vans | Transport (vans) | Energetic | transport_vans_final_demand_heat | Heat | EU | Energy demand | 0 | FEC
FR | TYNDP2026 | LEV | 2035 | TWh | 266 | Sub_sector | Transport | Vans | Transport (vans) | Energetic | transport_vans_final_demand_biomass | Biomass | EU | Energy demand | 0 | FEC
FR | TYNDP2026 | LEV | 2035 | TWh | 267 | Sub_sector | Transport | Vans | Transport (vans) | Energetic | transport_vans_final_demand_coal | Solids | EU | Energy demand | 0 | FEC
FR | TYNDP2026 | LEV | 2035 | TWh | 268 | Sub_sector | Transport | Vans | Transport (vans) | Energetic | transport_vans_final_demand_oil | Liquids | EU | Energy demand | 38.8676 | FEC
FR | TYNDP2026 | LEV | 2035 | TWh | 269 | Sub_sector | Transport | Vans | Transport (vans) | Energetic | transport_vans_final_demand_other | Others | EU | Energy demand | 0 | FEC
FR | TYNDP2026 | LEV | 2035 | TWh | 270 | Sub_sector | Transport | Vans | Transport (vans) | Energetic | transport_vans_final_demand_ammonia | Ammonia | EU | Energy demand | 0 | FEC
FR | TYNDP2026 | LEV | 2035 | TWh | 272 | Sub_sector | Transport | Freight trains | Transport (trains) | Energetic | transport_trains_final_demand_electricity | Electricity | EU | Energy demand | 14.6239 | FEC
FR | TYNDP2026 | LEV | 2035 | TWh | 273 | Sub_sector | Transport | Freight trains | Transport (trains) | Energetic | transport_trains_final_demand_hydrogen | Hydrogen | EU | Energy demand | 0.62576 | FEC
FR | TYNDP2026 | LEV | 2035 | TWh | 274 | Sub_sector | Transport | Freight trains | Transport (trains) | Energetic | transport_trains_final_demand_methane | Methane | EU | Energy demand | 0 | FEC
FR | TYNDP2026 | LEV | 2035 | TWh | 275 | Sub_sector | Transport | Freight trains | Transport (trains) | Energetic | transport_trains_final_demand_heat | Heat | EU | Energy demand | 0 | FEC
FR | TYNDP2026 | LEV | 2035 | TWh | 276 | Sub_sector | Transport | Freight trains | Transport (trains) | Energetic | transport_trains_final_demand_biomass | Biomass | EU | Energy demand | 0 | FEC
FR | TYNDP2026 | LEV | 2035 | TWh | 277 | Sub_sector | Transport | Freight trains | Transport (trains) | Energetic | transport_trains_final_demand_coal | Solids | EU | Energy demand | 0 | FEC
FR | TYNDP2026 | LEV | 2035 | TWh | 278 | Sub_sector | Transport | Freight trains | Transport (trains) | Energetic | transport_trains_final_demand_oil | Liquids | EU | Energy demand | 1.0047 | FEC
FR | TYNDP2026 | LEV | 2035 | TWh | 279 | Sub_sector | Transport | Freight trains | Transport (trains) | Energetic | transport_trains_final_demand_other | Others | EU | Energy demand | 0 | FEC
FR | TYNDP2026 | LEV | 2035 | TWh | 280 | Sub_sector | Transport | Freight trains | Transport (trains) | Energetic | transport_trains_final_demand_ammonia | Ammonia | EU | Energy demand | 0 | FEC
FR | TYNDP2026 | LEV | 2035 | TWh | 282 | Sub_sector | Transport | Ships | Transport (ships) | Energetic | transport_ships_final_demand_electricity | Electricity | EU | Energy demand | 0 | FEC
FR | TYNDP2026 | LEV | 2035 | TWh | 283 | Sub_sector | Transport | Ships | Transport (ships) | Energetic | transport_ships_final_demand_hydrogen | Hydrogen | EU | Energy demand | 0 | FEC
FR | TYNDP2026 | LEV | 2035 | TWh | 284 | Sub_sector | Transport | Ships | Transport (ships) | Energetic | transport_ships_final_demand_methane | Methane | EU | Energy demand | 0.14221 | FEC
FR | TYNDP2026 | LEV | 2035 | TWh | 285 | Sub_sector | Transport | Ships | Transport (ships) | Energetic | transport_ships_final_demand_heat | Heat | EU | Energy demand | 0 | FEC
FR | TYNDP2026 | LEV | 2035 | TWh | 286 | Sub_sector | Transport | Ships | Transport (ships) | Energetic | transport_ships_final_demand_biomass | Biomass | EU | Energy demand | 0 | FEC
FR | TYNDP2026 | LEV | 2035 | TWh | 287 | Sub_sector | Transport | Ships | Transport (ships) | Energetic | transport_ships_final_demand_coal | Solids | EU | Energy demand | 0 | FEC
FR | TYNDP2026 | LEV | 2035 | TWh | 288 | Sub_sector | Transport | Ships | Transport (ships) | Energetic | transport_ships_final_demand_oil | Liquids | EU | Energy demand | 0.43967 | FEC
FR | TYNDP2026 | LEV | 2035 | TWh | 289 | Sub_sector | Transport | Ships | Transport (ships) | Energetic | transport_ships_final_demand_other | Others | EU | Energy demand | 0 | FEC
FR | TYNDP2026 | LEV | 2035 | TWh | 290 | Sub_sector | Transport | Ships | Transport (ships) | Energetic | transport_ships_final_demand_ammonia | Ammonia | EU | Energy demand | 0.0010852 | FEC
FR | TYNDP2026 | LEV | 2035 | TWh | 292 | Sub_sector | Transport | Planes | Transport (planes) | Energetic | transport_planes_final_demand_electricity | Electricity | EU | Energy demand | 0 | FEC
FR | TYNDP2026 | LEV | 2035 | TWh | 293 | Sub_sector | Transport | Planes | Transport (planes) | Energetic | transport_planes_final_demand_hydrogen | Hydrogen | EU | Energy demand | 0.041162 | FEC
FR | TYNDP2026 | LEV | 2035 | TWh | 294 | Sub_sector | Transport | Planes | Transport (planes) | Energetic | transport_planes_final_demand_methane | Methane | EU | Energy demand | 0 | FEC
FR | TYNDP2026 | LEV | 2035 | TWh | 295 | Sub_sector | Transport | Planes | Transport (planes) | Energetic | transport_planes_final_demand_heat | Heat | EU | Energy demand | 0 | FEC
FR | TYNDP2026 | LEV | 2035 | TWh | 296 | Sub_sector | Transport | Planes | Transport (planes) | Energetic | transport_planes_final_demand_biomass | Biomass | EU | Energy demand | 0 | FEC
FR | TYNDP2026 | LEV | 2035 | TWh | 297 | Sub_sector | Transport | Planes | Transport (planes) | Energetic | transport_planes_final_demand_coal | Solids | EU | Energy demand | 0 | FEC
FR | TYNDP2026 | LEV | 2035 | TWh | 298 | Sub_sector | Transport | Planes | Transport (planes) | Energetic | transport_planes_final_demand_oil | Liquids | EU | Energy demand | 14.8882 | FEC
FR | TYNDP2026 | LEV | 2035 | TWh | 299 | Sub_sector | Transport | Planes | Transport (planes) | Energetic | transport_planes_final_demand_other | Others | EU | Energy demand | 0 | FEC
FR | TYNDP2026 | LEV | 2035 | TWh | 300 | Sub_sector | Transport | Planes | Transport (planes) | Energetic | transport_planes_final_demand_ammonia | Ammonia | EU | Energy demand | 0 | FEC
FR | TYNDP2026 | LEV | 2035 | TWh | 302 | Sub_sector | Transport | Others | Transport (others) | Energetic | transport_other_final_demand_electricity | Electricity | EU | Energy demand | 0.26064 | FEC
FR | TYNDP2026 | LEV | 2035 | TWh | 303 | Sub_sector | Transport | Others | Transport (others) | Energetic | transport_other_final_demand_hydrogen | Hydrogen | EU | Energy demand | 0 | FEC
FR | TYNDP2026 | LEV | 2035 | TWh | 304 | Sub_sector | Transport | Others | Transport (others) | Energetic | transport_other_final_demand_methane | Methane | EU | Energy demand | 0 | FEC
FR | TYNDP2026 | LEV | 2035 | TWh | 305 | Sub_sector | Transport | Others | Transport (others) | Energetic | transport_other_final_demand_heat | Heat | EU | Energy demand | 0 | FEC
FR | TYNDP2026 | LEV | 2035 | TWh | 306 | Sub_sector | Transport | Others | Transport (others) | Energetic | transport_other_final_demand_biomass | Biomass | EU | Energy demand | 0 | FEC
FR | TYNDP2026 | LEV | 2035 | TWh | 307 | Sub_sector | Transport | Others | Transport (others) | Energetic | transport_other_final_demand_coal | Solids | EU | Energy demand | 0 | FEC
FR | TYNDP2026 | LEV | 2035 | TWh | 308 | Sub_sector | Transport | Others | Transport (others) | Energetic | transport_other_final_demand_oil | Liquids | EU | Energy demand | 1.8174 | FEC
FR | TYNDP2026 | LEV | 2035 | TWh | 309 | Sub_sector | Transport | Others | Transport (others) | Energetic | transport_other_final_demand_other | Others | EU | Energy demand | 0 | FEC
FR | TYNDP2026 | LEV | 2035 | TWh | 310 | Sub_sector | Transport | Others | Transport (others) | Energetic | transport_other_final_demand_ammonia | Ammonia | EU | Energy demand | 0 | FEC
FR | TYNDP2026 | LEV | 2035 | TWh | 312 | Sub_sector | International transport | International aviation | Transport (int. aviation) | Energetic | transport_int_aviation_final_demand_electricity | Electricity | EU | Energy demand | 0 | FEC
FR | TYNDP2026 | LEV | 2035 | TWh | 313 | Sub_sector | International transport | International aviation | Transport (int. aviation) | Energetic | transport_int_aviation_final_demand_hydrogen | Hydrogen | EU | Energy demand | 0 | FEC
FR | TYNDP2026 | LEV | 2035 | TWh | 314 | Sub_sector | International transport | International aviation | Transport (int. aviation) | Energetic | transport_int_aviation_final_demand_methane | Methane | EU | Energy demand | 0 | FEC
FR | TYNDP2026 | LEV | 2035 | TWh | 315 | Sub_sector | International transport | International aviation | Transport (int. aviation) | Energetic | transport_int_aviation_final_demand_heat | Heat | EU | Energy demand | 0 | FEC
FR | TYNDP2026 | LEV | 2035 | TWh | 316 | Sub_sector | International transport | International aviation | Transport (int. aviation) | Energetic | transport_int_aviation_final_demand_biofuels | Biomass | EU | Energy demand | 0 | FEC
FR | TYNDP2026 | LEV | 2035 | TWh | 317 | Sub_sector | International transport | International aviation | Transport (int. aviation) | Energetic | transport_int_aviation_final_demand_coal | Solids | EU | Energy demand | 0 | FEC
FR | TYNDP2026 | LEV | 2035 | TWh | 318 | Sub_sector | International transport | International aviation | Transport (int. aviation) | Energetic | transport_int_aviation_final_demand_oil | Liquids | EU | Energy demand | 76.9351 | FEC
FR | TYNDP2026 | LEV | 2035 | TWh | 319 | Sub_sector | International transport | International aviation | Transport (int. aviation) | Energetic | transport_int_aviation_final_demand_other | Others | EU | Energy demand | 0 | FEC
FR | TYNDP2026 | LEV | 2035 | TWh | 320 | Sub_sector | International transport | International aviation | Transport (int. aviation) | Energetic | transport_int_aviation_final_demand_ammonia | Ammonia | EU | Energy demand | 0 | FEC
FR | TYNDP2026 | LEV | 2035 | TWh | 322 | Sub_sector | International transport | International shipping | Transport (int. shipping) | Energetic | transport_int_shipping_final_demand_electricity | Electricity | EU | Energy demand | 0 | not_included_in_FEC
FR | TYNDP2026 | LEV | 2035 | TWh | 323 | Sub_sector | International transport | International shipping | Transport (int. shipping) | Energetic | transport_int_shipping_final_demand_hydrogen | Hydrogen | EU | Energy demand | 0 | not_included_in_FEC
FR | TYNDP2026 | LEV | 2035 | TWh | 324 | Sub_sector | International transport | International shipping | Transport (int. shipping) | Energetic | transport_int_shipping_final_demand_methane | Methane | EU | Energy demand | 5.1263 | not_included_in_FEC
FR | TYNDP2026 | LEV | 2035 | TWh | 325 | Sub_sector | International transport | International shipping | Transport (int. shipping) | Energetic | transport_int_shipping_final_demand_heat | Heat | EU | Energy demand | 0 | not_included_in_FEC
FR | TYNDP2026 | LEV | 2035 | TWh | 326 | Sub_sector | International transport | International shipping | Transport (int. shipping) | Energetic | transport_int_shipping_final_demand_biofuels | Biomass | EU | Energy demand | 0 | not_included_in_FEC
FR | TYNDP2026 | LEV | 2035 | TWh | 327 | Sub_sector | International transport | International shipping | Transport (int. shipping) | Energetic | transport_int_shipping_final_demand_coal | Solids | EU | Energy demand | 0 | not_included_in_FEC
FR | TYNDP2026 | LEV | 2035 | TWh | 328 | Sub_sector | International transport | International shipping | Transport (int. shipping) | Energetic | transport_int_shipping_final_demand_oil | Liquids | EU | Energy demand | 15.8488 | not_included_in_FEC
FR | TYNDP2026 | LEV | 2035 | TWh | 329 | Sub_sector | International transport | International shipping | Transport (int. shipping) | Energetic | transport_int_shipping_final_demand_other | Others | EU | Energy demand | 0 | not_included_in_FEC
FR | TYNDP2026 | LEV | 2035 | TWh | 330 | Sub_sector | International transport | International shipping | Transport (int. shipping) | Energetic | transport_int_shipping_final_demand_ammonia | Ammonia | EU | Energy demand | 0.046012 | not_included_in_FEC
FR | TYNDP2026 | LEV | 2035 | TWh | 332 | Sub_sector | Households | Space heating | Households (heating) | Energetic | households_heating_final_demand_electricity | Electricity | EU | Energy demand | 46.2546 | FEC
FR | TYNDP2026 | LEV | 2035 | TWh | 333 | Sub_sector | Households | Space heating | Households (heating) | Energetic | households_heating_final_demand_hydrogen | Hydrogen | EU | Energy demand | 0 | FEC
FR | TYNDP2026 | LEV | 2035 | TWh | 334 | Sub_sector | Households | Space heating | Households (heating) | Energetic | households_heating_final_demand_methane | Methane | EU | Energy demand | 65.134 | FEC
FR | TYNDP2026 | LEV | 2035 | TWh | 335 | Sub_sector | Households | Space heating | Households (heating) | Energetic | households_heating_final_demand_heat | Heat | EU | Energy demand | 22.2744 | FEC
FR | TYNDP2026 | LEV | 2035 | TWh | 336 | Sub_sector | Households | Space heating | Households (heating) | Energetic | households_heating_final_demand_biomass | Biomass | EU | Energy demand | 34.8195 | FEC
FR | TYNDP2026 | LEV | 2035 | TWh | 337 | Sub_sector | Households | Space heating | Households (heating) | Energetic | households_heating_final_demand_coal | Solids | EU | Energy demand | 0 | FEC
FR | TYNDP2026 | LEV | 2035 | TWh | 338 | Sub_sector | Households | Space heating | Households (heating) | Energetic | households_heating_final_demand_oil | Liquids | EU | Energy demand | 1.7743 | FEC
FR | TYNDP2026 | LEV | 2035 | TWh | 339 | Sub_sector | Households | Space heating | Households (heating) | Energetic | households_heating_final_demand_other | Others | EU | Energy demand | 0 | FEC
FR | TYNDP2026 | LEV | 2035 | TWh | 340 | Sub_sector | Households | Space heating | Households (heating) | Energetic | households_heating_final_demand_ammonia | Ammonia | EU | Energy demand | 0 | FEC
FR | TYNDP2026 | LEV | 2035 | TWh | 343 | Sub_sector | Households | Cooling | Households (cooling) | Energetic | households_cooling_final_demand_electricity | Electricity | EU | Energy demand | 3.2935 | FEC
FR | TYNDP2026 | LEV | 2035 | TWh | 344 | Sub_sector | Households | Cooling | Households (cooling) | Energetic | households_cooling_final_demand_hydrogen | Hydrogen | EU | Energy demand | 0 | FEC
FR | TYNDP2026 | LEV | 2035 | TWh | 345 | Sub_sector | Households | Cooling | Households (cooling) | Energetic | households_cooling_final_demand_methane | Methane | EU | Energy demand | 0 | FEC
FR | TYNDP2026 | LEV | 2035 | TWh | 346 | Sub_sector | Households | Cooling | Households (cooling) | Energetic | households_cooling_final_demand_heat | Heat | EU | Energy demand | 0 | FEC
FR | TYNDP2026 | LEV | 2035 | TWh | 347 | Sub_sector | Households | Cooling | Households (cooling) | Energetic | households_cooling_final_demand_biomass | Biomass | EU | Energy demand | 0 | FEC
FR | TYNDP2026 | LEV | 2035 | TWh | 348 | Sub_sector | Households | Cooling | Households (cooling) | Energetic | households_cooling_final_demand_coal | Solids | EU | Energy demand | 0 | FEC
FR | TYNDP2026 | LEV | 2035 | TWh | 349 | Sub_sector | Households | Cooling | Households (cooling) | Energetic | households_cooling_final_demand_oil | Liquids | EU | Energy demand | 0 | FEC
FR | TYNDP2026 | LEV | 2035 | TWh | 350 | Sub_sector | Households | Cooling | Households (cooling) | Energetic | households_cooling_final_demand_other | Others | EU | Energy demand | 0 | FEC
FR | TYNDP2026 | LEV | 2035 | TWh | 351 | Sub_sector | Households | Cooling | Households (cooling) | Energetic | households_cooling_final_demand_ammonia | Ammonia | EU | Energy demand | 0 | FEC
FR | TYNDP2026 | LEV | 2035 | TWh | 354 | Sub_sector | Households | Hot water | Households (hot water) | Energetic | households_hot_water_final_demand_electricity | Electricity | EU | Energy demand | 9.4842 | FEC
FR | TYNDP2026 | LEV | 2035 | TWh | 355 | Sub_sector | Households | Hot water | Households (hot water) | Energetic | households_hot_water_final_demand_hydrogen | Hydrogen | EU | Energy demand | 0 | FEC
FR | TYNDP2026 | LEV | 2035 | TWh | 356 | Sub_sector | Households | Hot water | Households (hot water) | Energetic | households_hot_water_final_demand_methane | Methane | EU | Energy demand | 19.9165 | FEC
FR | TYNDP2026 | LEV | 2035 | TWh | 357 | Sub_sector | Households | Hot water | Households (hot water) | Energetic | households_hot_water_final_demand_heat | Heat | EU | Energy demand | 6.6761 | FEC
FR | TYNDP2026 | LEV | 2035 | TWh | 358 | Sub_sector | Households | Hot water | Households (hot water) | Energetic | households_hot_water_final_demand_biomass | Biomass | EU | Energy demand | 9.3066 | FEC
FR | TYNDP2026 | LEV | 2035 | TWh | 359 | Sub_sector | Households | Hot water | Households (hot water) | Energetic | households_hot_water_final_demand_coal | Solids | EU | Energy demand | 0 | FEC
FR | TYNDP2026 | LEV | 2035 | TWh | 360 | Sub_sector | Households | Hot water | Households (hot water) | Energetic | households_hot_water_final_demand_oil | Liquids | EU | Energy demand | 0.32687 | FEC
FR | TYNDP2026 | LEV | 2035 | TWh | 361 | Sub_sector | Households | Hot water | Households (hot water) | Energetic | households_hot_water_final_demand_other | Others | EU | Energy demand | 1.2196 | FEC
FR | TYNDP2026 | LEV | 2035 | TWh | 362 | Sub_sector | Households | Hot water | Households (hot water) | Energetic | households_hot_water_final_demand_ammonia | Ammonia | EU | Energy demand | 0 | FEC
FR | TYNDP2026 | LEV | 2035 | TWh | 365 | Sub_sector | Households | Appliances | Households (appliances) | Energetic | households_appliances_final_demand_electricity | Electricity | EU | Energy demand | 68.3694 | FEC
FR | TYNDP2026 | LEV | 2035 | TWh | 366 | Sub_sector | Households | Appliances | Households (appliances) | Energetic | households_appliances_final_demand_hydrogen | Hydrogen | EU | Energy demand | 0 | FEC
FR | TYNDP2026 | LEV | 2035 | TWh | 367 | Sub_sector | Households | Appliances | Households (appliances) | Energetic | households_appliances_final_demand_methane | Methane | EU | Energy demand | 9.5103 | FEC
FR | TYNDP2026 | LEV | 2035 | TWh | 368 | Sub_sector | Households | Appliances | Households (appliances) | Energetic | households_appliances_final_demand_heat | Heat | EU | Energy demand | 0 | FEC
FR | TYNDP2026 | LEV | 2035 | TWh | 369 | Sub_sector | Households | Appliances | Households (appliances) | Energetic | households_appliances_final_demand_biomass | Biomass | EU | Energy demand | 0 | FEC
FR | TYNDP2026 | LEV | 2035 | TWh | 370 | Sub_sector | Households | Appliances | Households (appliances) | Energetic | households_appliances_final_demand_coal | Solids | EU | Energy demand | 0 | FEC
FR | TYNDP2026 | LEV | 2035 | TWh | 371 | Sub_sector | Households | Appliances | Households (appliances) | Energetic | households_appliances_final_demand_oil | Liquids | EU | Energy demand | 0 | FEC
FR | TYNDP2026 | LEV | 2035 | TWh | 372 | Sub_sector | Households | Appliances | Households (appliances) | Energetic | households_appliances_final_demand_other | Others | EU | Energy demand | 0 | FEC
FR | TYNDP2026 | LEV | 2035 | TWh | 373 | Sub_sector | Households | Appliances | Households (appliances) | Energetic | households_appliances_final_demand_ammonia | Ammonia | EU | Energy demand | 0 | FEC
FR | TYNDP2026 | LEV | 2035 | TWh | 375 | Sub_sector | Buildings | Space heating | Buildings (heat) | Energetic | buildings_heat_final_demand_electricity | Electricity | EU | Energy demand | 17.586 | FEC
FR | TYNDP2026 | LEV | 2035 | TWh | 376 | Sub_sector | Buildings | Space heating | Buildings (heat) | Energetic | buildings_heat_final_demand_hydrogen | Hydrogen | EU | Energy demand | 0 | FEC
FR | TYNDP2026 | LEV | 2035 | TWh | 377 | Sub_sector | Buildings | Space heating | Buildings (heat) | Energetic | buildings_heat_final_demand_methane | Methane | EU | Energy demand | 36.4026 | FEC
FR | TYNDP2026 | LEV | 2035 | TWh | 378 | Sub_sector | Buildings | Space heating | Buildings (heat) | Energetic | buildings_heat_final_demand_heat | Heat | EU | Energy demand | 15.096 | FEC
FR | TYNDP2026 | LEV | 2035 | TWh | 379 | Sub_sector | Buildings | Space heating | Buildings (heat) | Energetic | buildings_heat_final_demand_biomass | Biomass | EU | Energy demand | 1.9295 | FEC
FR | TYNDP2026 | LEV | 2035 | TWh | 380 | Sub_sector | Buildings | Space heating | Buildings (heat) | Energetic | buildings_heat_final_demand_coal | Solids | EU | Energy demand | 0 | FEC
FR | TYNDP2026 | LEV | 2035 | TWh | 381 | Sub_sector | Buildings | Space heating | Buildings (heat) | Energetic | buildings_heat_final_demand_oil | Liquids | EU | Energy demand | 1.2682 | FEC
FR | TYNDP2026 | LEV | 2035 | TWh | 382 | Sub_sector | Buildings | Space heating | Buildings (heat) | Energetic | buildings_heat_final_demand_other | Others | EU | Energy demand | 0 | FEC
FR | TYNDP2026 | LEV | 2035 | TWh | 383 | Sub_sector | Buildings | Space heating | Buildings (heat) | Energetic | buildings_heat_final_demand_ammonia | Ammonia | EU | Energy demand | 0 | FEC
FR | TYNDP2026 | LEV | 2035 | TWh | 386 | Sub_sector | Buildings | Cooling | Buildings (cooling) | Energetic | buildings_cooling_final_demand_electricity | Electricity | EU | Energy demand | 15.1433 | FEC
FR | TYNDP2026 | LEV | 2035 | TWh | 387 | Sub_sector | Buildings | Cooling | Buildings (cooling) | Energetic | buildings_cooling_final_demand_hydrogen | Hydrogen | EU | Energy demand | 0 | FEC
FR | TYNDP2026 | LEV | 2035 | TWh | 388 | Sub_sector | Buildings | Cooling | Buildings (cooling) | Energetic | buildings_cooling_final_demand_methane | Methane | EU | Energy demand | 0 | FEC
FR | TYNDP2026 | LEV | 2035 | TWh | 389 | Sub_sector | Buildings | Cooling | Buildings (cooling) | Energetic | buildings_cooling_final_demand_heat | Heat | EU | Energy demand | 0 | FEC
FR | TYNDP2026 | LEV | 2035 | TWh | 390 | Sub_sector | Buildings | Cooling | Buildings (cooling) | Energetic | buildings_cooling_final_demand_biomass | Biomass | EU | Energy demand | 0 | FEC
FR | TYNDP2026 | LEV | 2035 | TWh | 391 | Sub_sector | Buildings | Cooling | Buildings (cooling) | Energetic | buildings_cooling_final_demand_coal | Solids | EU | Energy demand | 0 | FEC
FR | TYNDP2026 | LEV | 2035 | TWh | 392 | Sub_sector | Buildings | Cooling | Buildings (cooling) | Energetic | buildings_cooling_final_demand_oil | Liquids | EU | Energy demand | 0 | FEC
FR | TYNDP2026 | LEV | 2035 | TWh | 393 | Sub_sector | Buildings | Cooling | Buildings (cooling) | Energetic | buildings_cooling_final_demand_other | Others | EU | Energy demand | 0 | FEC
FR | TYNDP2026 | LEV | 2035 | TWh | 394 | Sub_sector | Buildings | Cooling | Buildings (cooling) | Energetic | buildings_cooling_final_demand_ammonia | Ammonia | EU | Energy demand | 0 | FEC
FR | TYNDP2026 | LEV | 2035 | TWh | 397 | Sub_sector | Buildings | Appliances | Buildings (appliances) | Energetic | buildings_appliances_final_demand_electricity | Electricity | EU | Energy demand | 53.6963 | FEC
FR | TYNDP2026 | LEV | 2035 | TWh | 398 | Sub_sector | Buildings | Appliances | Buildings (appliances) | Energetic | buildings_appliances_final_demand_hydrogen | Hydrogen | EU | Energy demand | 0 | FEC
FR | TYNDP2026 | LEV | 2035 | TWh | 399 | Sub_sector | Buildings | Appliances | Buildings (appliances) | Energetic | buildings_appliances_final_demand_methane | Methane | EU | Energy demand | 11.4123 | FEC
FR | TYNDP2026 | LEV | 2035 | TWh | 400 | Sub_sector | Buildings | Appliances | Buildings (appliances) | Energetic | buildings_appliances_final_demand_heat | Heat | EU | Energy demand | 0 | FEC
FR | TYNDP2026 | LEV | 2035 | TWh | 401 | Sub_sector | Buildings | Appliances | Buildings (appliances) | Energetic | buildings_appliances_final_demand_biomass | Biomass | EU | Energy demand | 0 | FEC
FR | TYNDP2026 | LEV | 2035 | TWh | 402 | Sub_sector | Buildings | Appliances | Buildings (appliances) | Energetic | buildings_appliances_final_demand_coal | Solids | EU | Energy demand | 0 | FEC
FR | TYNDP2026 | LEV | 2035 | TWh | 403 | Sub_sector | Buildings | Appliances | Buildings (appliances) | Energetic | buildings_appliances_final_demand_oil | Liquids | EU | Energy demand | 0 | FEC
FR | TYNDP2026 | LEV | 2035 | TWh | 404 | Sub_sector | Buildings | Appliances | Buildings (appliances) | Energetic | buildings_appliances_final_demand_other | Others | EU | Energy demand | 0 | FEC
FR | TYNDP2026 | LEV | 2035 | TWh | 405 | Sub_sector | Buildings | Appliances | Buildings (appliances) | Energetic | buildings_appliances_final_demand_ammonia | Ammonia | EU | Energy demand | 0 | FEC
FR | TYNDP2026 | LEV | 2035 | TWh | 407 | Sub_sector | Buildings | Datacenters | Datacenters & ICT | Energetic | datacentres_final_demand_electricity_energetic | Electricity | EU | Energy demand | 26.825 | FEC
FR | TYNDP2026 | LEV | 2035 | TWh | 408 | Sub_sector | Buildings | Datacenters | Datacenters & ICT | Energetic | datacentres_final_demand_hydrogen_energetic | Hydrogen | EU | Energy demand | 0 | FEC
FR | TYNDP2026 | LEV | 2035 | TWh | 409 | Sub_sector | Buildings | Datacenters | Datacenters & ICT | Energetic | datacentres_final_demand_methane_energetic | Methane | EU | Energy demand | 0 | FEC
FR | TYNDP2026 | LEV | 2035 | TWh | 410 | Sub_sector | Buildings | Datacenters | Datacenters & ICT | Energetic | datacentres_final_demand_heat_energetic | Heat | EU | Energy demand | 0 | FEC
FR | TYNDP2026 | LEV | 2035 | TWh | 411 | Sub_sector | Buildings | Datacenters | Datacenters & ICT | Energetic | datacentres_final_demand_biomass_energetic | Biomass | EU | Energy demand | 0 | FEC
FR | TYNDP2026 | LEV | 2035 | TWh | 412 | Sub_sector | Buildings | Datacenters | Datacenters & ICT | Energetic | datacentres_final_demand_coal_energetic | Solids | EU | Energy demand | 0 | FEC
FR | TYNDP2026 | LEV | 2035 | TWh | 413 | Sub_sector | Buildings | Datacenters | Datacenters & ICT | Energetic | datacentres_final_demand_oil_energetic | Liquids | EU | Energy demand | 0 | FEC
FR | TYNDP2026 | LEV | 2035 | TWh | 414 | Sub_sector | Buildings | Datacenters | Datacenters & ICT | Energetic | datacentres_final_demand_other_energetic | Others | EU | Energy demand | 0 | FEC
FR | TYNDP2026 | LEV | 2035 | TWh | 415 | Sub_sector | Buildings | Datacenters | Datacenters & ICT | Energetic | datacentres_final_demand_ammonia_energetic | Ammonia | EU | Energy demand | 0 | FEC
FR | TYNDP2026 | LEV | 2035 | TWh | 417 | Sub_sector | Transport | Others_Sector | Others_Sector | Energetic | other_final_demand_electricity_energetic | Electricity | EU | Energy demand | 1.5883 | FEC
FR | TYNDP2026 | LEV | 2035 | TWh | 418 | Sub_sector | Transport | Others_Sector | Others_Sector | Energetic | other_final_demand_hydrogen_energetic | Hydrogen | EU | Energy demand | 0 | FEC
FR | TYNDP2026 | LEV | 2035 | TWh | 419 | Sub_sector | Transport | Pipeline Transport | Others_Sector | Energetic | other_final_demand_methane_energetic | Methane | EU | Energy demand | 1.5552 | FEC
FR | TYNDP2026 | LEV | 2035 | TWh | 420 | Sub_sector | Transport | Others_Sector | Others_Sector | Energetic | other_final_demand_heat_energetic | Heat | EU | Energy demand | 0 | FEC
FR | TYNDP2026 | LEV | 2035 | TWh | 421 | Sub_sector | Transport | Others_Sector | Others_Sector | Energetic | other_final_demand_biomass_energetic | Biomass | EU | Energy demand | 0 | FEC
FR | TYNDP2026 | LEV | 2035 | TWh | 422 | Sub_sector | Transport | Others_Sector | Others_Sector | Energetic | other_final_demand_coal_energetic | Solids | EU | Energy demand | 0 | FEC
FR | TYNDP2026 | LEV | 2035 | TWh | 423 | Sub_sector | Transport | Others_Sector | Others_Sector | Energetic | other_final_demand_oil_energetic | Liquids | EU | Energy demand | 5.4328 | FEC
FR | TYNDP2026 | LEV | 2035 | TWh | 424 | Sub_sector | Others_Sector | Others_Sector | Others_Sector | Non-energetic | other_final_demand_oil_non_energetic | Liquids | EU | Energy demand | 2.2966 | not_included_in_FEC
FR | TYNDP2026 | LEV | 2035 | TWh | 425 | Sub_sector | Transport | Others_Sector | Others_Sector | Energetic | other_final_demand_other_energetic | Others | EU | Energy demand | 0 | FEC
FR | TYNDP2026 | LEV | 2035 | TWh | 426 | Sub_sector | Transport | Others_Sector | Others_Sector | Energetic | other_final_demand_ammonia_energetic | Ammonia | EU | Energy demand | 0 | FEC
FR | TYNDP2026 | LEV | 2035 | TWh | 427 | Sub_sector | Industry | Surplus_Heat_in_Industry | Surplus_Heat_in_Industry | Energetic | final_demand_of_industry_unused_local_production_steam_hot_water | Heat | EU | Energy demand | 0 | FEC
FR | TYNDP2026 | LEV | 2035 | TWh | 429 | Sub_sector | Agriculture | Total | Agriculture | Energetic | agriculture_final_demand_electricity_energetic | Electricity | EU | Energy demand | 8.2687 | FEC
FR | TYNDP2026 | LEV | 2035 | TWh | 430 | Sub_sector | Agriculture | Total | Agriculture | Energetic | agriculture_final_demand_hydrogen_energetic | Hydrogen | EU | Energy demand | 0 | FEC
FR | TYNDP2026 | LEV | 2035 | TWh | 431 | Sub_sector | Agriculture | Total | Agriculture | Energetic | agriculture_final_demand_methane_energetic | Methane | EU | Energy demand | 2.6276 | FEC
FR | TYNDP2026 | LEV | 2035 | TWh | 432 | Sub_sector | Agriculture | Total | Agriculture | Energetic | agriculture_final_demand_heat_energetic | Heat | EU | Energy demand | 0.21658 | FEC
FR | TYNDP2026 | LEV | 2035 | TWh | 433 | Sub_sector | Agriculture | Total | Agriculture | Energetic | agriculture_final_demand_biomass_energetic | Biomass | EU | Energy demand | 1.6965 | FEC
FR | TYNDP2026 | LEV | 2035 | TWh | 434 | Sub_sector | Agriculture | Total | Agriculture | Energetic | agriculture_final_demand_coal_energetic | Solids | EU | Energy demand | 0 | FEC
FR | TYNDP2026 | LEV | 2035 | TWh | 435 | Sub_sector | Agriculture | Total | Agriculture | Energetic | agriculture_final_demand_oil_energetic | Liquids | EU | Energy demand | 33.9242 | FEC
FR | TYNDP2026 | LEV | 2035 | TWh | 436 | Sub_sector | Agriculture | Total | Agriculture | Energetic | agriculture_final_demand_other_energetic | Others | EU | Energy demand | 0 | FEC
FR | TYNDP2026 | LEV | 2035 | TWh | 437 | Sub_sector | Agriculture | Total | Agriculture | Energetic | agriculture_final_demand_ammonia_energetic | Ammonia | EU | Energy demand | 0 | FEC
FR | TYNDP2026 | LEV | 2035 | TWh | 447 | Sub_sector | Buildings | Surplus Energy | Buildings | Energetic | GAP | Electricity | EU | Energy demand | 0 | FEC
FR | TYNDP2026 | LEV | 2035 | TWh | 448 | Sub_sector | Buildings | Surplus Energy | Buildings | Energetic | GAP | Hydrogen | EU | Energy demand | 0 | FEC
FR | TYNDP2026 | LEV | 2035 | TWh | 449 | Sub_sector | Buildings | Surplus Energy | Buildings | Energetic | GAP | Methane | EU | Energy demand | 0 | FEC
FR | TYNDP2026 | LEV | 2035 | TWh | 450 | Sub_sector | Buildings | Surplus Energy | Buildings | Energetic | GAP | Heat | EU | Energy demand | 0 | FEC
FR | TYNDP2026 | LEV | 2035 | TWh | 451 | Sub_sector | Buildings | Surplus Energy | Buildings | Energetic | GAP | Biomass | EU | Energy demand | 0.094636 | FEC
FR | TYNDP2026 | LEV | 2035 | TWh | 452 | Sub_sector | Buildings | Surplus Energy | Buildings | Energetic | GAP | Solids | EU | Energy demand | 0 | FEC
FR | TYNDP2026 | LEV | 2035 | TWh | 453 | Sub_sector | Buildings | Surplus Energy | Buildings | Energetic | GAP | Liquids | EU | Energy demand | 2.4712 | FEC
FR | TYNDP2026 | LEV | 2035 | TWh | 454 | Sub_sector | Buildings | Surplus Energy | Buildings | Energetic | GAP | Others | EU | Energy demand | 0 | FEC
FR | TYNDP2026 | LEV | 2035 | TWh | 455 | Sub_sector | Buildings | Surplus Energy | Buildings | Energetic | GAP | Ammonia | EU | Energy demand | 0 | FEC
FR | TYNDP2026 | LEV | 2035 | TWh | 456 | Sub_sector | Households | Surplus Energy | Households | Energetic | GAP | Electricity | EU | Energy demand | 0 | FEC
FR | TYNDP2026 | LEV | 2035 | TWh | 457 | Sub_sector | Households | Surplus Energy | Households | Energetic | GAP | Hydrogen | EU | Energy demand | 0 | FEC
FR | TYNDP2026 | LEV | 2035 | TWh | 458 | Sub_sector | Households | Surplus Energy | Households | Energetic | GAP | Methane | EU | Energy demand | 0 | FEC
FR | TYNDP2026 | LEV | 2035 | TWh | 459 | Sub_sector | Households | Surplus Energy | Households | Energetic | GAP | Heat | EU | Energy demand | 0 | FEC
FR | TYNDP2026 | LEV | 2035 | TWh | 460 | Sub_sector | Households | Surplus Energy | Households | Energetic | GAP | Biomass | EU | Energy demand | 0 | FEC
FR | TYNDP2026 | LEV | 2035 | TWh | 461 | Sub_sector | Households | Surplus Energy | Households | Energetic | GAP | Solids | EU | Energy demand | 0 | FEC
FR | TYNDP2026 | LEV | 2035 | TWh | 462 | Sub_sector | Households | Surplus Energy | Households | Energetic | GAP | Liquids | EU | Energy demand | 0 | FEC
FR | TYNDP2026 | LEV | 2035 | TWh | 463 | Sub_sector | Households | Surplus Energy | Households | Energetic | GAP | Others | EU | Energy demand | 0 | FEC
FR | TYNDP2026 | LEV | 2035 | TWh | 464 | Sub_sector | Households | Surplus Energy | Households | Energetic | GAP | Ammonia | EU | Energy demand | 0 | FEC
FR | TYNDP2026 | LEV | 2040 | TWh | 102 | Sub_sector | Industry | Aluminium | Industry (aluminium) | Energetic | industry_aluminium_demand_electricity_energetic | Electricity | EU | Energy demand | 5.4386 | FEC
FR | TYNDP2026 | LEV | 2040 | TWh | 103 | Sub_sector | Industry | Aluminium | Industry (aluminium) | Energetic | industry_aluminium_demand_hydrogen_energetic | Hydrogen | EU | Energy demand | 0 | FEC
FR | TYNDP2026 | LEV | 2040 | TWh | 104 | Sub_sector | Industry | Aluminium | Industry (aluminium) | Energetic | industry_aluminium_demand_methane_energetic | Methane | EU | Energy demand | 0.75152 | FEC
FR | TYNDP2026 | LEV | 2040 | TWh | 105 | Sub_sector | Industry | Aluminium | Industry (aluminium) | Energetic | industry_aluminium_demand_heat_energetic | Heat | EU | Energy demand | 0 | FEC
FR | TYNDP2026 | LEV | 2040 | TWh | 106 | Sub_sector | Industry | Aluminium | Industry (aluminium) | Energetic | industry_aluminium_demand_biomass_energetic | Biomass | EU | Energy demand | 0 | FEC
FR | TYNDP2026 | LEV | 2040 | TWh | 107 | Sub_sector | Industry | Aluminium | Industry (aluminium) | Energetic | industry_aluminium_demand_coal_energetic | Solids | EU | Energy demand | 0 | FEC
FR | TYNDP2026 | LEV | 2040 | TWh | 108 | Sub_sector | Industry | Aluminium | Industry (aluminium) | Energetic | industry_aluminium_demand_oil_energetic | Liquids | EU | Energy demand | 0 | FEC
FR | TYNDP2026 | LEV | 2040 | TWh | 109 | Sub_sector | Industry | Aluminium | Industry (aluminium) | Energetic | industry_aluminium_demand_others_energetic | Others | EU | Energy demand | 0 | FEC
FR | TYNDP2026 | LEV | 2040 | TWh | 110 | Sub_sector | Industry | Aluminium | Industry (aluminium) | Energetic | industry_ammonia_demand_others_energetic | Ammonia | EU | Energy demand | 0 | FEC
FR | TYNDP2026 | LEV | 2040 | TWh | 112 | Sub_sector | Industry | Chemicals | Industry (chemicals, energetic) | Energetic | industry_chemical_demand_electricity_energetic | Electricity | EU | Energy demand | 37.3919 | FEC
FR | TYNDP2026 | LEV | 2040 | TWh | 113 | Sub_sector | Industry | Chemicals | Industry (chemicals, energetic) | Energetic | industry_chemical_demand_hydrogen_energetic | Hydrogen | EU | Energy demand | 0 | FEC
FR | TYNDP2026 | LEV | 2040 | TWh | 114 | Sub_sector | Industry | Chemicals | Industry (chemicals, energetic) | Energetic | industry_chemical_demand_methane_energetic | Methane | EU | Energy demand | 10.8457 | FEC
FR | TYNDP2026 | LEV | 2040 | TWh | 115 | Sub_sector | Industry | Chemicals | Industry (chemicals, energetic) | Energetic | industry_chemical_demand_heat_energetic | Heat | EU | Energy demand | 11.8581 | FEC
FR | TYNDP2026 | LEV | 2040 | TWh | 116 | Sub_sector | Industry | Chemicals | Industry (chemicals, energetic) | Energetic | industry_chemical_demand_biomass_energetic | Biomass | EU | Energy demand | 0.59291 | FEC
FR | TYNDP2026 | LEV | 2040 | TWh | 117 | Sub_sector | Industry | Chemicals | Industry (chemicals, energetic) | Energetic | industry_chemical_demand_coal_energetic | Solids | EU | Energy demand | 0 | FEC
FR | TYNDP2026 | LEV | 2040 | TWh | 118 | Sub_sector | Industry | Chemicals | Industry (chemicals, energetic) | Energetic | industry_chemical_demand_oil_energetic | Liquids | EU | Energy demand | 8.6824 | FEC
FR | TYNDP2026 | LEV | 2040 | TWh | 119 | Sub_sector | Industry | Chemicals | Industry (chemicals, energetic) | Energetic | industry_chemical_demand_others_energetic | Others | EU | Energy demand | 0 | FEC
FR | TYNDP2026 | LEV | 2040 | TWh | 120 | Sub_sector | Industry | Chemicals | Industry (chemicals, energetic) | Energetic | industry_chemical_demand_ammonia_energetic | Ammonia | EU | Energy demand | 0 | FEC
FR | TYNDP2026 | LEV | 2040 | TWh | 122 | Sub_sector | Industry | Chemicals | Industry (chemicals, non-energetic) | Non-energetic | industry_chemical_demand_electricity_non_energetic | Electricity | EU | Energy demand | 0 | not_included_in_FEC
FR | TYNDP2026 | LEV | 2040 | TWh | 123 | Sub_sector | Industry | Chemicals | Industry (chemicals, non-energetic) | Non-energetic | industry_chemical_demand_hydrogen_non_energetic | Hydrogen | EU | Energy demand | 3.2239 | not_included_in_FEC
FR | TYNDP2026 | LEV | 2040 | TWh | 124 | Sub_sector | Industry | Chemicals | Industry (chemicals, non-energetic) | Non-energetic | industry_chemical_demand_methane_non_energetic | Methane | EU | Energy demand | 22.813 | not_included_in_FEC
FR | TYNDP2026 | LEV | 2040 | TWh | 125 | Sub_sector | Industry | Chemicals | Industry (chemicals, non-energetic) | Non-energetic | industry_chemical_demand_heat_non_energetic | Heat | EU | Energy demand | 0 | not_included_in_FEC
FR | TYNDP2026 | LEV | 2040 | TWh | 126 | Sub_sector | Industry | Chemicals | Industry (chemicals, non-energetic) | Non-energetic | industry_chemical_demand_biomass_non_energetic | Biomass | EU | Energy demand | 2.6866 | not_included_in_FEC
FR | TYNDP2026 | LEV | 2040 | TWh | 127 | Sub_sector | Industry | Chemicals | Industry (chemicals, non-energetic) | Non-energetic | industry_chemical_demand_coal_non_energetic | Solids | EU | Energy demand | 0 | not_included_in_FEC
FR | TYNDP2026 | LEV | 2040 | TWh | 128 | Sub_sector | Industry | Chemicals | Industry (chemicals, non-energetic) | Non-energetic | industry_chemical_demand_oil_non_energetic | Liquids | EU | Energy demand | 78.7394 | not_included_in_FEC
FR | TYNDP2026 | LEV | 2040 | TWh | 129 | Sub_sector | Industry | Chemicals | Industry (chemicals, non-energetic) | Non-energetic | industry_chemical_demand_others_non_energetic | Others | EU | Energy demand | 0 | not_included_in_FEC
FR | TYNDP2026 | LEV | 2040 | TWh | 130 | Sub_sector | Industry | Chemicals | Industry (chemicals, non-energetic) | Non-energetic | industry_chemical_demand_ammonia_non_energetic | Ammonia | EU | Energy demand | 0 | not_included_in_FEC
FR | TYNDP2026 | LEV | 2040 | TWh | 132 | Sub_sector | Industry | Fertilizers | Industry (fertilizers, energetic) | Energetic | industry_fertilizers_demand_electricity_energetic | Electricity | EU | Energy demand | 0.37707 | FEC
FR | TYNDP2026 | LEV | 2040 | TWh | 133 | Sub_sector | Industry | Fertilizers | Industry (fertilizers, energetic) | Energetic | industry_fertilizers_demand_hydrogen_energetic | Hydrogen | EU | Energy demand | 0 | FEC
FR | TYNDP2026 | LEV | 2040 | TWh | 134 | Sub_sector | Industry | Fertilizers | Industry (fertilizers, energetic) | Energetic | industry_fertilizers_demand_methane_energetic | Methane | EU | Energy demand | 1.5398 | FEC
FR | TYNDP2026 | LEV | 2040 | TWh | 135 | Sub_sector | Industry | Fertilizers | Industry (fertilizers, energetic) | Energetic | industry_fertilizers_demand_heat_energetic | Heat | EU | Energy demand | 0 | FEC
FR | TYNDP2026 | LEV | 2040 | TWh | 136 | Sub_sector | Industry | Fertilizers | Industry (fertilizers, energetic) | Energetic | industry_fertilizers_demand_biomass_energetic | Biomass | EU | Energy demand | 0 | FEC
FR | TYNDP2026 | LEV | 2040 | TWh | 137 | Sub_sector | Industry | Fertilizers | Industry (fertilizers, energetic) | Energetic | industry_fertilizers_demand_coal_energetic | Solids | EU | Energy demand | 0 | FEC
FR | TYNDP2026 | LEV | 2040 | TWh | 138 | Sub_sector | Industry | Fertilizers | Industry (fertilizers, energetic) | Energetic | industry_fertilizers_demand_oil_energetic | Liquids | EU | Energy demand | 0 | FEC
FR | TYNDP2026 | LEV | 2040 | TWh | 139 | Sub_sector | Industry | Fertilizers | Industry (fertilizers, energetic) | Energetic | industry_fertilizers_demand_others_energetic | Others | EU | Energy demand | 0 | FEC
FR | TYNDP2026 | LEV | 2040 | TWh | 140 | Sub_sector | Industry | Fertilizers | Industry (fertilizers, energetic) | Energetic | industry_fertilizers_demand_ammonia_energetic | Ammonia | EU | Energy demand | 0 | FEC
FR | TYNDP2026 | LEV | 2040 | TWh | 142 | Sub_sector | Industry | Fertilizers | Industry (fertilizers, non-energetic) | Non-energetic | industry_fertilizers_demand_electricity_non_energetic | Electricity | EU | Energy demand | 0 | not_included_in_FEC
FR | TYNDP2026 | LEV | 2040 | TWh | 143 | Sub_sector | Industry | Fertilizers | Industry (fertilizers, non-energetic) | Non-energetic | industry_fertilizers_demand_hydrogen_non_energetic | Hydrogen | EU | Energy demand | 6.983 | not_included_in_FEC
FR | TYNDP2026 | LEV | 2040 | TWh | 144 | Sub_sector | Industry | Fertilizers | Industry (fertilizers, non-energetic) | Non-energetic | industry_fertilizers_demand_methane_non_energetic | Methane | EU | Energy demand | 0 | not_included_in_FEC
FR | TYNDP2026 | LEV | 2040 | TWh | 145 | Sub_sector | Industry | Fertilizers | Industry (fertilizers, non-energetic) | Non-energetic | industry_fertilizers_demand_heat_non_energetic | Heat | EU | Energy demand | 0 | not_included_in_FEC
FR | TYNDP2026 | LEV | 2040 | TWh | 146 | Sub_sector | Industry | Fertilizers | Industry (fertilizers, non-energetic) | Non-energetic | industry_fertilizers_demand_biomass_non_energetic | Biomass | EU | Energy demand | 0 | not_included_in_FEC
FR | TYNDP2026 | LEV | 2040 | TWh | 147 | Sub_sector | Industry | Fertilizers | Industry (fertilizers, non-energetic) | Non-energetic | industry_fertilizers_demand_coal_non_energetic | Solids | EU | Energy demand | 0 | not_included_in_FEC
FR | TYNDP2026 | LEV | 2040 | TWh | 148 | Sub_sector | Industry | Fertilizers | Industry (fertilizers, non-energetic) | Non-energetic | industry_fertilizers_demand_oil_non_energetic | Liquids | EU | Energy demand | 0 | not_included_in_FEC
FR | TYNDP2026 | LEV | 2040 | TWh | 149 | Sub_sector | Industry | Fertilizers | Industry (fertilizers, non-energetic) | Non-energetic | industry_fertilizers_demand_others_non_energetic | Others | EU | Energy demand | 0 | not_included_in_FEC
FR | TYNDP2026 | LEV | 2040 | TWh | 150 | Sub_sector | Industry | Fertilizers | Industry (fertilizers, non-energetic) | Non-energetic | industry_fertilizers_demand_ammonia_non_energetic | Ammonia | EU | Energy demand | 1.5188 | not_included_in_FEC
FR | TYNDP2026 | LEV | 2040 | TWh | 152 | Sub_sector | Industry | Food | Industry (food) | Energetic | industry_food_demand_electricity_energetic | Electricity | EU | Energy demand | 28.2054 | FEC
FR | TYNDP2026 | LEV | 2040 | TWh | 153 | Sub_sector | Industry | Food | Industry (food) | Energetic | industry_food_demand_hydrogen_energetic | Hydrogen | EU | Energy demand | 0 | FEC
FR | TYNDP2026 | LEV | 2040 | TWh | 154 | Sub_sector | Industry | Food | Industry (food) | Energetic | industry_food_demand_methane_energetic | Methane | EU | Energy demand | 11.642 | FEC
FR | TYNDP2026 | LEV | 2040 | TWh | 155 | Sub_sector | Industry | Food | Industry (food) | Energetic | industry_food_demand_heat_energetic | Heat | EU | Energy demand | 5.265 | FEC
FR | TYNDP2026 | LEV | 2040 | TWh | 156 | Sub_sector | Industry | Food | Industry (food) | Energetic | industry_food_demand_biomass_energetic | Biomass | EU | Energy demand | 9.4018 | FEC
FR | TYNDP2026 | LEV | 2040 | TWh | 157 | Sub_sector | Industry | Food | Industry (food) | Energetic | industry_food_demand_coal_energetic | Solids | EU | Energy demand | 0.12741 | FEC
FR | TYNDP2026 | LEV | 2040 | TWh | 158 | Sub_sector | Industry | Food | Industry (food) | Energetic | industry_food_demand_oil_energetic | Liquids | EU | Energy demand | 0 | FEC
FR | TYNDP2026 | LEV | 2040 | TWh | 159 | Sub_sector | Industry | Food | Industry (food) | Energetic | industry_food_demand_others_energetic | Others | EU | Energy demand | 0 | FEC
FR | TYNDP2026 | LEV | 2040 | TWh | 160 | Sub_sector | Industry | Food | Industry (food) | Energetic | industry_food_demand_ammonia_energetic | Ammonia | EU | Energy demand | 0 | FEC
FR | TYNDP2026 | LEV | 2040 | TWh | 162 | Sub_sector | Industry | Metals | Industry (metal) | Energetic | industry_metal_demand_electricity_energetic | Electricity | EU | Energy demand | 1.5083 | FEC
FR | TYNDP2026 | LEV | 2040 | TWh | 163 | Sub_sector | Industry | Metals | Industry (metal) | Energetic | industry_metal_demand_hydrogen_energetic | Hydrogen | EU | Energy demand | 0 | FEC
FR | TYNDP2026 | LEV | 2040 | TWh | 164 | Sub_sector | Industry | Metals | Industry (metal) | Energetic | industry_metal_demand_methane_energetic | Methane | EU | Energy demand | 2.9124 | FEC
FR | TYNDP2026 | LEV | 2040 | TWh | 165 | Sub_sector | Industry | Metals | Industry (metal) | Energetic | industry_metal_demand_heat_energetic | Heat | EU | Energy demand | 0.27004 | FEC
FR | TYNDP2026 | LEV | 2040 | TWh | 166 | Sub_sector | Industry | Metals | Industry (metal) | Energetic | industry_metal_demand_biomass_energetic | Biomass | EU | Energy demand | 0 | FEC
FR | TYNDP2026 | LEV | 2040 | TWh | 167 | Sub_sector | Industry | Metals | Industry (metal) | Energetic | industry_metal_demand_coal_energetic | Solids | EU | Energy demand | 0.00095572 | FEC
FR | TYNDP2026 | LEV | 2040 | TWh | 168 | Sub_sector | Industry | Metals | Industry (metal) | Energetic | industry_metal_demand_oil_energetic | Liquids | EU | Energy demand | 1.3389 | FEC
FR | TYNDP2026 | LEV | 2040 | TWh | 169 | Sub_sector | Industry | Metals | Industry (metal) | Energetic | industry_metal_demand_others_energetic | Others | EU | Energy demand | 0 | FEC
FR | TYNDP2026 | LEV | 2040 | TWh | 170 | Sub_sector | Industry | Metals | Industry (metal) | Energetic | industry_metal_demand_ammonia_energetic | Ammonia | EU | Energy demand | 0 | FEC
FR | TYNDP2026 | LEV | 2040 | TWh | 172 | Sub_sector | Industry | Others | Industry (other, energetic) | Energetic | industry_other_demand_electricity_energetic | Electricity | EU | Energy demand | 42.6046 | FEC
FR | TYNDP2026 | LEV | 2040 | TWh | 173 | Sub_sector | Industry | Others | Industry (other, energetic) | Energetic | industry_other_demand_hydrogen_energetic | Hydrogen | EU | Energy demand | 1.4114 | FEC
FR | TYNDP2026 | LEV | 2040 | TWh | 174 | Sub_sector | Industry | Others | Industry (other, energetic) | Energetic | industry_other_demand_methane_energetic | Methane | EU | Energy demand | 28.1549 | FEC
FR | TYNDP2026 | LEV | 2040 | TWh | 175 | Sub_sector | Industry | Others | Industry (other, energetic) | Energetic | industry_other_demand_heat_energetic | Heat | EU | Energy demand | 5.0943 | FEC
FR | TYNDP2026 | LEV | 2040 | TWh | 176 | Sub_sector | Industry | Others | Industry (other, energetic) | Energetic | industry_other_demand_biomass_energetic | Biomass | EU | Energy demand | 4.3467 | FEC
FR | TYNDP2026 | LEV | 2040 | TWh | 177 | Sub_sector | Industry | Others | Industry (other, energetic) | Energetic | industry_other_demand_coal_energetic | Solids | EU | Energy demand | 0.1571 | FEC
FR | TYNDP2026 | LEV | 2040 | TWh | 178 | Sub_sector | Industry | Others | Industry (other, energetic) | Energetic | industry_other_demand_oil_energetic | Liquids | EU | Energy demand | 6.3996 | FEC
FR | TYNDP2026 | LEV | 2040 | TWh | 179 | Sub_sector | Industry | Others | Industry (other, energetic) | Energetic | industry_other_demand_others_energetic | Others | EU | Energy demand | 0 | FEC
FR | TYNDP2026 | LEV | 2040 | TWh | 180 | Sub_sector | Industry | Others | Industry (other, energetic) | Energetic | industry_other_demand_ammonia_energetic | Ammonia | EU | Energy demand | 0 | FEC
FR | TYNDP2026 | LEV | 2040 | TWh | 182 | Sub_sector | Industry | Others | Industry (other, non-energetic) | Non-energetic | industry_other_demand_electricity_non_energetic | Electricity | EU | Energy demand | 0 | not_included_in_FEC
FR | TYNDP2026 | LEV | 2040 | TWh | 183 | Sub_sector | Industry | Others | Industry (other, non-energetic) | Non-energetic | industry_other_demand_hydrogen_non_energetic | Hydrogen | EU | Energy demand | 0 | not_included_in_FEC
FR | TYNDP2026 | LEV | 2040 | TWh | 184 | Sub_sector | Industry | Others | Industry (other, non-energetic) | Non-energetic | industry_other_demand_methane_non_energetic | Methane | EU | Energy demand | 0 | not_included_in_FEC
FR | TYNDP2026 | LEV | 2040 | TWh | 185 | Sub_sector | Industry | Others | Industry (other, non-energetic) | Non-energetic | industry_other_demand_heat_non_energetic | Heat | EU | Energy demand | 0 | not_included_in_FEC
FR | TYNDP2026 | LEV | 2040 | TWh | 186 | Sub_sector | Industry | Others | Industry (other, non-energetic) | Non-energetic | industry_other_demand_biomass_non_energetic | Biomass | EU | Energy demand | 0 | not_included_in_FEC
FR | TYNDP2026 | LEV | 2040 | TWh | 187 | Sub_sector | Industry | Others | Industry (other, non-energetic) | Non-energetic | industry_other_demand_coal_non_energetic | Solids | EU | Energy demand | 0 | not_included_in_FEC
FR | TYNDP2026 | LEV | 2040 | TWh | 188 | Sub_sector | Industry | Others | Industry (other, non-energetic) | Non-energetic | industry_other_demand_oil_non_energetic | Liquids | EU | Energy demand | 35.0186 | not_included_in_FEC
FR | TYNDP2026 | LEV | 2040 | TWh | 189 | Sub_sector | Industry | Others | Industry (other, non-energetic) | Non-energetic | industry_other_demand_others_non_energetic | Others | EU | Energy demand | 0 | not_included_in_FEC
FR | TYNDP2026 | LEV | 2040 | TWh | 190 | Sub_sector | Industry | Others | Industry (other, non-energetic) | Non-energetic | industry_other_demand_ammonia_non_energetic | Ammonia | EU | Energy demand | 0 | not_included_in_FEC
FR | TYNDP2026 | LEV | 2040 | TWh | 192 | Sub_sector | Industry | Paper | Industry (paper) | Energetic | industry_paper_demand_electricity_energetic | Electricity | EU | Energy demand | 9.8125 | FEC
FR | TYNDP2026 | LEV | 2040 | TWh | 193 | Sub_sector | Industry | Paper | Industry (paper) | Energetic | industry_paper_demand_hydrogen_energetic | Hydrogen | EU | Energy demand | 0 | FEC
FR | TYNDP2026 | LEV | 2040 | TWh | 194 | Sub_sector | Industry | Paper | Industry (paper) | Energetic | industry_paper_demand_methane_energetic | Methane | EU | Energy demand | 2.9927 | FEC
FR | TYNDP2026 | LEV | 2040 | TWh | 195 | Sub_sector | Industry | Paper | Industry (paper) | Energetic | industry_paper_demand_heat_energetic | Heat | EU | Energy demand | 5.2499 | FEC
FR | TYNDP2026 | LEV | 2040 | TWh | 196 | Sub_sector | Industry | Paper | Industry (paper) | Energetic | industry_paper_demand_biomass_energetic | Biomass | EU | Energy demand | 5.5714 | FEC
FR | TYNDP2026 | LEV | 2040 | TWh | 197 | Sub_sector | Industry | Paper | Industry (paper) | Energetic | industry_paper_demand_coal_energetic | Solids | EU | Energy demand | 0.58909 | FEC
FR | TYNDP2026 | LEV | 2040 | TWh | 198 | Sub_sector | Industry | Paper | Industry (paper) | Energetic | industry_paper_demand_oil_energetic | Liquids | EU | Energy demand | 0 | FEC
FR | TYNDP2026 | LEV | 2040 | TWh | 199 | Sub_sector | Industry | Paper | Industry (paper) | Energetic | industry_paper_demand_others_energetic | Others | EU | Energy demand | 0 | FEC
FR | TYNDP2026 | LEV | 2040 | TWh | 200 | Sub_sector | Industry | Paper | Industry (paper) | Energetic | industry_paper_demand_ammonia_energetic | Ammonia | EU | Energy demand | 0 | FEC
FR | TYNDP2026 | LEV | 2040 | TWh | 202 | Sub_sector | Industry | Refineries | Industry (refineries, energetic) | Energetic | industry_refinery_demand_electricity_energetic | Electricity | EU | Energy demand | 1.338 | not_included_in_FEC
FR | TYNDP2026 | LEV | 2040 | TWh | 203 | Sub_sector | Industry | Refineries | Industry (refineries, energetic) | Energetic | industry_refinery_demand_hydrogen_energetic | Hydrogen | EU | Energy demand | 2.9177 | not_included_in_FEC
FR | TYNDP2026 | LEV | 2040 | TWh | 204 | Sub_sector | Industry | Refineries | Industry (refineries, energetic) | Energetic | industry_refinery_demand_methane_energetic | Methane | EU | Energy demand | 2.5696 | not_included_in_FEC
FR | TYNDP2026 | LEV | 2040 | TWh | 205 | Sub_sector | Industry | Refineries | Industry (refineries, energetic) | Energetic | industry_refinery_demand_heat_energetic | Heat | EU | Energy demand | 1.0259 | not_included_in_FEC
FR | TYNDP2026 | LEV | 2040 | TWh | 206 | Sub_sector | Industry | Refineries | Industry (refineries, energetic) | Energetic | industry_refinery_demand_biomass_energetic | Biomass | EU | Energy demand | 0 | not_included_in_FEC
FR | TYNDP2026 | LEV | 2040 | TWh | 207 | Sub_sector | Industry | Refineries | Industry (refineries, energetic) | Energetic | industry_refinery_demand_coal_energetic | Solids | EU | Energy demand | 0 | not_included_in_FEC
FR | TYNDP2026 | LEV | 2040 | TWh | 208 | Sub_sector | Industry | Refineries | Industry (refineries, energetic) | Energetic | industry_refinery_demand_oil_energetic | Liquids | EU | Energy demand | 5.1746 | not_included_in_FEC
FR | TYNDP2026 | LEV | 2040 | TWh | 209 | Sub_sector | Industry | Refineries | Industry (refineries, energetic) | Energetic | industry_refinery_demand_others_energetic | Others | EU | Energy demand | 0 | not_included_in_FEC
FR | TYNDP2026 | LEV | 2040 | TWh | 210 | Sub_sector | Industry | Refineries | Industry (refineries, energetic) | Energetic | industry_refinery_demand_ammonia_energetic | Ammonia | EU | Energy demand | 0 | not_included_in_FEC
FR | TYNDP2026 | LEV | 2040 | TWh | 212 | Sub_sector | Industry | Refineries | Industry (refineries, non-energetic) | Non-energetic | industry_refinery_demand_electricity_non_energetic | Electricity | EU | Energy demand | 0 | not_included_in_FEC
FR | TYNDP2026 | LEV | 2040 | TWh | 213 | Sub_sector | Industry | Refineries | Industry (refineries, non-energetic) | Non-energetic | industry_refinery_demand_hydrogen_non_energetic | Hydrogen | EU | Energy demand | 0 | not_included_in_FEC
FR | TYNDP2026 | LEV | 2040 | TWh | 214 | Sub_sector | Industry | Refineries | Industry (refineries, non-energetic) | Non-energetic | industry_refinery_demand_methane_non_energetic | Methane | EU | Energy demand | 0 | not_included_in_FEC
FR | TYNDP2026 | LEV | 2040 | TWh | 215 | Sub_sector | Industry | Refineries | Industry (refineries, non-energetic) | Non-energetic | industry_refinery_demand_heat_non_energetic | Heat | EU | Energy demand | 0 | not_included_in_FEC
FR | TYNDP2026 | LEV | 2040 | TWh | 216 | Sub_sector | Industry | Refineries | Industry (refineries, non-energetic) | Non-energetic | industry_refinery_demand_biomass_non_energetic | Biomass | EU | Energy demand | 0 | not_included_in_FEC
FR | TYNDP2026 | LEV | 2040 | TWh | 217 | Sub_sector | Industry | Refineries | Industry (refineries, non-energetic) | Non-energetic | industry_refinery_demand_coal_non_energetic | Solids | EU | Energy demand | 0 | not_included_in_FEC
FR | TYNDP2026 | LEV | 2040 | TWh | 218 | Sub_sector | Industry | Refineries | Industry (refineries, non-energetic) | Non-energetic | industry_refinery_demand_oil_non_energetic | Liquids | EU | Energy demand | 0 | not_included_in_FEC
FR | TYNDP2026 | LEV | 2040 | TWh | 219 | Sub_sector | Industry | Refineries | Industry (refineries, non-energetic) | Non-energetic | industry_refinery_demand_others_non_energetic | Others | EU | Energy demand | 0 | not_included_in_FEC
FR | TYNDP2026 | LEV | 2040 | TWh | 220 | Sub_sector | Industry | Refineries | Industry (refineries, non-energetic) | Non-energetic | industry_refinery_demand_ammonia_non_energetic | Ammonia | EU | Energy demand | 0 | not_included_in_FEC
FR | TYNDP2026 | LEV | 2040 | TWh | 222 | Sub_sector | Industry | Steel | Industry (steel) | Energetic | industry_steel_demand_electricity_energetic | Electricity | EU | Energy demand | 14.4117 | FEC
FR | TYNDP2026 | LEV | 2040 | TWh | 223 | Sub_sector | Industry | Steel | Industry (steel) | Energetic | industry_steel_demand_hydrogen_energetic | Hydrogen | EU | Energy demand | 6.2478 | FEC
FR | TYNDP2026 | LEV | 2040 | TWh | 224 | Sub_sector | Industry | Steel | Industry (steel) | Energetic | industry_steel_demand_methane_energetic | Methane | EU | Energy demand | 8.2057 | FEC
FR | TYNDP2026 | LEV | 2040 | TWh | 225 | Sub_sector | Industry | Steel | Industry (steel) | Energetic | industry_steel_demand_heat_energetic | Heat | EU | Energy demand | 0.057053 | FEC
FR | TYNDP2026 | LEV | 2040 | TWh | 226 | Sub_sector | Industry | Steel | Industry (steel) | Energetic | industry_steel_demand_biomass_energetic | Biomass | EU | Energy demand | 0.0017408 | FEC
FR | TYNDP2026 | LEV | 2040 | TWh | 227 | Sub_sector | Industry | Steel | Industry (steel) | Energetic | industry_steel_demand_coal_energetic | Solids | EU | Energy demand | 6.9896 | FEC
FR | TYNDP2026 | LEV | 2040 | TWh | 228 | Sub_sector | Industry | Steel | Industry (steel) | Energetic | industry_steel_demand_oil_energetic | Liquids | EU | Energy demand | 0.12927 | FEC
FR | TYNDP2026 | LEV | 2040 | TWh | 229 | Sub_sector | Industry | Steel | Industry (steel) | Energetic | industry_steel_demand_others_energetic | Others | EU | Energy demand | 0 | FEC
FR | TYNDP2026 | LEV | 2040 | TWh | 230 | Sub_sector | Industry | Steel | Industry (steel) | Energetic | industry_steel_demand_ammonia_energetic | Ammonia | EU | Energy demand | 0 | FEC
FR | TYNDP2026 | LEV | 2040 | TWh | 232 | Sub_sector | Transport | Cars | Transport (cars) | Energetic | transport_cars_final_demand_electricity | Electricity | EU | Energy demand | 59.284 | FEC
FR | TYNDP2026 | LEV | 2040 | TWh | 233 | Sub_sector | Transport | Cars | Transport (cars) | Energetic | transport_cars_final_demand_hydrogen | Hydrogen | EU | Energy demand | 0 | FEC
FR | TYNDP2026 | LEV | 2040 | TWh | 234 | Sub_sector | Transport | Cars | Transport (cars) | Energetic | transport_cars_final_demand_methane | Methane | EU | Energy demand | 0 | FEC
FR | TYNDP2026 | LEV | 2040 | TWh | 235 | Sub_sector | Transport | Cars | Transport (cars) | Energetic | transport_cars_final_demand_heat | Heat | EU | Energy demand | 0 | FEC
FR | TYNDP2026 | LEV | 2040 | TWh | 236 | Sub_sector | Transport | Cars | Transport (cars) | Energetic | transport_cars_final_demand_biomass | Biomass | EU | Energy demand | 0 | FEC
FR | TYNDP2026 | LEV | 2040 | TWh | 237 | Sub_sector | Transport | Cars | Transport (cars) | Energetic | transport_cars_final_demand_coal | Solids | EU | Energy demand | 0 | FEC
FR | TYNDP2026 | LEV | 2040 | TWh | 238 | Sub_sector | Transport | Cars | Transport (cars) | Energetic | transport_cars_final_demand_oil | Liquids | EU | Energy demand | 112.8269 | FEC
FR | TYNDP2026 | LEV | 2040 | TWh | 239 | Sub_sector | Transport | Cars | Transport (cars) | Energetic | transport_cars_final_demand_other | Others | EU | Energy demand | 0 | FEC
FR | TYNDP2026 | LEV | 2040 | TWh | 240 | Sub_sector | Transport | Cars | Transport (cars) | Energetic | transport_cars_final_demand_ammonia | Ammonia | EU | Energy demand | 0 | FEC
FR | TYNDP2026 | LEV | 2040 | TWh | 242 | Sub_sector | Transport | Busses | Transport (busses) | Energetic | transport_busses_final_demand_electricity | Electricity | EU | Energy demand | 2.2119 | FEC
FR | TYNDP2026 | LEV | 2040 | TWh | 243 | Sub_sector | Transport | Busses | Transport (busses) | Energetic | transport_busses_final_demand_hydrogen | Hydrogen | EU | Energy demand | 0.27844 | FEC
FR | TYNDP2026 | LEV | 2040 | TWh | 244 | Sub_sector | Transport | Busses | Transport (busses) | Energetic | transport_busses_final_demand_methane | Methane | EU | Energy demand | 4.6066 | FEC
FR | TYNDP2026 | LEV | 2040 | TWh | 245 | Sub_sector | Transport | Busses | Transport (busses) | Energetic | transport_busses_final_demand_heat | Heat | EU | Energy demand | 0 | FEC
FR | TYNDP2026 | LEV | 2040 | TWh | 246 | Sub_sector | Transport | Busses | Transport (busses) | Energetic | transport_busses_final_demand_biomass | Biomass | EU | Energy demand | 0 | FEC
FR | TYNDP2026 | LEV | 2040 | TWh | 247 | Sub_sector | Transport | Busses | Transport (busses) | Energetic | transport_busses_final_demand_coal | Solids | EU | Energy demand | 0 | FEC
FR | TYNDP2026 | LEV | 2040 | TWh | 248 | Sub_sector | Transport | Busses | Transport (busses) | Energetic | transport_busses_final_demand_oil | Liquids | EU | Energy demand | 6.1173 | FEC
FR | TYNDP2026 | LEV | 2040 | TWh | 249 | Sub_sector | Transport | Busses | Transport (busses) | Energetic | transport_busses_final_demand_other | Others | EU | Energy demand | 0 | FEC
FR | TYNDP2026 | LEV | 2040 | TWh | 250 | Sub_sector | Transport | Busses | Transport (busses) | Energetic | transport_busses_final_demand_ammonia | Ammonia | EU | Energy demand | 0 | FEC
FR | TYNDP2026 | LEV | 2040 | TWh | 252 | Sub_sector | Transport | Trucks | Transport (trucks) | Energetic | transport_trucks_final_demand_electricity | Electricity | EU | Energy demand | 18.516 | FEC
FR | TYNDP2026 | LEV | 2040 | TWh | 253 | Sub_sector | Transport | Trucks | Transport (trucks) | Energetic | transport_trucks_final_demand_hydrogen | Hydrogen | EU | Energy demand | 3.2091 | FEC
FR | TYNDP2026 | LEV | 2040 | TWh | 254 | Sub_sector | Transport | Trucks | Transport (trucks) | Energetic | transport_trucks_final_demand_methane | Methane | EU | Energy demand | 4.2677 | FEC
FR | TYNDP2026 | LEV | 2040 | TWh | 255 | Sub_sector | Transport | Trucks | Transport (trucks) | Energetic | transport_trucks_final_demand_heat | Heat | EU | Energy demand | 0 | FEC
FR | TYNDP2026 | LEV | 2040 | TWh | 256 | Sub_sector | Transport | Trucks | Transport (trucks) | Energetic | transport_trucks_final_demand_biomass | Biomass | EU | Energy demand | 0 | FEC
FR | TYNDP2026 | LEV | 2040 | TWh | 257 | Sub_sector | Transport | Trucks | Transport (trucks) | Energetic | transport_trucks_final_demand_coal | Solids | EU | Energy demand | 0 | FEC
FR | TYNDP2026 | LEV | 2040 | TWh | 258 | Sub_sector | Transport | Trucks | Transport (trucks) | Energetic | transport_trucks_final_demand_oil | Liquids | EU | Energy demand | 37.7083 | FEC
FR | TYNDP2026 | LEV | 2040 | TWh | 259 | Sub_sector | Transport | Trucks | Transport (trucks) | Energetic | transport_trucks_final_demand_other | Others | EU | Energy demand | 0 | FEC
FR | TYNDP2026 | LEV | 2040 | TWh | 260 | Sub_sector | Transport | Trucks | Transport (trucks) | Energetic | transport_trucks_final_demand_ammonia | Ammonia | EU | Energy demand | 0 | FEC
FR | TYNDP2026 | LEV | 2040 | TWh | 262 | Sub_sector | Transport | Vans | Transport (vans) | Energetic | transport_vans_final_demand_electricity | Electricity | EU | Energy demand | 14.9599 | FEC
FR | TYNDP2026 | LEV | 2040 | TWh | 263 | Sub_sector | Transport | Vans | Transport (vans) | Energetic | transport_vans_final_demand_hydrogen | Hydrogen | EU | Energy demand | 0.5784 | FEC
FR | TYNDP2026 | LEV | 2040 | TWh | 264 | Sub_sector | Transport | Vans | Transport (vans) | Energetic | transport_vans_final_demand_methane | Methane | EU | Energy demand | 0 | FEC
FR | TYNDP2026 | LEV | 2040 | TWh | 265 | Sub_sector | Transport | Vans | Transport (vans) | Energetic | transport_vans_final_demand_heat | Heat | EU | Energy demand | 0 | FEC
FR | TYNDP2026 | LEV | 2040 | TWh | 266 | Sub_sector | Transport | Vans | Transport (vans) | Energetic | transport_vans_final_demand_biomass | Biomass | EU | Energy demand | 0 | FEC
FR | TYNDP2026 | LEV | 2040 | TWh | 267 | Sub_sector | Transport | Vans | Transport (vans) | Energetic | transport_vans_final_demand_coal | Solids | EU | Energy demand | 0 | FEC
FR | TYNDP2026 | LEV | 2040 | TWh | 268 | Sub_sector | Transport | Vans | Transport (vans) | Energetic | transport_vans_final_demand_oil | Liquids | EU | Energy demand | 25.5163 | FEC
FR | TYNDP2026 | LEV | 2040 | TWh | 269 | Sub_sector | Transport | Vans | Transport (vans) | Energetic | transport_vans_final_demand_other | Others | EU | Energy demand | 0 | FEC
FR | TYNDP2026 | LEV | 2040 | TWh | 270 | Sub_sector | Transport | Vans | Transport (vans) | Energetic | transport_vans_final_demand_ammonia | Ammonia | EU | Energy demand | 0 | FEC
FR | TYNDP2026 | LEV | 2040 | TWh | 272 | Sub_sector | Transport | Freight trains | Transport (trains) | Energetic | transport_trains_final_demand_electricity | Electricity | EU | Energy demand | 15.8003 | FEC
FR | TYNDP2026 | LEV | 2040 | TWh | 273 | Sub_sector | Transport | Freight trains | Transport (trains) | Energetic | transport_trains_final_demand_hydrogen | Hydrogen | EU | Energy demand | 0.89757 | FEC
FR | TYNDP2026 | LEV | 2040 | TWh | 274 | Sub_sector | Transport | Freight trains | Transport (trains) | Energetic | transport_trains_final_demand_methane | Methane | EU | Energy demand | 0 | FEC
FR | TYNDP2026 | LEV | 2040 | TWh | 275 | Sub_sector | Transport | Freight trains | Transport (trains) | Energetic | transport_trains_final_demand_heat | Heat | EU | Energy demand | 0 | FEC
FR | TYNDP2026 | LEV | 2040 | TWh | 276 | Sub_sector | Transport | Freight trains | Transport (trains) | Energetic | transport_trains_final_demand_biomass | Biomass | EU | Energy demand | 0 | FEC
FR | TYNDP2026 | LEV | 2040 | TWh | 277 | Sub_sector | Transport | Freight trains | Transport (trains) | Energetic | transport_trains_final_demand_coal | Solids | EU | Energy demand | 0 | FEC
FR | TYNDP2026 | LEV | 2040 | TWh | 278 | Sub_sector | Transport | Freight trains | Transport (trains) | Energetic | transport_trains_final_demand_oil | Liquids | EU | Energy demand | 0.66946 | FEC
FR | TYNDP2026 | LEV | 2040 | TWh | 279 | Sub_sector | Transport | Freight trains | Transport (trains) | Energetic | transport_trains_final_demand_other | Others | EU | Energy demand | 0 | FEC
FR | TYNDP2026 | LEV | 2040 | TWh | 280 | Sub_sector | Transport | Freight trains | Transport (trains) | Energetic | transport_trains_final_demand_ammonia | Ammonia | EU | Energy demand | 0 | FEC
FR | TYNDP2026 | LEV | 2040 | TWh | 282 | Sub_sector | Transport | Ships | Transport (ships) | Energetic | transport_ships_final_demand_electricity | Electricity | EU | Energy demand | 0 | FEC
FR | TYNDP2026 | LEV | 2040 | TWh | 283 | Sub_sector | Transport | Ships | Transport (ships) | Energetic | transport_ships_final_demand_hydrogen | Hydrogen | EU | Energy demand | 0 | FEC
FR | TYNDP2026 | LEV | 2040 | TWh | 284 | Sub_sector | Transport | Ships | Transport (ships) | Energetic | transport_ships_final_demand_methane | Methane | EU | Energy demand | 0.19858 | FEC
FR | TYNDP2026 | LEV | 2040 | TWh | 285 | Sub_sector | Transport | Ships | Transport (ships) | Energetic | transport_ships_final_demand_heat | Heat | EU | Energy demand | 0 | FEC
FR | TYNDP2026 | LEV | 2040 | TWh | 286 | Sub_sector | Transport | Ships | Transport (ships) | Energetic | transport_ships_final_demand_biomass | Biomass | EU | Energy demand | 0 | FEC
FR | TYNDP2026 | LEV | 2040 | TWh | 287 | Sub_sector | Transport | Ships | Transport (ships) | Energetic | transport_ships_final_demand_coal | Solids | EU | Energy demand | 0 | FEC
FR | TYNDP2026 | LEV | 2040 | TWh | 288 | Sub_sector | Transport | Ships | Transport (ships) | Energetic | transport_ships_final_demand_oil | Liquids | EU | Energy demand | 0.37258 | FEC
FR | TYNDP2026 | LEV | 2040 | TWh | 289 | Sub_sector | Transport | Ships | Transport (ships) | Energetic | transport_ships_final_demand_other | Others | EU | Energy demand | 0 | FEC
FR | TYNDP2026 | LEV | 2040 | TWh | 290 | Sub_sector | Transport | Ships | Transport (ships) | Energetic | transport_ships_final_demand_ammonia | Ammonia | EU | Energy demand | 0.0062056 | FEC
FR | TYNDP2026 | LEV | 2040 | TWh | 292 | Sub_sector | Transport | Planes | Transport (planes) | Energetic | transport_planes_final_demand_electricity | Electricity | EU | Energy demand | 0 | FEC
FR | TYNDP2026 | LEV | 2040 | TWh | 293 | Sub_sector | Transport | Planes | Transport (planes) | Energetic | transport_planes_final_demand_hydrogen | Hydrogen | EU | Energy demand | 0.074905 | FEC
FR | TYNDP2026 | LEV | 2040 | TWh | 294 | Sub_sector | Transport | Planes | Transport (planes) | Energetic | transport_planes_final_demand_methane | Methane | EU | Energy demand | 0 | FEC
FR | TYNDP2026 | LEV | 2040 | TWh | 295 | Sub_sector | Transport | Planes | Transport (planes) | Energetic | transport_planes_final_demand_heat | Heat | EU | Energy demand | 0 | FEC
FR | TYNDP2026 | LEV | 2040 | TWh | 296 | Sub_sector | Transport | Planes | Transport (planes) | Energetic | transport_planes_final_demand_biomass | Biomass | EU | Energy demand | 0 | FEC
FR | TYNDP2026 | LEV | 2040 | TWh | 297 | Sub_sector | Transport | Planes | Transport (planes) | Energetic | transport_planes_final_demand_coal | Solids | EU | Energy demand | 0 | FEC
FR | TYNDP2026 | LEV | 2040 | TWh | 298 | Sub_sector | Transport | Planes | Transport (planes) | Energetic | transport_planes_final_demand_oil | Liquids | EU | Energy demand | 13.4785 | FEC
FR | TYNDP2026 | LEV | 2040 | TWh | 299 | Sub_sector | Transport | Planes | Transport (planes) | Energetic | transport_planes_final_demand_other | Others | EU | Energy demand | 0 | FEC
FR | TYNDP2026 | LEV | 2040 | TWh | 300 | Sub_sector | Transport | Planes | Transport (planes) | Energetic | transport_planes_final_demand_ammonia | Ammonia | EU | Energy demand | 0 | FEC
FR | TYNDP2026 | LEV | 2040 | TWh | 302 | Sub_sector | Transport | Others | Transport (others) | Energetic | transport_other_final_demand_electricity | Electricity | EU | Energy demand | 0.32155 | FEC
FR | TYNDP2026 | LEV | 2040 | TWh | 303 | Sub_sector | Transport | Others | Transport (others) | Energetic | transport_other_final_demand_hydrogen | Hydrogen | EU | Energy demand | 0 | FEC
FR | TYNDP2026 | LEV | 2040 | TWh | 304 | Sub_sector | Transport | Others | Transport (others) | Energetic | transport_other_final_demand_methane | Methane | EU | Energy demand | 0 | FEC
FR | TYNDP2026 | LEV | 2040 | TWh | 305 | Sub_sector | Transport | Others | Transport (others) | Energetic | transport_other_final_demand_heat | Heat | EU | Energy demand | 0 | FEC
FR | TYNDP2026 | LEV | 2040 | TWh | 306 | Sub_sector | Transport | Others | Transport (others) | Energetic | transport_other_final_demand_biomass | Biomass | EU | Energy demand | 0 | FEC
FR | TYNDP2026 | LEV | 2040 | TWh | 307 | Sub_sector | Transport | Others | Transport (others) | Energetic | transport_other_final_demand_coal | Solids | EU | Energy demand | 0 | FEC
FR | TYNDP2026 | LEV | 2040 | TWh | 308 | Sub_sector | Transport | Others | Transport (others) | Energetic | transport_other_final_demand_oil | Liquids | EU | Energy demand | 1.2879 | FEC
FR | TYNDP2026 | LEV | 2040 | TWh | 309 | Sub_sector | Transport | Others | Transport (others) | Energetic | transport_other_final_demand_other | Others | EU | Energy demand | 0 | FEC
FR | TYNDP2026 | LEV | 2040 | TWh | 310 | Sub_sector | Transport | Others | Transport (others) | Energetic | transport_other_final_demand_ammonia | Ammonia | EU | Energy demand | 0 | FEC
FR | TYNDP2026 | LEV | 2040 | TWh | 312 | Sub_sector | International transport | International aviation | Transport (int. aviation) | Energetic | transport_int_aviation_final_demand_electricity | Electricity | EU | Energy demand | 0 | FEC
FR | TYNDP2026 | LEV | 2040 | TWh | 313 | Sub_sector | International transport | International aviation | Transport (int. aviation) | Energetic | transport_int_aviation_final_demand_hydrogen | Hydrogen | EU | Energy demand | 0 | FEC
FR | TYNDP2026 | LEV | 2040 | TWh | 314 | Sub_sector | International transport | International aviation | Transport (int. aviation) | Energetic | transport_int_aviation_final_demand_methane | Methane | EU | Energy demand | 0 | FEC
FR | TYNDP2026 | LEV | 2040 | TWh | 315 | Sub_sector | International transport | International aviation | Transport (int. aviation) | Energetic | transport_int_aviation_final_demand_heat | Heat | EU | Energy demand | 0 | FEC
FR | TYNDP2026 | LEV | 2040 | TWh | 316 | Sub_sector | International transport | International aviation | Transport (int. aviation) | Energetic | transport_int_aviation_final_demand_biofuels | Biomass | EU | Energy demand | 0 | FEC
FR | TYNDP2026 | LEV | 2040 | TWh | 317 | Sub_sector | International transport | International aviation | Transport (int. aviation) | Energetic | transport_int_aviation_final_demand_coal | Solids | EU | Energy demand | 0 | FEC
FR | TYNDP2026 | LEV | 2040 | TWh | 318 | Sub_sector | International transport | International aviation | Transport (int. aviation) | Energetic | transport_int_aviation_final_demand_oil | Liquids | EU | Energy demand | 74.0624 | FEC
FR | TYNDP2026 | LEV | 2040 | TWh | 319 | Sub_sector | International transport | International aviation | Transport (int. aviation) | Energetic | transport_int_aviation_final_demand_other | Others | EU | Energy demand | 0 | FEC
FR | TYNDP2026 | LEV | 2040 | TWh | 320 | Sub_sector | International transport | International aviation | Transport (int. aviation) | Energetic | transport_int_aviation_final_demand_ammonia | Ammonia | EU | Energy demand | 0 | FEC
FR | TYNDP2026 | LEV | 2040 | TWh | 322 | Sub_sector | International transport | International shipping | Transport (int. shipping) | Energetic | transport_int_shipping_final_demand_electricity | Electricity | EU | Energy demand | 0 | not_included_in_FEC
FR | TYNDP2026 | LEV | 2040 | TWh | 323 | Sub_sector | International transport | International shipping | Transport (int. shipping) | Energetic | transport_int_shipping_final_demand_hydrogen | Hydrogen | EU | Energy demand | 0 | not_included_in_FEC
FR | TYNDP2026 | LEV | 2040 | TWh | 324 | Sub_sector | International transport | International shipping | Transport (int. shipping) | Energetic | transport_int_shipping_final_demand_methane | Methane | EU | Energy demand | 6.9467 | not_included_in_FEC
FR | TYNDP2026 | LEV | 2040 | TWh | 325 | Sub_sector | International transport | International shipping | Transport (int. shipping) | Energetic | transport_int_shipping_final_demand_heat | Heat | EU | Energy demand | 0 | not_included_in_FEC
FR | TYNDP2026 | LEV | 2040 | TWh | 326 | Sub_sector | International transport | International shipping | Transport (int. shipping) | Energetic | transport_int_shipping_final_demand_biofuels | Biomass | EU | Energy demand | 0 | not_included_in_FEC
FR | TYNDP2026 | LEV | 2040 | TWh | 327 | Sub_sector | International transport | International shipping | Transport (int. shipping) | Energetic | transport_int_shipping_final_demand_coal | Solids | EU | Energy demand | 0 | not_included_in_FEC
FR | TYNDP2026 | LEV | 2040 | TWh | 328 | Sub_sector | International transport | International shipping | Transport (int. shipping) | Energetic | transport_int_shipping_final_demand_oil | Liquids | EU | Energy demand | 13.0337 | not_included_in_FEC
FR | TYNDP2026 | LEV | 2040 | TWh | 329 | Sub_sector | International transport | International shipping | Transport (int. shipping) | Energetic | transport_int_shipping_final_demand_other | Others | EU | Energy demand | 0 | not_included_in_FEC
FR | TYNDP2026 | LEV | 2040 | TWh | 330 | Sub_sector | International transport | International shipping | Transport (int. shipping) | Energetic | transport_int_shipping_final_demand_ammonia | Ammonia | EU | Energy demand | 0.25533 | not_included_in_FEC
FR | TYNDP2026 | LEV | 2040 | TWh | 332 | Sub_sector | Households | Space heating | Households (heating) | Energetic | households_heating_final_demand_electricity | Electricity | EU | Energy demand | 45.7458 | FEC
FR | TYNDP2026 | LEV | 2040 | TWh | 333 | Sub_sector | Households | Space heating | Households (heating) | Energetic | households_heating_final_demand_hydrogen | Hydrogen | EU | Energy demand | 0 | FEC
FR | TYNDP2026 | LEV | 2040 | TWh | 334 | Sub_sector | Households | Space heating | Households (heating) | Energetic | households_heating_final_demand_methane | Methane | EU | Energy demand | 49.2944 | FEC
FR | TYNDP2026 | LEV | 2040 | TWh | 335 | Sub_sector | Households | Space heating | Households (heating) | Energetic | households_heating_final_demand_heat | Heat | EU | Energy demand | 22.9715 | FEC
FR | TYNDP2026 | LEV | 2040 | TWh | 336 | Sub_sector | Households | Space heating | Households (heating) | Energetic | households_heating_final_demand_biomass | Biomass | EU | Energy demand | 27.1941 | FEC
FR | TYNDP2026 | LEV | 2040 | TWh | 337 | Sub_sector | Households | Space heating | Households (heating) | Energetic | households_heating_final_demand_coal | Solids | EU | Energy demand | 0 | FEC
FR | TYNDP2026 | LEV | 2040 | TWh | 338 | Sub_sector | Households | Space heating | Households (heating) | Energetic | households_heating_final_demand_oil | Liquids | EU | Energy demand | 0 | FEC
FR | TYNDP2026 | LEV | 2040 | TWh | 339 | Sub_sector | Households | Space heating | Households (heating) | Energetic | households_heating_final_demand_other | Others | EU | Energy demand | 0 | FEC
FR | TYNDP2026 | LEV | 2040 | TWh | 340 | Sub_sector | Households | Space heating | Households (heating) | Energetic | households_heating_final_demand_ammonia | Ammonia | EU | Energy demand | 0 | FEC
FR | TYNDP2026 | LEV | 2040 | TWh | 343 | Sub_sector | Households | Cooling | Households (cooling) | Energetic | households_cooling_final_demand_electricity | Electricity | EU | Energy demand | 3.7771 | FEC
FR | TYNDP2026 | LEV | 2040 | TWh | 344 | Sub_sector | Households | Cooling | Households (cooling) | Energetic | households_cooling_final_demand_hydrogen | Hydrogen | EU | Energy demand | 0 | FEC
FR | TYNDP2026 | LEV | 2040 | TWh | 345 | Sub_sector | Households | Cooling | Households (cooling) | Energetic | households_cooling_final_demand_methane | Methane | EU | Energy demand | 0 | FEC
FR | TYNDP2026 | LEV | 2040 | TWh | 346 | Sub_sector | Households | Cooling | Households (cooling) | Energetic | households_cooling_final_demand_heat | Heat | EU | Energy demand | 0 | FEC
FR | TYNDP2026 | LEV | 2040 | TWh | 347 | Sub_sector | Households | Cooling | Households (cooling) | Energetic | households_cooling_final_demand_biomass | Biomass | EU | Energy demand | 0 | FEC
FR | TYNDP2026 | LEV | 2040 | TWh | 348 | Sub_sector | Households | Cooling | Households (cooling) | Energetic | households_cooling_final_demand_coal | Solids | EU | Energy demand | 0 | FEC
FR | TYNDP2026 | LEV | 2040 | TWh | 349 | Sub_sector | Households | Cooling | Households (cooling) | Energetic | households_cooling_final_demand_oil | Liquids | EU | Energy demand | 0 | FEC
FR | TYNDP2026 | LEV | 2040 | TWh | 350 | Sub_sector | Households | Cooling | Households (cooling) | Energetic | households_cooling_final_demand_other | Others | EU | Energy demand | 0 | FEC
FR | TYNDP2026 | LEV | 2040 | TWh | 351 | Sub_sector | Households | Cooling | Households (cooling) | Energetic | households_cooling_final_demand_ammonia | Ammonia | EU | Energy demand | 0 | FEC
FR | TYNDP2026 | LEV | 2040 | TWh | 354 | Sub_sector | Households | Hot water | Households (hot water) | Energetic | households_hot_water_final_demand_electricity | Electricity | EU | Energy demand | 8.8054 | FEC
FR | TYNDP2026 | LEV | 2040 | TWh | 355 | Sub_sector | Households | Hot water | Households (hot water) | Energetic | households_hot_water_final_demand_hydrogen | Hydrogen | EU | Energy demand | 0 | FEC
FR | TYNDP2026 | LEV | 2040 | TWh | 356 | Sub_sector | Households | Hot water | Households (hot water) | Energetic | households_hot_water_final_demand_methane | Methane | EU | Energy demand | 16.2275 | FEC
FR | TYNDP2026 | LEV | 2040 | TWh | 357 | Sub_sector | Households | Hot water | Households (hot water) | Energetic | households_hot_water_final_demand_heat | Heat | EU | Energy demand | 7.3004 | FEC
FR | TYNDP2026 | LEV | 2040 | TWh | 358 | Sub_sector | Households | Hot water | Households (hot water) | Energetic | households_hot_water_final_demand_biomass | Biomass | EU | Energy demand | 8.3589 | FEC
FR | TYNDP2026 | LEV | 2040 | TWh | 359 | Sub_sector | Households | Hot water | Households (hot water) | Energetic | households_hot_water_final_demand_coal | Solids | EU | Energy demand | 0 | FEC
FR | TYNDP2026 | LEV | 2040 | TWh | 360 | Sub_sector | Households | Hot water | Households (hot water) | Energetic | households_hot_water_final_demand_oil | Liquids | EU | Energy demand | 0 | FEC
FR | TYNDP2026 | LEV | 2040 | TWh | 361 | Sub_sector | Households | Hot water | Households (hot water) | Energetic | households_hot_water_final_demand_other | Others | EU | Energy demand | 1.1365 | FEC
FR | TYNDP2026 | LEV | 2040 | TWh | 362 | Sub_sector | Households | Hot water | Households (hot water) | Energetic | households_hot_water_final_demand_ammonia | Ammonia | EU | Energy demand | 0 | FEC
FR | TYNDP2026 | LEV | 2040 | TWh | 365 | Sub_sector | Households | Appliances | Households (appliances) | Energetic | households_appliances_final_demand_electricity | Electricity | EU | Energy demand | 61.9324 | FEC
FR | TYNDP2026 | LEV | 2040 | TWh | 366 | Sub_sector | Households | Appliances | Households (appliances) | Energetic | households_appliances_final_demand_hydrogen | Hydrogen | EU | Energy demand | 0 | FEC
FR | TYNDP2026 | LEV | 2040 | TWh | 367 | Sub_sector | Households | Appliances | Households (appliances) | Energetic | households_appliances_final_demand_methane | Methane | EU | Energy demand | 7.3656 | FEC
FR | TYNDP2026 | LEV | 2040 | TWh | 368 | Sub_sector | Households | Appliances | Households (appliances) | Energetic | households_appliances_final_demand_heat | Heat | EU | Energy demand | 0 | FEC
FR | TYNDP2026 | LEV | 2040 | TWh | 369 | Sub_sector | Households | Appliances | Households (appliances) | Energetic | households_appliances_final_demand_biomass | Biomass | EU | Energy demand | 0 | FEC
FR | TYNDP2026 | LEV | 2040 | TWh | 370 | Sub_sector | Households | Appliances | Households (appliances) | Energetic | households_appliances_final_demand_coal | Solids | EU | Energy demand | 0 | FEC
FR | TYNDP2026 | LEV | 2040 | TWh | 371 | Sub_sector | Households | Appliances | Households (appliances) | Energetic | households_appliances_final_demand_oil | Liquids | EU | Energy demand | 0 | FEC
FR | TYNDP2026 | LEV | 2040 | TWh | 372 | Sub_sector | Households | Appliances | Households (appliances) | Energetic | households_appliances_final_demand_other | Others | EU | Energy demand | 0 | FEC
FR | TYNDP2026 | LEV | 2040 | TWh | 373 | Sub_sector | Households | Appliances | Households (appliances) | Energetic | households_appliances_final_demand_ammonia | Ammonia | EU | Energy demand | 0 | FEC
FR | TYNDP2026 | LEV | 2040 | TWh | 375 | Sub_sector | Buildings | Space heating | Buildings (heat) | Energetic | buildings_heat_final_demand_electricity | Electricity | EU | Energy demand | 17.6335 | FEC
FR | TYNDP2026 | LEV | 2040 | TWh | 376 | Sub_sector | Buildings | Space heating | Buildings (heat) | Energetic | buildings_heat_final_demand_hydrogen | Hydrogen | EU | Energy demand | 0 | FEC
FR | TYNDP2026 | LEV | 2040 | TWh | 377 | Sub_sector | Buildings | Space heating | Buildings (heat) | Energetic | buildings_heat_final_demand_methane | Methane | EU | Energy demand | 29.0436 | FEC
FR | TYNDP2026 | LEV | 2040 | TWh | 378 | Sub_sector | Buildings | Space heating | Buildings (heat) | Energetic | buildings_heat_final_demand_heat | Heat | EU | Energy demand | 15.3575 | FEC
FR | TYNDP2026 | LEV | 2040 | TWh | 379 | Sub_sector | Buildings | Space heating | Buildings (heat) | Energetic | buildings_heat_final_demand_biomass | Biomass | EU | Energy demand | 2.1787 | FEC
FR | TYNDP2026 | LEV | 2040 | TWh | 380 | Sub_sector | Buildings | Space heating | Buildings (heat) | Energetic | buildings_heat_final_demand_coal | Solids | EU | Energy demand | 0 | FEC
FR | TYNDP2026 | LEV | 2040 | TWh | 381 | Sub_sector | Buildings | Space heating | Buildings (heat) | Energetic | buildings_heat_final_demand_oil | Liquids | EU | Energy demand | 0 | FEC
FR | TYNDP2026 | LEV | 2040 | TWh | 382 | Sub_sector | Buildings | Space heating | Buildings (heat) | Energetic | buildings_heat_final_demand_other | Others | EU | Energy demand | 0 | FEC
FR | TYNDP2026 | LEV | 2040 | TWh | 383 | Sub_sector | Buildings | Space heating | Buildings (heat) | Energetic | buildings_heat_final_demand_ammonia | Ammonia | EU | Energy demand | 0 | FEC
FR | TYNDP2026 | LEV | 2040 | TWh | 386 | Sub_sector | Buildings | Cooling | Buildings (cooling) | Energetic | buildings_cooling_final_demand_electricity | Electricity | EU | Energy demand | 14.3068 | FEC
FR | TYNDP2026 | LEV | 2040 | TWh | 387 | Sub_sector | Buildings | Cooling | Buildings (cooling) | Energetic | buildings_cooling_final_demand_hydrogen | Hydrogen | EU | Energy demand | 0 | FEC
FR | TYNDP2026 | LEV | 2040 | TWh | 388 | Sub_sector | Buildings | Cooling | Buildings (cooling) | Energetic | buildings_cooling_final_demand_methane | Methane | EU | Energy demand | 0 | FEC
FR | TYNDP2026 | LEV | 2040 | TWh | 389 | Sub_sector | Buildings | Cooling | Buildings (cooling) | Energetic | buildings_cooling_final_demand_heat | Heat | EU | Energy demand | 0 | FEC
FR | TYNDP2026 | LEV | 2040 | TWh | 390 | Sub_sector | Buildings | Cooling | Buildings (cooling) | Energetic | buildings_cooling_final_demand_biomass | Biomass | EU | Energy demand | 0 | FEC
FR | TYNDP2026 | LEV | 2040 | TWh | 391 | Sub_sector | Buildings | Cooling | Buildings (cooling) | Energetic | buildings_cooling_final_demand_coal | Solids | EU | Energy demand | 0 | FEC
FR | TYNDP2026 | LEV | 2040 | TWh | 392 | Sub_sector | Buildings | Cooling | Buildings (cooling) | Energetic | buildings_cooling_final_demand_oil | Liquids | EU | Energy demand | 0 | FEC
FR | TYNDP2026 | LEV | 2040 | TWh | 393 | Sub_sector | Buildings | Cooling | Buildings (cooling) | Energetic | buildings_cooling_final_demand_other | Others | EU | Energy demand | 0 | FEC
FR | TYNDP2026 | LEV | 2040 | TWh | 394 | Sub_sector | Buildings | Cooling | Buildings (cooling) | Energetic | buildings_cooling_final_demand_ammonia | Ammonia | EU | Energy demand | 0 | FEC
FR | TYNDP2026 | LEV | 2040 | TWh | 397 | Sub_sector | Buildings | Appliances | Buildings (appliances) | Energetic | buildings_appliances_final_demand_electricity | Electricity | EU | Energy demand | 44.1952 | FEC
FR | TYNDP2026 | LEV | 2040 | TWh | 398 | Sub_sector | Buildings | Appliances | Buildings (appliances) | Energetic | buildings_appliances_final_demand_hydrogen | Hydrogen | EU | Energy demand | 0 | FEC
FR | TYNDP2026 | LEV | 2040 | TWh | 399 | Sub_sector | Buildings | Appliances | Buildings (appliances) | Energetic | buildings_appliances_final_demand_methane | Methane | EU | Energy demand | 8.2063 | FEC
FR | TYNDP2026 | LEV | 2040 | TWh | 400 | Sub_sector | Buildings | Appliances | Buildings (appliances) | Energetic | buildings_appliances_final_demand_heat | Heat | EU | Energy demand | 0 | FEC
FR | TYNDP2026 | LEV | 2040 | TWh | 401 | Sub_sector | Buildings | Appliances | Buildings (appliances) | Energetic | buildings_appliances_final_demand_biomass | Biomass | EU | Energy demand | 0 | FEC
FR | TYNDP2026 | LEV | 2040 | TWh | 402 | Sub_sector | Buildings | Appliances | Buildings (appliances) | Energetic | buildings_appliances_final_demand_coal | Solids | EU | Energy demand | 0 | FEC
FR | TYNDP2026 | LEV | 2040 | TWh | 403 | Sub_sector | Buildings | Appliances | Buildings (appliances) | Energetic | buildings_appliances_final_demand_oil | Liquids | EU | Energy demand | 0 | FEC
FR | TYNDP2026 | LEV | 2040 | TWh | 404 | Sub_sector | Buildings | Appliances | Buildings (appliances) | Energetic | buildings_appliances_final_demand_other | Others | EU | Energy demand | 0 | FEC
FR | TYNDP2026 | LEV | 2040 | TWh | 405 | Sub_sector | Buildings | Appliances | Buildings (appliances) | Energetic | buildings_appliances_final_demand_ammonia | Ammonia | EU | Energy demand | 0 | FEC
FR | TYNDP2026 | LEV | 2040 | TWh | 407 | Sub_sector | Buildings | Datacenters | Datacenters & ICT | Energetic | datacentres_final_demand_electricity_energetic | Electricity | EU | Energy demand | 31.45 | FEC
FR | TYNDP2026 | LEV | 2040 | TWh | 408 | Sub_sector | Buildings | Datacenters | Datacenters & ICT | Energetic | datacentres_final_demand_hydrogen_energetic | Hydrogen | EU | Energy demand | 0 | FEC
FR | TYNDP2026 | LEV | 2040 | TWh | 409 | Sub_sector | Buildings | Datacenters | Datacenters & ICT | Energetic | datacentres_final_demand_methane_energetic | Methane | EU | Energy demand | 0 | FEC
FR | TYNDP2026 | LEV | 2040 | TWh | 410 | Sub_sector | Buildings | Datacenters | Datacenters & ICT | Energetic | datacentres_final_demand_heat_energetic | Heat | EU | Energy demand | 0 | FEC
FR | TYNDP2026 | LEV | 2040 | TWh | 411 | Sub_sector | Buildings | Datacenters | Datacenters & ICT | Energetic | datacentres_final_demand_biomass_energetic | Biomass | EU | Energy demand | 0 | FEC
FR | TYNDP2026 | LEV | 2040 | TWh | 412 | Sub_sector | Buildings | Datacenters | Datacenters & ICT | Energetic | datacentres_final_demand_coal_energetic | Solids | EU | Energy demand | 0 | FEC
FR | TYNDP2026 | LEV | 2040 | TWh | 413 | Sub_sector | Buildings | Datacenters | Datacenters & ICT | Energetic | datacentres_final_demand_oil_energetic | Liquids | EU | Energy demand | 0 | FEC
FR | TYNDP2026 | LEV | 2040 | TWh | 414 | Sub_sector | Buildings | Datacenters | Datacenters & ICT | Energetic | datacentres_final_demand_other_energetic | Others | EU | Energy demand | 0 | FEC
FR | TYNDP2026 | LEV | 2040 | TWh | 415 | Sub_sector | Buildings | Datacenters | Datacenters & ICT | Energetic | datacentres_final_demand_ammonia_energetic | Ammonia | EU | Energy demand | 0 | FEC
FR | TYNDP2026 | LEV | 2040 | TWh | 417 | Sub_sector | Transport | Others_Sector | Others_Sector | Energetic | other_final_demand_electricity_energetic | Electricity | EU | Energy demand | 2.6366 | FEC
FR | TYNDP2026 | LEV | 2040 | TWh | 418 | Sub_sector | Transport | Others_Sector | Others_Sector | Energetic | other_final_demand_hydrogen_energetic | Hydrogen | EU | Energy demand | 0 | FEC
FR | TYNDP2026 | LEV | 2040 | TWh | 419 | Sub_sector | Transport | Pipeline Transport | Others_Sector | Energetic | other_final_demand_methane_energetic | Methane | EU | Energy demand | 1.3644 | FEC
FR | TYNDP2026 | LEV | 2040 | TWh | 420 | Sub_sector | Transport | Others_Sector | Others_Sector | Energetic | other_final_demand_heat_energetic | Heat | EU | Energy demand | 0 | FEC
FR | TYNDP2026 | LEV | 2040 | TWh | 421 | Sub_sector | Transport | Others_Sector | Others_Sector | Energetic | other_final_demand_biomass_energetic | Biomass | EU | Energy demand | 0 | FEC
FR | TYNDP2026 | LEV | 2040 | TWh | 422 | Sub_sector | Transport | Others_Sector | Others_Sector | Energetic | other_final_demand_coal_energetic | Solids | EU | Energy demand | 0 | FEC
FR | TYNDP2026 | LEV | 2040 | TWh | 423 | Sub_sector | Transport | Others_Sector | Others_Sector | Energetic | other_final_demand_oil_energetic | Liquids | EU | Energy demand | 4.7664 | FEC
FR | TYNDP2026 | LEV | 2040 | TWh | 424 | Sub_sector | Others_Sector | Others_Sector | Others_Sector | Non-energetic | other_final_demand_oil_non_energetic | Liquids | EU | Energy demand | 1.1728 | not_included_in_FEC
FR | TYNDP2026 | LEV | 2040 | TWh | 425 | Sub_sector | Transport | Others_Sector | Others_Sector | Energetic | other_final_demand_other_energetic | Others | EU | Energy demand | 0 | FEC
FR | TYNDP2026 | LEV | 2040 | TWh | 426 | Sub_sector | Transport | Others_Sector | Others_Sector | Energetic | other_final_demand_ammonia_energetic | Ammonia | EU | Energy demand | 0 | FEC
FR | TYNDP2026 | LEV | 2040 | TWh | 427 | Sub_sector | Industry | Surplus_Heat_in_Industry | Surplus_Heat_in_Industry | Energetic | final_demand_of_industry_unused_local_production_steam_hot_water | Heat | EU | Energy demand | 0 | FEC
FR | TYNDP2026 | LEV | 2040 | TWh | 429 | Sub_sector | Agriculture | Total | Agriculture | Energetic | agriculture_final_demand_electricity_energetic | Electricity | EU | Energy demand | 8.2687 | FEC
FR | TYNDP2026 | LEV | 2040 | TWh | 430 | Sub_sector | Agriculture | Total | Agriculture | Energetic | agriculture_final_demand_hydrogen_energetic | Hydrogen | EU | Energy demand | 0 | FEC
FR | TYNDP2026 | LEV | 2040 | TWh | 431 | Sub_sector | Agriculture | Total | Agriculture | Energetic | agriculture_final_demand_methane_energetic | Methane | EU | Energy demand | 2.6276 | FEC
FR | TYNDP2026 | LEV | 2040 | TWh | 432 | Sub_sector | Agriculture | Total | Agriculture | Energetic | agriculture_final_demand_heat_energetic | Heat | EU | Energy demand | 0.21658 | FEC
FR | TYNDP2026 | LEV | 2040 | TWh | 433 | Sub_sector | Agriculture | Total | Agriculture | Energetic | agriculture_final_demand_biomass_energetic | Biomass | EU | Energy demand | 1.6965 | FEC
FR | TYNDP2026 | LEV | 2040 | TWh | 434 | Sub_sector | Agriculture | Total | Agriculture | Energetic | agriculture_final_demand_coal_energetic | Solids | EU | Energy demand | 0 | FEC
FR | TYNDP2026 | LEV | 2040 | TWh | 435 | Sub_sector | Agriculture | Total | Agriculture | Energetic | agriculture_final_demand_oil_energetic | Liquids | EU | Energy demand | 33.9242 | FEC
FR | TYNDP2026 | LEV | 2040 | TWh | 436 | Sub_sector | Agriculture | Total | Agriculture | Energetic | agriculture_final_demand_other_energetic | Others | EU | Energy demand | 0 | FEC
FR | TYNDP2026 | LEV | 2040 | TWh | 437 | Sub_sector | Agriculture | Total | Agriculture | Energetic | agriculture_final_demand_ammonia_energetic | Ammonia | EU | Energy demand | 0 | FEC
FR | TYNDP2026 | LEV | 2040 | TWh | 447 | Sub_sector | Buildings | Surplus Energy | Buildings | Energetic | GAP | Electricity | EU | Energy demand | 0 | FEC
FR | TYNDP2026 | LEV | 2040 | TWh | 448 | Sub_sector | Buildings | Surplus Energy | Buildings | Energetic | GAP | Hydrogen | EU | Energy demand | 0 | FEC
FR | TYNDP2026 | LEV | 2040 | TWh | 449 | Sub_sector | Buildings | Surplus Energy | Buildings | Energetic | GAP | Methane | EU | Energy demand | 0 | FEC
FR | TYNDP2026 | LEV | 2040 | TWh | 450 | Sub_sector | Buildings | Surplus Energy | Buildings | Energetic | GAP | Heat | EU | Energy demand | 0 | FEC
FR | TYNDP2026 | LEV | 2040 | TWh | 451 | Sub_sector | Buildings | Surplus Energy | Buildings | Energetic | GAP | Biomass | EU | Energy demand | 0.068051 | FEC
FR | TYNDP2026 | LEV | 2040 | TWh | 452 | Sub_sector | Buildings | Surplus Energy | Buildings | Energetic | GAP | Solids | EU | Energy demand | 0 | FEC
FR | TYNDP2026 | LEV | 2040 | TWh | 453 | Sub_sector | Buildings | Surplus Energy | Buildings | Energetic | GAP | Liquids | EU | Energy demand | 1.777 | FEC
FR | TYNDP2026 | LEV | 2040 | TWh | 454 | Sub_sector | Buildings | Surplus Energy | Buildings | Energetic | GAP | Others | EU | Energy demand | 0 | FEC
FR | TYNDP2026 | LEV | 2040 | TWh | 455 | Sub_sector | Buildings | Surplus Energy | Buildings | Energetic | GAP | Ammonia | EU | Energy demand | 0 | FEC
FR | TYNDP2026 | LEV | 2040 | TWh | 456 | Sub_sector | Households | Surplus Energy | Households | Energetic | GAP | Electricity | EU | Energy demand | 0 | FEC
FR | TYNDP2026 | LEV | 2040 | TWh | 457 | Sub_sector | Households | Surplus Energy | Households | Energetic | GAP | Hydrogen | EU | Energy demand | 0 | FEC
FR | TYNDP2026 | LEV | 2040 | TWh | 458 | Sub_sector | Households | Surplus Energy | Households | Energetic | GAP | Methane | EU | Energy demand | 0 | FEC
FR | TYNDP2026 | LEV | 2040 | TWh | 459 | Sub_sector | Households | Surplus Energy | Households | Energetic | GAP | Heat | EU | Energy demand | 0 | FEC
FR | TYNDP2026 | LEV | 2040 | TWh | 460 | Sub_sector | Households | Surplus Energy | Households | Energetic | GAP | Biomass | EU | Energy demand | 0 | FEC
FR | TYNDP2026 | LEV | 2040 | TWh | 461 | Sub_sector | Households | Surplus Energy | Households | Energetic | GAP | Solids | EU | Energy demand | 0 | FEC
FR | TYNDP2026 | LEV | 2040 | TWh | 462 | Sub_sector | Households | Surplus Energy | Households | Energetic | GAP | Liquids | EU | Energy demand | 0 | FEC
FR | TYNDP2026 | LEV | 2040 | TWh | 463 | Sub_sector | Households | Surplus Energy | Households | Energetic | GAP | Others | EU | Energy demand | 0 | FEC
FR | TYNDP2026 | LEV | 2040 | TWh | 464 | Sub_sector | Households | Surplus Energy | Households | Energetic | GAP | Ammonia | EU | Energy demand | 0 | FEC
GR | TYNDP2026 | NT | 2030 | TWh | 102 | Sub_sector | Industry | Aluminium | Industry (aluminium) | Energetic | industry_aluminium_demand_electricity_energetic | Electricity | EU | Energy demand | 2.3336 | FEC
GR | TYNDP2026 | NT | 2030 | TWh | 103 | Sub_sector | Industry | Aluminium | Industry (aluminium) | Energetic | industry_aluminium_demand_hydrogen_energetic | Hydrogen | EU | Energy demand | 0 | FEC
GR | TYNDP2026 | NT | 2030 | TWh | 104 | Sub_sector | Industry | Aluminium | Industry (aluminium) | Energetic | industry_aluminium_demand_methane_energetic | Methane | EU | Energy demand | 0.16447 | FEC
GR | TYNDP2026 | NT | 2030 | TWh | 105 | Sub_sector | Industry | Aluminium | Industry (aluminium) | Energetic | industry_aluminium_demand_heat_energetic | Heat | EU | Energy demand | 0 | FEC
GR | TYNDP2026 | NT | 2030 | TWh | 106 | Sub_sector | Industry | Aluminium | Industry (aluminium) | Energetic | industry_aluminium_demand_biomass_energetic | Biomass | EU | Energy demand | 0 | FEC
GR | TYNDP2026 | NT | 2030 | TWh | 107 | Sub_sector | Industry | Aluminium | Industry (aluminium) | Energetic | industry_aluminium_demand_coal_energetic | Solids | EU | Energy demand | 0 | FEC
GR | TYNDP2026 | NT | 2030 | TWh | 108 | Sub_sector | Industry | Aluminium | Industry (aluminium) | Energetic | industry_aluminium_demand_oil_energetic | Liquids | EU | Energy demand | 0 | FEC
GR | TYNDP2026 | NT | 2030 | TWh | 109 | Sub_sector | Industry | Aluminium | Industry (aluminium) | Energetic | industry_aluminium_demand_others_energetic | Others | EU | Energy demand | 0 | FEC
GR | TYNDP2026 | NT | 2030 | TWh | 110 | Sub_sector | Industry | Aluminium | Industry (aluminium) | Energetic | industry_ammonia_demand_others_energetic | Ammonia | EU | Energy demand | 0 | FEC
GR | TYNDP2026 | NT | 2030 | TWh | 112 | Sub_sector | Industry | Chemicals | Industry (chemicals, energetic) | Energetic | industry_chemical_demand_electricity_energetic | Electricity | EU | Energy demand | 0.30851 | FEC
GR | TYNDP2026 | NT | 2030 | TWh | 113 | Sub_sector | Industry | Chemicals | Industry (chemicals, energetic) | Energetic | industry_chemical_demand_hydrogen_energetic | Hydrogen | EU | Energy demand | 0 | FEC
GR | TYNDP2026 | NT | 2030 | TWh | 114 | Sub_sector | Industry | Chemicals | Industry (chemicals, energetic) | Energetic | industry_chemical_demand_methane_energetic | Methane | EU | Energy demand | 0.11338 | FEC
GR | TYNDP2026 | NT | 2030 | TWh | 115 | Sub_sector | Industry | Chemicals | Industry (chemicals, energetic) | Energetic | industry_chemical_demand_heat_energetic | Heat | EU | Energy demand | 0 | FEC
GR | TYNDP2026 | NT | 2030 | TWh | 116 | Sub_sector | Industry | Chemicals | Industry (chemicals, energetic) | Energetic | industry_chemical_demand_biomass_energetic | Biomass | EU | Energy demand | 0 | FEC
GR | TYNDP2026 | NT | 2030 | TWh | 117 | Sub_sector | Industry | Chemicals | Industry (chemicals, energetic) | Energetic | industry_chemical_demand_coal_energetic | Solids | EU | Energy demand | 0 | FEC
GR | TYNDP2026 | NT | 2030 | TWh | 118 | Sub_sector | Industry | Chemicals | Industry (chemicals, energetic) | Energetic | industry_chemical_demand_oil_energetic | Liquids | EU | Energy demand | 0 | FEC
GR | TYNDP2026 | NT | 2030 | TWh | 119 | Sub_sector | Industry | Chemicals | Industry (chemicals, energetic) | Energetic | industry_chemical_demand_others_energetic | Others | EU | Energy demand | 0 | FEC
GR | TYNDP2026 | NT | 2030 | TWh | 120 | Sub_sector | Industry | Chemicals | Industry (chemicals, energetic) | Energetic | industry_chemical_demand_ammonia_energetic | Ammonia | EU | Energy demand | 0 | FEC
GR | TYNDP2026 | NT | 2030 | TWh | 122 | Sub_sector | Industry | Chemicals | Industry (chemicals, non-energetic) | Non-energetic | industry_chemical_demand_electricity_non_energetic | Electricity | EU | Energy demand | 0 | not_included_in_FEC
GR | TYNDP2026 | NT | 2030 | TWh | 123 | Sub_sector | Industry | Chemicals | Industry (chemicals, non-energetic) | Non-energetic | industry_chemical_demand_hydrogen_non_energetic | Hydrogen | EU | Energy demand | 0 | not_included_in_FEC
GR | TYNDP2026 | NT | 2030 | TWh | 124 | Sub_sector | Industry | Chemicals | Industry (chemicals, non-energetic) | Non-energetic | industry_chemical_demand_methane_non_energetic | Methane | EU | Energy demand | 3.0389 | not_included_in_FEC
GR | TYNDP2026 | NT | 2030 | TWh | 125 | Sub_sector | Industry | Chemicals | Industry (chemicals, non-energetic) | Non-energetic | industry_chemical_demand_heat_non_energetic | Heat | EU | Energy demand | 0 | not_included_in_FEC
GR | TYNDP2026 | NT | 2030 | TWh | 126 | Sub_sector | Industry | Chemicals | Industry (chemicals, non-energetic) | Non-energetic | industry_chemical_demand_biomass_non_energetic | Biomass | EU | Energy demand | 0 | not_included_in_FEC
GR | TYNDP2026 | NT | 2030 | TWh | 127 | Sub_sector | Industry | Chemicals | Industry (chemicals, non-energetic) | Non-energetic | industry_chemical_demand_coal_non_energetic | Solids | EU | Energy demand | 0 | not_included_in_FEC
GR | TYNDP2026 | NT | 2030 | TWh | 128 | Sub_sector | Industry | Chemicals | Industry (chemicals, non-energetic) | Non-energetic | industry_chemical_demand_oil_non_energetic | Liquids | EU | Energy demand | 2.2653 | not_included_in_FEC
GR | TYNDP2026 | NT | 2030 | TWh | 129 | Sub_sector | Industry | Chemicals | Industry (chemicals, non-energetic) | Non-energetic | industry_chemical_demand_others_non_energetic | Others | EU | Energy demand | 0 | not_included_in_FEC
GR | TYNDP2026 | NT | 2030 | TWh | 130 | Sub_sector | Industry | Chemicals | Industry (chemicals, non-energetic) | Non-energetic | industry_chemical_demand_ammonia_non_energetic | Ammonia | EU | Energy demand | 0 | not_included_in_FEC
GR | TYNDP2026 | NT | 2030 | TWh | 132 | Sub_sector | Industry | Fertilizers | Industry (fertilizers, energetic) | Energetic | industry_fertilizers_demand_electricity_energetic | Electricity | EU | Energy demand | 0.030391 | FEC
GR | TYNDP2026 | NT | 2030 | TWh | 133 | Sub_sector | Industry | Fertilizers | Industry (fertilizers, energetic) | Energetic | industry_fertilizers_demand_hydrogen_energetic | Hydrogen | EU | Energy demand | 0 | FEC
GR | TYNDP2026 | NT | 2030 | TWh | 134 | Sub_sector | Industry | Fertilizers | Industry (fertilizers, energetic) | Energetic | industry_fertilizers_demand_methane_energetic | Methane | EU | Energy demand | 0.29085 | FEC
GR | TYNDP2026 | NT | 2030 | TWh | 135 | Sub_sector | Industry | Fertilizers | Industry (fertilizers, energetic) | Energetic | industry_fertilizers_demand_heat_energetic | Heat | EU | Energy demand | 0 | FEC
GR | TYNDP2026 | NT | 2030 | TWh | 136 | Sub_sector | Industry | Fertilizers | Industry (fertilizers, energetic) | Energetic | industry_fertilizers_demand_biomass_energetic | Biomass | EU | Energy demand | 0 | FEC
GR | TYNDP2026 | NT | 2030 | TWh | 137 | Sub_sector | Industry | Fertilizers | Industry (fertilizers, energetic) | Energetic | industry_fertilizers_demand_coal_energetic | Solids | EU | Energy demand | 0 | FEC
GR | TYNDP2026 | NT | 2030 | TWh | 138 | Sub_sector | Industry | Fertilizers | Industry (fertilizers, energetic) | Energetic | industry_fertilizers_demand_oil_energetic | Liquids | EU | Energy demand | 0 | FEC
GR | TYNDP2026 | NT | 2030 | TWh | 139 | Sub_sector | Industry | Fertilizers | Industry (fertilizers, energetic) | Energetic | industry_fertilizers_demand_others_energetic | Others | EU | Energy demand | 0 | FEC
GR | TYNDP2026 | NT | 2030 | TWh | 140 | Sub_sector | Industry | Fertilizers | Industry (fertilizers, energetic) | Energetic | industry_fertilizers_demand_ammonia_energetic | Ammonia | EU | Energy demand | 0 | FEC
GR | TYNDP2026 | NT | 2030 | TWh | 142 | Sub_sector | Industry | Fertilizers | Industry (fertilizers, non-energetic) | Non-energetic | industry_fertilizers_demand_electricity_non_energetic | Electricity | EU | Energy demand | 0 | not_included_in_FEC
GR | TYNDP2026 | NT | 2030 | TWh | 143 | Sub_sector | Industry | Fertilizers | Industry (fertilizers, non-energetic) | Non-energetic | industry_fertilizers_demand_hydrogen_non_energetic | Hydrogen | EU | Energy demand | 0 | not_included_in_FEC
GR | TYNDP2026 | NT | 2030 | TWh | 144 | Sub_sector | Industry | Fertilizers | Industry (fertilizers, non-energetic) | Non-energetic | industry_fertilizers_demand_methane_non_energetic | Methane | EU | Energy demand | 0.64732 | not_included_in_FEC
GR | TYNDP2026 | NT | 2030 | TWh | 145 | Sub_sector | Industry | Fertilizers | Industry (fertilizers, non-energetic) | Non-energetic | industry_fertilizers_demand_heat_non_energetic | Heat | EU | Energy demand | 0 | not_included_in_FEC
GR | TYNDP2026 | NT | 2030 | TWh | 146 | Sub_sector | Industry | Fertilizers | Industry (fertilizers, non-energetic) | Non-energetic | industry_fertilizers_demand_biomass_non_energetic | Biomass | EU | Energy demand | 0 | not_included_in_FEC
GR | TYNDP2026 | NT | 2030 | TWh | 147 | Sub_sector | Industry | Fertilizers | Industry (fertilizers, non-energetic) | Non-energetic | industry_fertilizers_demand_coal_non_energetic | Solids | EU | Energy demand | 0 | not_included_in_FEC
GR | TYNDP2026 | NT | 2030 | TWh | 148 | Sub_sector | Industry | Fertilizers | Industry (fertilizers, non-energetic) | Non-energetic | industry_fertilizers_demand_oil_non_energetic | Liquids | EU | Energy demand | 0 | not_included_in_FEC
GR | TYNDP2026 | NT | 2030 | TWh | 149 | Sub_sector | Industry | Fertilizers | Industry (fertilizers, non-energetic) | Non-energetic | industry_fertilizers_demand_others_non_energetic | Others | EU | Energy demand | 0 | not_included_in_FEC
GR | TYNDP2026 | NT | 2030 | TWh | 150 | Sub_sector | Industry | Fertilizers | Industry (fertilizers, non-energetic) | Non-energetic | industry_fertilizers_demand_ammonia_non_energetic | Ammonia | EU | Energy demand | 0 | not_included_in_FEC
GR | TYNDP2026 | NT | 2030 | TWh | 152 | Sub_sector | Industry | Food | Industry (food) | Energetic | industry_food_demand_electricity_energetic | Electricity | EU | Energy demand | 1.2021 | FEC
GR | TYNDP2026 | NT | 2030 | TWh | 153 | Sub_sector | Industry | Food | Industry (food) | Energetic | industry_food_demand_hydrogen_energetic | Hydrogen | EU | Energy demand | 0 | FEC
GR | TYNDP2026 | NT | 2030 | TWh | 154 | Sub_sector | Industry | Food | Industry (food) | Energetic | industry_food_demand_methane_energetic | Methane | EU | Energy demand | 1.2503 | FEC
GR | TYNDP2026 | NT | 2030 | TWh | 155 | Sub_sector | Industry | Food | Industry (food) | Energetic | industry_food_demand_heat_energetic | Heat | EU | Energy demand | 0 | FEC
GR | TYNDP2026 | NT | 2030 | TWh | 156 | Sub_sector | Industry | Food | Industry (food) | Energetic | industry_food_demand_biomass_energetic | Biomass | EU | Energy demand | 0.73286 | FEC
GR | TYNDP2026 | NT | 2030 | TWh | 157 | Sub_sector | Industry | Food | Industry (food) | Energetic | industry_food_demand_coal_energetic | Solids | EU | Energy demand | 0 | FEC
GR | TYNDP2026 | NT | 2030 | TWh | 158 | Sub_sector | Industry | Food | Industry (food) | Energetic | industry_food_demand_oil_energetic | Liquids | EU | Energy demand | 0.46235 | FEC
GR | TYNDP2026 | NT | 2030 | TWh | 159 | Sub_sector | Industry | Food | Industry (food) | Energetic | industry_food_demand_others_energetic | Others | EU | Energy demand | 0 | FEC
GR | TYNDP2026 | NT | 2030 | TWh | 160 | Sub_sector | Industry | Food | Industry (food) | Energetic | industry_food_demand_ammonia_energetic | Ammonia | EU | Energy demand | 0 | FEC
GR | TYNDP2026 | NT | 2030 | TWh | 162 | Sub_sector | Industry | Metals | Industry (metal) | Energetic | industry_metal_demand_electricity_energetic | Electricity | EU | Energy demand | 0.87446 | FEC
GR | TYNDP2026 | NT | 2030 | TWh | 163 | Sub_sector | Industry | Metals | Industry (metal) | Energetic | industry_metal_demand_hydrogen_energetic | Hydrogen | EU | Energy demand | 0 | FEC
GR | TYNDP2026 | NT | 2030 | TWh | 164 | Sub_sector | Industry | Metals | Industry (metal) | Energetic | industry_metal_demand_methane_energetic | Methane | EU | Energy demand | 1.0991 | FEC
GR | TYNDP2026 | NT | 2030 | TWh | 165 | Sub_sector | Industry | Metals | Industry (metal) | Energetic | industry_metal_demand_heat_energetic | Heat | EU | Energy demand | 0 | FEC
GR | TYNDP2026 | NT | 2030 | TWh | 166 | Sub_sector | Industry | Metals | Industry (metal) | Energetic | industry_metal_demand_biomass_energetic | Biomass | EU | Energy demand | 0 | FEC
GR | TYNDP2026 | NT | 2030 | TWh | 167 | Sub_sector | Industry | Metals | Industry (metal) | Energetic | industry_metal_demand_coal_energetic | Solids | EU | Energy demand | 1.1168 | FEC
GR | TYNDP2026 | NT | 2030 | TWh | 168 | Sub_sector | Industry | Metals | Industry (metal) | Energetic | industry_metal_demand_oil_energetic | Liquids | EU | Energy demand | 0.071877 | FEC
GR | TYNDP2026 | NT | 2030 | TWh | 169 | Sub_sector | Industry | Metals | Industry (metal) | Energetic | industry_metal_demand_others_energetic | Others | EU | Energy demand | 0 | FEC
GR | TYNDP2026 | NT | 2030 | TWh | 170 | Sub_sector | Industry | Metals | Industry (metal) | Energetic | industry_metal_demand_ammonia_energetic | Ammonia | EU | Energy demand | 0 | FEC
GR | TYNDP2026 | NT | 2030 | TWh | 172 | Sub_sector | Industry | Others | Industry (other, energetic) | Energetic | industry_other_demand_electricity_energetic | Electricity | EU | Energy demand | 4.0049 | FEC
GR | TYNDP2026 | NT | 2030 | TWh | 173 | Sub_sector | Industry | Others | Industry (other, energetic) | Energetic | industry_other_demand_hydrogen_energetic | Hydrogen | EU | Energy demand | 0 | FEC
GR | TYNDP2026 | NT | 2030 | TWh | 174 | Sub_sector | Industry | Others | Industry (other, energetic) | Energetic | industry_other_demand_methane_energetic | Methane | EU | Energy demand | 0.71094 | FEC
GR | TYNDP2026 | NT | 2030 | TWh | 175 | Sub_sector | Industry | Others | Industry (other, energetic) | Energetic | industry_other_demand_heat_energetic | Heat | EU | Energy demand | 0 | FEC
GR | TYNDP2026 | NT | 2030 | TWh | 176 | Sub_sector | Industry | Others | Industry (other, energetic) | Energetic | industry_other_demand_biomass_energetic | Biomass | EU | Energy demand | 0.24016 | FEC
GR | TYNDP2026 | NT | 2030 | TWh | 177 | Sub_sector | Industry | Others | Industry (other, energetic) | Energetic | industry_other_demand_coal_energetic | Solids | EU | Energy demand | 0.61599 | FEC
GR | TYNDP2026 | NT | 2030 | TWh | 178 | Sub_sector | Industry | Others | Industry (other, energetic) | Energetic | industry_other_demand_oil_energetic | Liquids | EU | Energy demand | 6.1387 | FEC
GR | TYNDP2026 | NT | 2030 | TWh | 179 | Sub_sector | Industry | Others | Industry (other, energetic) | Energetic | industry_other_demand_others_energetic | Others | EU | Energy demand | 0 | FEC
GR | TYNDP2026 | NT | 2030 | TWh | 180 | Sub_sector | Industry | Others | Industry (other, energetic) | Energetic | industry_other_demand_ammonia_energetic | Ammonia | EU | Energy demand | 0 | FEC
GR | TYNDP2026 | NT | 2030 | TWh | 182 | Sub_sector | Industry | Others | Industry (other, non-energetic) | Non-energetic | industry_other_demand_electricity_non_energetic | Electricity | EU | Energy demand | 0 | not_included_in_FEC
GR | TYNDP2026 | NT | 2030 | TWh | 183 | Sub_sector | Industry | Others | Industry (other, non-energetic) | Non-energetic | industry_other_demand_hydrogen_non_energetic | Hydrogen | EU | Energy demand | 0 | not_included_in_FEC
GR | TYNDP2026 | NT | 2030 | TWh | 184 | Sub_sector | Industry | Others | Industry (other, non-energetic) | Non-energetic | industry_other_demand_methane_non_energetic | Methane | EU | Energy demand | 0 | not_included_in_FEC
GR | TYNDP2026 | NT | 2030 | TWh | 185 | Sub_sector | Industry | Others | Industry (other, non-energetic) | Non-energetic | industry_other_demand_heat_non_energetic | Heat | EU | Energy demand | 0 | not_included_in_FEC
GR | TYNDP2026 | NT | 2030 | TWh | 186 | Sub_sector | Industry | Others | Industry (other, non-energetic) | Non-energetic | industry_other_demand_biomass_non_energetic | Biomass | EU | Energy demand | 0 | not_included_in_FEC
GR | TYNDP2026 | NT | 2030 | TWh | 187 | Sub_sector | Industry | Others | Industry (other, non-energetic) | Non-energetic | industry_other_demand_coal_non_energetic | Solids | EU | Energy demand | 0 | not_included_in_FEC
GR | TYNDP2026 | NT | 2030 | TWh | 188 | Sub_sector | Industry | Others | Industry (other, non-energetic) | Non-energetic | industry_other_demand_oil_non_energetic | Liquids | EU | Energy demand | 1.8137 | not_included_in_FEC
GR | TYNDP2026 | NT | 2030 | TWh | 189 | Sub_sector | Industry | Others | Industry (other, non-energetic) | Non-energetic | industry_other_demand_others_non_energetic | Others | EU | Energy demand | 0 | not_included_in_FEC
GR | TYNDP2026 | NT | 2030 | TWh | 190 | Sub_sector | Industry | Others | Industry (other, non-energetic) | Non-energetic | industry_other_demand_ammonia_non_energetic | Ammonia | EU | Energy demand | 0 | not_included_in_FEC
GR | TYNDP2026 | NT | 2030 | TWh | 192 | Sub_sector | Industry | Paper | Industry (paper) | Energetic | industry_paper_demand_electricity_energetic | Electricity | EU | Energy demand | 0.32505 | FEC
GR | TYNDP2026 | NT | 2030 | TWh | 193 | Sub_sector | Industry | Paper | Industry (paper) | Energetic | industry_paper_demand_hydrogen_energetic | Hydrogen | EU | Energy demand | 0 | FEC
GR | TYNDP2026 | NT | 2030 | TWh | 194 | Sub_sector | Industry | Paper | Industry (paper) | Energetic | industry_paper_demand_methane_energetic | Methane | EU | Energy demand | 0.15185 | FEC
GR | TYNDP2026 | NT | 2030 | TWh | 195 | Sub_sector | Industry | Paper | Industry (paper) | Energetic | industry_paper_demand_heat_energetic | Heat | EU | Energy demand | 0 | FEC
GR | TYNDP2026 | NT | 2030 | TWh | 196 | Sub_sector | Industry | Paper | Industry (paper) | Energetic | industry_paper_demand_biomass_energetic | Biomass | EU | Energy demand | 0.0203 | FEC
GR | TYNDP2026 | NT | 2030 | TWh | 197 | Sub_sector | Industry | Paper | Industry (paper) | Energetic | industry_paper_demand_coal_energetic | Solids | EU | Energy demand | 0 | FEC
GR | TYNDP2026 | NT | 2030 | TWh | 198 | Sub_sector | Industry | Paper | Industry (paper) | Energetic | industry_paper_demand_oil_energetic | Liquids | EU | Energy demand | 0.12694 | FEC
GR | TYNDP2026 | NT | 2030 | TWh | 199 | Sub_sector | Industry | Paper | Industry (paper) | Energetic | industry_paper_demand_others_energetic | Others | EU | Energy demand | 0 | FEC
GR | TYNDP2026 | NT | 2030 | TWh | 200 | Sub_sector | Industry | Paper | Industry (paper) | Energetic | industry_paper_demand_ammonia_energetic | Ammonia | EU | Energy demand | 0 | FEC
GR | TYNDP2026 | NT | 2030 | TWh | 202 | Sub_sector | Industry | Refineries | Industry (refineries, energetic) | Energetic | industry_refinery_demand_electricity_energetic | Electricity | EU | Energy demand | 0.8607 | not_included_in_FEC
GR | TYNDP2026 | NT | 2030 | TWh | 203 | Sub_sector | Industry | Refineries | Industry (refineries, energetic) | Energetic | industry_refinery_demand_hydrogen_energetic | Hydrogen | EU | Energy demand | 0 | not_included_in_FEC
GR | TYNDP2026 | NT | 2030 | TWh | 204 | Sub_sector | Industry | Refineries | Industry (refineries, energetic) | Energetic | industry_refinery_demand_methane_energetic | Methane | EU | Energy demand | 0.98138 | not_included_in_FEC
GR | TYNDP2026 | NT | 2030 | TWh | 205 | Sub_sector | Industry | Refineries | Industry (refineries, energetic) | Energetic | industry_refinery_demand_heat_energetic | Heat | EU | Energy demand | 0.85871 | not_included_in_FEC
GR | TYNDP2026 | NT | 2030 | TWh | 206 | Sub_sector | Industry | Refineries | Industry (refineries, energetic) | Energetic | industry_refinery_demand_biomass_energetic | Biomass | EU | Energy demand | 0 | not_included_in_FEC
GR | TYNDP2026 | NT | 2030 | TWh | 207 | Sub_sector | Industry | Refineries | Industry (refineries, energetic) | Energetic | industry_refinery_demand_coal_energetic | Solids | EU | Energy demand | 0 | not_included_in_FEC
GR | TYNDP2026 | NT | 2030 | TWh | 208 | Sub_sector | Industry | Refineries | Industry (refineries, energetic) | Energetic | industry_refinery_demand_oil_energetic | Liquids | EU | Energy demand | 12.6811 | not_included_in_FEC
GR | TYNDP2026 | NT | 2030 | TWh | 209 | Sub_sector | Industry | Refineries | Industry (refineries, energetic) | Energetic | industry_refinery_demand_others_energetic | Others | EU | Energy demand | 0 | not_included_in_FEC
GR | TYNDP2026 | NT | 2030 | TWh | 210 | Sub_sector | Industry | Refineries | Industry (refineries, energetic) | Energetic | industry_refinery_demand_ammonia_energetic | Ammonia | EU | Energy demand | 0 | not_included_in_FEC
GR | TYNDP2026 | NT | 2030 | TWh | 212 | Sub_sector | Industry | Refineries | Industry (refineries, non-energetic) | Non-energetic | industry_refinery_demand_electricity_non_energetic | Electricity | EU | Energy demand | 0 | not_included_in_FEC
GR | TYNDP2026 | NT | 2030 | TWh | 213 | Sub_sector | Industry | Refineries | Industry (refineries, non-energetic) | Non-energetic | industry_refinery_demand_hydrogen_non_energetic | Hydrogen | EU | Energy demand | 0 | not_included_in_FEC
GR | TYNDP2026 | NT | 2030 | TWh | 214 | Sub_sector | Industry | Refineries | Industry (refineries, non-energetic) | Non-energetic | industry_refinery_demand_methane_non_energetic | Methane | EU | Energy demand | 0 | not_included_in_FEC
GR | TYNDP2026 | NT | 2030 | TWh | 215 | Sub_sector | Industry | Refineries | Industry (refineries, non-energetic) | Non-energetic | industry_refinery_demand_heat_non_energetic | Heat | EU | Energy demand | 0 | not_included_in_FEC
GR | TYNDP2026 | NT | 2030 | TWh | 216 | Sub_sector | Industry | Refineries | Industry (refineries, non-energetic) | Non-energetic | industry_refinery_demand_biomass_non_energetic | Biomass | EU | Energy demand | 0 | not_included_in_FEC
GR | TYNDP2026 | NT | 2030 | TWh | 217 | Sub_sector | Industry | Refineries | Industry (refineries, non-energetic) | Non-energetic | industry_refinery_demand_coal_non_energetic | Solids | EU | Energy demand | 0 | not_included_in_FEC
GR | TYNDP2026 | NT | 2030 | TWh | 218 | Sub_sector | Industry | Refineries | Industry (refineries, non-energetic) | Non-energetic | industry_refinery_demand_oil_non_energetic | Liquids | EU | Energy demand | 0 | not_included_in_FEC
GR | TYNDP2026 | NT | 2030 | TWh | 219 | Sub_sector | Industry | Refineries | Industry (refineries, non-energetic) | Non-energetic | industry_refinery_demand_others_non_energetic | Others | EU | Energy demand | 0 | not_included_in_FEC
GR | TYNDP2026 | NT | 2030 | TWh | 220 | Sub_sector | Industry | Refineries | Industry (refineries, non-energetic) | Non-energetic | industry_refinery_demand_ammonia_non_energetic | Ammonia | EU | Energy demand | 0 | not_included_in_FEC
GR | TYNDP2026 | NT | 2030 | TWh | 222 | Sub_sector | Industry | Steel | Industry (steel) | Energetic | industry_steel_demand_electricity_energetic | Electricity | EU | Energy demand | 0.9107 | FEC
GR | TYNDP2026 | NT | 2030 | TWh | 223 | Sub_sector | Industry | Steel | Industry (steel) | Energetic | industry_steel_demand_hydrogen_energetic | Hydrogen | EU | Energy demand | 0 | FEC
GR | TYNDP2026 | NT | 2030 | TWh | 224 | Sub_sector | Industry | Steel | Industry (steel) | Energetic | industry_steel_demand_methane_energetic | Methane | EU | Energy demand | 0.24648 | FEC
GR | TYNDP2026 | NT | 2030 | TWh | 225 | Sub_sector | Industry | Steel | Industry (steel) | Energetic | industry_steel_demand_heat_energetic | Heat | EU | Energy demand | 0 | FEC
GR | TYNDP2026 | NT | 2030 | TWh | 226 | Sub_sector | Industry | Steel | Industry (steel) | Energetic | industry_steel_demand_biomass_energetic | Biomass | EU | Energy demand | 0 | FEC
GR | TYNDP2026 | NT | 2030 | TWh | 227 | Sub_sector | Industry | Steel | Industry (steel) | Energetic | industry_steel_demand_coal_energetic | Solids | EU | Energy demand | 0 | FEC
GR | TYNDP2026 | NT | 2030 | TWh | 228 | Sub_sector | Industry | Steel | Industry (steel) | Energetic | industry_steel_demand_oil_energetic | Liquids | EU | Energy demand | 0.094803 | FEC
GR | TYNDP2026 | NT | 2030 | TWh | 229 | Sub_sector | Industry | Steel | Industry (steel) | Energetic | industry_steel_demand_others_energetic | Others | EU | Energy demand | 0 | FEC
GR | TYNDP2026 | NT | 2030 | TWh | 230 | Sub_sector | Industry | Steel | Industry (steel) | Energetic | industry_steel_demand_ammonia_energetic | Ammonia | EU | Energy demand | 0 | FEC
GR | TYNDP2026 | NT | 2030 | TWh | 232 | Sub_sector | Transport | Cars | Transport (cars) | Energetic | transport_cars_final_demand_electricity | Electricity | EU | Energy demand | 0.75259 | FEC
GR | TYNDP2026 | NT | 2030 | TWh | 233 | Sub_sector | Transport | Cars | Transport (cars) | Energetic | transport_cars_final_demand_hydrogen | Hydrogen | EU | Energy demand | 0 | FEC
GR | TYNDP2026 | NT | 2030 | TWh | 234 | Sub_sector | Transport | Cars | Transport (cars) | Energetic | transport_cars_final_demand_methane | Methane | EU | Energy demand | 0.17303 | FEC
GR | TYNDP2026 | NT | 2030 | TWh | 235 | Sub_sector | Transport | Cars | Transport (cars) | Energetic | transport_cars_final_demand_heat | Heat | EU | Energy demand | 0 | FEC
GR | TYNDP2026 | NT | 2030 | TWh | 236 | Sub_sector | Transport | Cars | Transport (cars) | Energetic | transport_cars_final_demand_biomass | Biomass | EU | Energy demand | 0 | FEC
GR | TYNDP2026 | NT | 2030 | TWh | 237 | Sub_sector | Transport | Cars | Transport (cars) | Energetic | transport_cars_final_demand_coal | Solids | EU | Energy demand | 0 | FEC
GR | TYNDP2026 | NT | 2030 | TWh | 238 | Sub_sector | Transport | Cars | Transport (cars) | Energetic | transport_cars_final_demand_oil | Liquids | EU | Energy demand | 40.3772 | FEC
GR | TYNDP2026 | NT | 2030 | TWh | 239 | Sub_sector | Transport | Cars | Transport (cars) | Energetic | transport_cars_final_demand_other | Others | EU | Energy demand | 0 | FEC
GR | TYNDP2026 | NT | 2030 | TWh | 240 | Sub_sector | Transport | Cars | Transport (cars) | Energetic | transport_cars_final_demand_ammonia | Ammonia | EU | Energy demand | 0 | FEC
GR | TYNDP2026 | NT | 2030 | TWh | 242 | Sub_sector | Transport | Busses | Transport (busses) | Energetic | transport_busses_final_demand_electricity | Electricity | EU | Energy demand | 0.36036 | FEC
GR | TYNDP2026 | NT | 2030 | TWh | 243 | Sub_sector | Transport | Busses | Transport (busses) | Energetic | transport_busses_final_demand_hydrogen | Hydrogen | EU | Energy demand | 0 | FEC
GR | TYNDP2026 | NT | 2030 | TWh | 244 | Sub_sector | Transport | Busses | Transport (busses) | Energetic | transport_busses_final_demand_methane | Methane | EU | Energy demand | 0.13165 | FEC
GR | TYNDP2026 | NT | 2030 | TWh | 245 | Sub_sector | Transport | Busses | Transport (busses) | Energetic | transport_busses_final_demand_heat | Heat | EU | Energy demand | 0 | FEC
GR | TYNDP2026 | NT | 2030 | TWh | 246 | Sub_sector | Transport | Busses | Transport (busses) | Energetic | transport_busses_final_demand_biomass | Biomass | EU | Energy demand | 0 | FEC
GR | TYNDP2026 | NT | 2030 | TWh | 247 | Sub_sector | Transport | Busses | Transport (busses) | Energetic | transport_busses_final_demand_coal | Solids | EU | Energy demand | 0 | FEC
GR | TYNDP2026 | NT | 2030 | TWh | 248 | Sub_sector | Transport | Busses | Transport (busses) | Energetic | transport_busses_final_demand_oil | Liquids | EU | Energy demand | 0.66645 | FEC
GR | TYNDP2026 | NT | 2030 | TWh | 249 | Sub_sector | Transport | Busses | Transport (busses) | Energetic | transport_busses_final_demand_other | Others | EU | Energy demand | 0 | FEC
GR | TYNDP2026 | NT | 2030 | TWh | 250 | Sub_sector | Transport | Busses | Transport (busses) | Energetic | transport_busses_final_demand_ammonia | Ammonia | EU | Energy demand | 0 | FEC
GR | TYNDP2026 | NT | 2030 | TWh | 252 | Sub_sector | Transport | Trucks | Transport (trucks) | Energetic | transport_trucks_final_demand_electricity | Electricity | EU | Energy demand | 0.23134 | FEC
GR | TYNDP2026 | NT | 2030 | TWh | 253 | Sub_sector | Transport | Trucks | Transport (trucks) | Energetic | transport_trucks_final_demand_hydrogen | Hydrogen | EU | Energy demand | 0 | FEC
GR | TYNDP2026 | NT | 2030 | TWh | 254 | Sub_sector | Transport | Trucks | Transport (trucks) | Energetic | transport_trucks_final_demand_methane | Methane | EU | Energy demand | 0.90895 | FEC
GR | TYNDP2026 | NT | 2030 | TWh | 255 | Sub_sector | Transport | Trucks | Transport (trucks) | Energetic | transport_trucks_final_demand_heat | Heat | EU | Energy demand | 0 | FEC
GR | TYNDP2026 | NT | 2030 | TWh | 256 | Sub_sector | Transport | Trucks | Transport (trucks) | Energetic | transport_trucks_final_demand_biomass | Biomass | EU | Energy demand | 0 | FEC
GR | TYNDP2026 | NT | 2030 | TWh | 257 | Sub_sector | Transport | Trucks | Transport (trucks) | Energetic | transport_trucks_final_demand_coal | Solids | EU | Energy demand | 0 | FEC
GR | TYNDP2026 | NT | 2030 | TWh | 258 | Sub_sector | Transport | Trucks | Transport (trucks) | Energetic | transport_trucks_final_demand_oil | Liquids | EU | Energy demand | 11.067 | FEC
GR | TYNDP2026 | NT | 2030 | TWh | 259 | Sub_sector | Transport | Trucks | Transport (trucks) | Energetic | transport_trucks_final_demand_other | Others | EU | Energy demand | 0 | FEC
GR | TYNDP2026 | NT | 2030 | TWh | 260 | Sub_sector | Transport | Trucks | Transport (trucks) | Energetic | transport_trucks_final_demand_ammonia | Ammonia | EU | Energy demand | 0 | FEC
GR | TYNDP2026 | NT | 2030 | TWh | 262 | Sub_sector | Transport | Vans | Transport (vans) | Energetic | transport_vans_final_demand_electricity | Electricity | EU | Energy demand | 0 | FEC
GR | TYNDP2026 | NT | 2030 | TWh | 263 | Sub_sector | Transport | Vans | Transport (vans) | Energetic | transport_vans_final_demand_hydrogen | Hydrogen | EU | Energy demand | 0 | FEC
GR | TYNDP2026 | NT | 2030 | TWh | 264 | Sub_sector | Transport | Vans | Transport (vans) | Energetic | transport_vans_final_demand_methane | Methane | EU | Energy demand | 0 | FEC
GR | TYNDP2026 | NT | 2030 | TWh | 265 | Sub_sector | Transport | Vans | Transport (vans) | Energetic | transport_vans_final_demand_heat | Heat | EU | Energy demand | 0 | FEC
GR | TYNDP2026 | NT | 2030 | TWh | 266 | Sub_sector | Transport | Vans | Transport (vans) | Energetic | transport_vans_final_demand_biomass | Biomass | EU | Energy demand | 0 | FEC
GR | TYNDP2026 | NT | 2030 | TWh | 267 | Sub_sector | Transport | Vans | Transport (vans) | Energetic | transport_vans_final_demand_coal | Solids | EU | Energy demand | 0 | FEC
GR | TYNDP2026 | NT | 2030 | TWh | 268 | Sub_sector | Transport | Vans | Transport (vans) | Energetic | transport_vans_final_demand_oil | Liquids | EU | Energy demand | 0 | FEC
GR | TYNDP2026 | NT | 2030 | TWh | 269 | Sub_sector | Transport | Vans | Transport (vans) | Energetic | transport_vans_final_demand_other | Others | EU | Energy demand | 0 | FEC
GR | TYNDP2026 | NT | 2030 | TWh | 270 | Sub_sector | Transport | Vans | Transport (vans) | Energetic | transport_vans_final_demand_ammonia | Ammonia | EU | Energy demand | 0 | FEC
GR | TYNDP2026 | NT | 2030 | TWh | 272 | Sub_sector | Transport | Freight trains | Transport (trains) | Energetic | transport_trains_final_demand_electricity | Electricity | EU | Energy demand | 0.054331 | FEC
GR | TYNDP2026 | NT | 2030 | TWh | 273 | Sub_sector | Transport | Freight trains | Transport (trains) | Energetic | transport_trains_final_demand_hydrogen | Hydrogen | EU | Energy demand | 0 | FEC
GR | TYNDP2026 | NT | 2030 | TWh | 274 | Sub_sector | Transport | Freight trains | Transport (trains) | Energetic | transport_trains_final_demand_methane | Methane | EU | Energy demand | 0 | FEC
GR | TYNDP2026 | NT | 2030 | TWh | 275 | Sub_sector | Transport | Freight trains | Transport (trains) | Energetic | transport_trains_final_demand_heat | Heat | EU | Energy demand | 0 | FEC
GR | TYNDP2026 | NT | 2030 | TWh | 276 | Sub_sector | Transport | Freight trains | Transport (trains) | Energetic | transport_trains_final_demand_biomass | Biomass | EU | Energy demand | 0 | FEC
GR | TYNDP2026 | NT | 2030 | TWh | 277 | Sub_sector | Transport | Freight trains | Transport (trains) | Energetic | transport_trains_final_demand_coal | Solids | EU | Energy demand | 0 | FEC
GR | TYNDP2026 | NT | 2030 | TWh | 278 | Sub_sector | Transport | Freight trains | Transport (trains) | Energetic | transport_trains_final_demand_oil | Liquids | EU | Energy demand | 0 | FEC
GR | TYNDP2026 | NT | 2030 | TWh | 279 | Sub_sector | Transport | Freight trains | Transport (trains) | Energetic | transport_trains_final_demand_other | Others | EU | Energy demand | 0 | FEC
GR | TYNDP2026 | NT | 2030 | TWh | 280 | Sub_sector | Transport | Freight trains | Transport (trains) | Energetic | transport_trains_final_demand_ammonia | Ammonia | EU | Energy demand | 0 | FEC
GR | TYNDP2026 | NT | 2030 | TWh | 282 | Sub_sector | Transport | Ships | Transport (ships) | Energetic | transport_ships_final_demand_electricity | Electricity | EU | Energy demand | 0.20334 | FEC
GR | TYNDP2026 | NT | 2030 | TWh | 283 | Sub_sector | Transport | Ships | Transport (ships) | Energetic | transport_ships_final_demand_hydrogen | Hydrogen | EU | Energy demand | 0 | FEC
GR | TYNDP2026 | NT | 2030 | TWh | 284 | Sub_sector | Transport | Ships | Transport (ships) | Energetic | transport_ships_final_demand_methane | Methane | EU | Energy demand | 1.1222 | FEC
GR | TYNDP2026 | NT | 2030 | TWh | 285 | Sub_sector | Transport | Ships | Transport (ships) | Energetic | transport_ships_final_demand_heat | Heat | EU | Energy demand | 0 | FEC
GR | TYNDP2026 | NT | 2030 | TWh | 286 | Sub_sector | Transport | Ships | Transport (ships) | Energetic | transport_ships_final_demand_biomass | Biomass | EU | Energy demand | 0 | FEC
GR | TYNDP2026 | NT | 2030 | TWh | 287 | Sub_sector | Transport | Ships | Transport (ships) | Energetic | transport_ships_final_demand_coal | Solids | EU | Energy demand | 0 | FEC
GR | TYNDP2026 | NT | 2030 | TWh | 288 | Sub_sector | Transport | Ships | Transport (ships) | Energetic | transport_ships_final_demand_oil | Liquids | EU | Energy demand | 6.4928 | FEC
GR | TYNDP2026 | NT | 2030 | TWh | 289 | Sub_sector | Transport | Ships | Transport (ships) | Energetic | transport_ships_final_demand_other | Others | EU | Energy demand | 0 | FEC
GR | TYNDP2026 | NT | 2030 | TWh | 290 | Sub_sector | Transport | Ships | Transport (ships) | Energetic | transport_ships_final_demand_ammonia | Ammonia | EU | Energy demand | 0 | FEC
GR | TYNDP2026 | NT | 2030 | TWh | 292 | Sub_sector | Transport | Planes | Transport (planes) | Energetic | transport_planes_final_demand_electricity | Electricity | EU | Energy demand | 0 | FEC
GR | TYNDP2026 | NT | 2030 | TWh | 293 | Sub_sector | Transport | Planes | Transport (planes) | Energetic | transport_planes_final_demand_hydrogen | Hydrogen | EU | Energy demand | 0 | FEC
GR | TYNDP2026 | NT | 2030 | TWh | 294 | Sub_sector | Transport | Planes | Transport (planes) | Energetic | transport_planes_final_demand_methane | Methane | EU | Energy demand | 0 | FEC
GR | TYNDP2026 | NT | 2030 | TWh | 295 | Sub_sector | Transport | Planes | Transport (planes) | Energetic | transport_planes_final_demand_heat | Heat | EU | Energy demand | 0 | FEC
GR | TYNDP2026 | NT | 2030 | TWh | 296 | Sub_sector | Transport | Planes | Transport (planes) | Energetic | transport_planes_final_demand_biomass | Biomass | EU | Energy demand | 0 | FEC
GR | TYNDP2026 | NT | 2030 | TWh | 297 | Sub_sector | Transport | Planes | Transport (planes) | Energetic | transport_planes_final_demand_coal | Solids | EU | Energy demand | 0 | FEC
GR | TYNDP2026 | NT | 2030 | TWh | 298 | Sub_sector | Transport | Planes | Transport (planes) | Energetic | transport_planes_final_demand_oil | Liquids | EU | Energy demand | 7.6144 | FEC
GR | TYNDP2026 | NT | 2030 | TWh | 299 | Sub_sector | Transport | Planes | Transport (planes) | Energetic | transport_planes_final_demand_other | Others | EU | Energy demand | 0 | FEC
GR | TYNDP2026 | NT | 2030 | TWh | 300 | Sub_sector | Transport | Planes | Transport (planes) | Energetic | transport_planes_final_demand_ammonia | Ammonia | EU | Energy demand | 0 | FEC
GR | TYNDP2026 | NT | 2030 | TWh | 302 | Sub_sector | Transport | Others | Transport (others) | Energetic | transport_other_final_demand_electricity | Electricity | EU | Energy demand | 0 | FEC
GR | TYNDP2026 | NT | 2030 | TWh | 303 | Sub_sector | Transport | Others | Transport (others) | Energetic | transport_other_final_demand_hydrogen | Hydrogen | EU | Energy demand | 0 | FEC
GR | TYNDP2026 | NT | 2030 | TWh | 304 | Sub_sector | Transport | Others | Transport (others) | Energetic | transport_other_final_demand_methane | Methane | EU | Energy demand | 0 | FEC
GR | TYNDP2026 | NT | 2030 | TWh | 305 | Sub_sector | Transport | Others | Transport (others) | Energetic | transport_other_final_demand_heat | Heat | EU | Energy demand | 0 | FEC
GR | TYNDP2026 | NT | 2030 | TWh | 306 | Sub_sector | Transport | Others | Transport (others) | Energetic | transport_other_final_demand_biomass | Biomass | EU | Energy demand | 0 | FEC
GR | TYNDP2026 | NT | 2030 | TWh | 307 | Sub_sector | Transport | Others | Transport (others) | Energetic | transport_other_final_demand_coal | Solids | EU | Energy demand | 0 | FEC
GR | TYNDP2026 | NT | 2030 | TWh | 308 | Sub_sector | Transport | Others | Transport (others) | Energetic | transport_other_final_demand_oil | Liquids | EU | Energy demand | 0 | FEC
GR | TYNDP2026 | NT | 2030 | TWh | 309 | Sub_sector | Transport | Others | Transport (others) | Energetic | transport_other_final_demand_other | Others | EU | Energy demand | 0 | FEC
GR | TYNDP2026 | NT | 2030 | TWh | 310 | Sub_sector | Transport | Others | Transport (others) | Energetic | transport_other_final_demand_ammonia | Ammonia | EU | Energy demand | 0 | FEC
GR | TYNDP2026 | NT | 2030 | TWh | 312 | Sub_sector | International transport | International aviation | Transport (int. aviation) | Energetic | transport_int_aviation_final_demand_electricity | Electricity | EU | Energy demand | 0 | FEC
GR | TYNDP2026 | NT | 2030 | TWh | 313 | Sub_sector | International transport | International aviation | Transport (int. aviation) | Energetic | transport_int_aviation_final_demand_hydrogen | Hydrogen | EU | Energy demand | 0 | FEC
GR | TYNDP2026 | NT | 2030 | TWh | 314 | Sub_sector | International transport | International aviation | Transport (int. aviation) | Energetic | transport_int_aviation_final_demand_methane | Methane | EU | Energy demand | 0 | FEC
GR | TYNDP2026 | NT | 2030 | TWh | 315 | Sub_sector | International transport | International aviation | Transport (int. aviation) | Energetic | transport_int_aviation_final_demand_heat | Heat | EU | Energy demand | 0 | FEC
GR | TYNDP2026 | NT | 2030 | TWh | 316 | Sub_sector | International transport | International aviation | Transport (int. aviation) | Energetic | transport_int_aviation_final_demand_biofuels | Biomass | EU | Energy demand | 0 | FEC
GR | TYNDP2026 | NT | 2030 | TWh | 317 | Sub_sector | International transport | International aviation | Transport (int. aviation) | Energetic | transport_int_aviation_final_demand_coal | Solids | EU | Energy demand | 0 | FEC
GR | TYNDP2026 | NT | 2030 | TWh | 318 | Sub_sector | International transport | International aviation | Transport (int. aviation) | Energetic | transport_int_aviation_final_demand_oil | Liquids | EU | Energy demand | 14.0435 | FEC
GR | TYNDP2026 | NT | 2030 | TWh | 319 | Sub_sector | International transport | International aviation | Transport (int. aviation) | Energetic | transport_int_aviation_final_demand_other | Others | EU | Energy demand | 0 | FEC
GR | TYNDP2026 | NT | 2030 | TWh | 320 | Sub_sector | International transport | International aviation | Transport (int. aviation) | Energetic | transport_int_aviation_final_demand_ammonia | Ammonia | EU | Energy demand | 0 | FEC
GR | TYNDP2026 | NT | 2030 | TWh | 322 | Sub_sector | International transport | International shipping | Transport (int. shipping) | Energetic | transport_int_shipping_final_demand_electricity | Electricity | EU | Energy demand | 0 | not_included_in_FEC
GR | TYNDP2026 | NT | 2030 | TWh | 323 | Sub_sector | International transport | International shipping | Transport (int. shipping) | Energetic | transport_int_shipping_final_demand_hydrogen | Hydrogen | EU | Energy demand | 0 | not_included_in_FEC
GR | TYNDP2026 | NT | 2030 | TWh | 324 | Sub_sector | International transport | International shipping | Transport (int. shipping) | Energetic | transport_int_shipping_final_demand_methane | Methane | EU | Energy demand | 3.1896 | not_included_in_FEC
GR | TYNDP2026 | NT | 2030 | TWh | 325 | Sub_sector | International transport | International shipping | Transport (int. shipping) | Energetic | transport_int_shipping_final_demand_heat | Heat | EU | Energy demand | 0 | not_included_in_FEC
GR | TYNDP2026 | NT | 2030 | TWh | 326 | Sub_sector | International transport | International shipping | Transport (int. shipping) | Energetic | transport_int_shipping_final_demand_biofuels | Biomass | EU | Energy demand | 0 | not_included_in_FEC
GR | TYNDP2026 | NT | 2030 | TWh | 327 | Sub_sector | International transport | International shipping | Transport (int. shipping) | Energetic | transport_int_shipping_final_demand_coal | Solids | EU | Energy demand | 0 | not_included_in_FEC
GR | TYNDP2026 | NT | 2030 | TWh | 328 | Sub_sector | International transport | International shipping | Transport (int. shipping) | Energetic | transport_int_shipping_final_demand_oil | Liquids | EU | Energy demand | 18.0746 | not_included_in_FEC
GR | TYNDP2026 | NT | 2030 | TWh | 329 | Sub_sector | International transport | International shipping | Transport (int. shipping) | Energetic | transport_int_shipping_final_demand_other | Others | EU | Energy demand | 0 | not_included_in_FEC
GR | TYNDP2026 | NT | 2030 | TWh | 330 | Sub_sector | International transport | International shipping | Transport (int. shipping) | Energetic | transport_int_shipping_final_demand_ammonia | Ammonia | EU | Energy demand | 0 | not_included_in_FEC
GR | TYNDP2026 | NT | 2030 | TWh | 332 | Sub_sector | Households | Space heating | Households (heating) | Energetic | households_heating_final_demand_electricity | Electricity | EU | Energy demand | 5.2307 | FEC
GR | TYNDP2026 | NT | 2030 | TWh | 333 | Sub_sector | Households | Space heating | Households (heating) | Energetic | households_heating_final_demand_hydrogen | Hydrogen | EU | Energy demand | 0 | FEC
GR | TYNDP2026 | NT | 2030 | TWh | 334 | Sub_sector | Households | Space heating | Households (heating) | Energetic | households_heating_final_demand_methane | Methane | EU | Energy demand | 5.1523 | FEC
GR | TYNDP2026 | NT | 2030 | TWh | 335 | Sub_sector | Households | Space heating | Households (heating) | Energetic | households_heating_final_demand_heat | Heat | EU | Energy demand | 0 | FEC
GR | TYNDP2026 | NT | 2030 | TWh | 336 | Sub_sector | Households | Space heating | Households (heating) | Energetic | households_heating_final_demand_biomass | Biomass | EU | Energy demand | 5.452 | FEC
GR | TYNDP2026 | NT | 2030 | TWh | 337 | Sub_sector | Households | Space heating | Households (heating) | Energetic | households_heating_final_demand_coal | Solids | EU | Energy demand | 0 | FEC
GR | TYNDP2026 | NT | 2030 | TWh | 338 | Sub_sector | Households | Space heating | Households (heating) | Energetic | households_heating_final_demand_oil | Liquids | EU | Energy demand | 1.9635 | FEC
GR | TYNDP2026 | NT | 2030 | TWh | 339 | Sub_sector | Households | Space heating | Households (heating) | Energetic | households_heating_final_demand_other | Others | EU | Energy demand | 0 | FEC
GR | TYNDP2026 | NT | 2030 | TWh | 340 | Sub_sector | Households | Space heating | Households (heating) | Energetic | households_heating_final_demand_ammonia | Ammonia | EU | Energy demand | 0 | FEC
GR | TYNDP2026 | NT | 2030 | TWh | 343 | Sub_sector | Households | Cooling | Households (cooling) | Energetic | households_cooling_final_demand_electricity | Electricity | EU | Energy demand | 2.3554 | FEC
GR | TYNDP2026 | NT | 2030 | TWh | 344 | Sub_sector | Households | Cooling | Households (cooling) | Energetic | households_cooling_final_demand_hydrogen | Hydrogen | EU | Energy demand | 0 | FEC
GR | TYNDP2026 | NT | 2030 | TWh | 345 | Sub_sector | Households | Cooling | Households (cooling) | Energetic | households_cooling_final_demand_methane | Methane | EU | Energy demand | 0 | FEC
GR | TYNDP2026 | NT | 2030 | TWh | 346 | Sub_sector | Households | Cooling | Households (cooling) | Energetic | households_cooling_final_demand_heat | Heat | EU | Energy demand | 0 | FEC
GR | TYNDP2026 | NT | 2030 | TWh | 347 | Sub_sector | Households | Cooling | Households (cooling) | Energetic | households_cooling_final_demand_biomass | Biomass | EU | Energy demand | 0 | FEC
GR | TYNDP2026 | NT | 2030 | TWh | 348 | Sub_sector | Households | Cooling | Households (cooling) | Energetic | households_cooling_final_demand_coal | Solids | EU | Energy demand | 0 | FEC
GR | TYNDP2026 | NT | 2030 | TWh | 349 | Sub_sector | Households | Cooling | Households (cooling) | Energetic | households_cooling_final_demand_oil | Liquids | EU | Energy demand | 0 | FEC
GR | TYNDP2026 | NT | 2030 | TWh | 350 | Sub_sector | Households | Cooling | Households (cooling) | Energetic | households_cooling_final_demand_other | Others | EU | Energy demand | 0 | FEC
GR | TYNDP2026 | NT | 2030 | TWh | 351 | Sub_sector | Households | Cooling | Households (cooling) | Energetic | households_cooling_final_demand_ammonia | Ammonia | EU | Energy demand | 0 | FEC
GR | TYNDP2026 | NT | 2030 | TWh | 354 | Sub_sector | Households | Hot water | Households (hot water) | Energetic | households_hot_water_final_demand_electricity | Electricity | EU | Energy demand | 1.4169 | FEC
GR | TYNDP2026 | NT | 2030 | TWh | 355 | Sub_sector | Households | Hot water | Households (hot water) | Energetic | households_hot_water_final_demand_hydrogen | Hydrogen | EU | Energy demand | 0 | FEC
GR | TYNDP2026 | NT | 2030 | TWh | 356 | Sub_sector | Households | Hot water | Households (hot water) | Energetic | households_hot_water_final_demand_methane | Methane | EU | Energy demand | 1.1595 | FEC
GR | TYNDP2026 | NT | 2030 | TWh | 357 | Sub_sector | Households | Hot water | Households (hot water) | Energetic | households_hot_water_final_demand_heat | Heat | EU | Energy demand | 0 | FEC
GR | TYNDP2026 | NT | 2030 | TWh | 358 | Sub_sector | Households | Hot water | Households (hot water) | Energetic | households_hot_water_final_demand_biomass | Biomass | EU | Energy demand | 1.1771 | FEC
GR | TYNDP2026 | NT | 2030 | TWh | 359 | Sub_sector | Households | Hot water | Households (hot water) | Energetic | households_hot_water_final_demand_coal | Solids | EU | Energy demand | 0 | FEC
GR | TYNDP2026 | NT | 2030 | TWh | 360 | Sub_sector | Households | Hot water | Households (hot water) | Energetic | households_hot_water_final_demand_oil | Liquids | EU | Energy demand | 0.42968 | FEC
GR | TYNDP2026 | NT | 2030 | TWh | 361 | Sub_sector | Households | Hot water | Households (hot water) | Energetic | households_hot_water_final_demand_other | Others | EU | Energy demand | 2.1002 | FEC
GR | TYNDP2026 | NT | 2030 | TWh | 362 | Sub_sector | Households | Hot water | Households (hot water) | Energetic | households_hot_water_final_demand_ammonia | Ammonia | EU | Energy demand | 0 | FEC
GR | TYNDP2026 | NT | 2030 | TWh | 365 | Sub_sector | Households | Appliances | Households (appliances) | Energetic | households_appliances_final_demand_electricity | Electricity | EU | Energy demand | 11.3279 | FEC
GR | TYNDP2026 | NT | 2030 | TWh | 366 | Sub_sector | Households | Appliances | Households (appliances) | Energetic | households_appliances_final_demand_hydrogen | Hydrogen | EU | Energy demand | 0 | FEC
GR | TYNDP2026 | NT | 2030 | TWh | 367 | Sub_sector | Households | Appliances | Households (appliances) | Energetic | households_appliances_final_demand_methane | Methane | EU | Energy demand | 0.51208 | FEC
GR | TYNDP2026 | NT | 2030 | TWh | 368 | Sub_sector | Households | Appliances | Households (appliances) | Energetic | households_appliances_final_demand_heat | Heat | EU | Energy demand | 0 | FEC
GR | TYNDP2026 | NT | 2030 | TWh | 369 | Sub_sector | Households | Appliances | Households (appliances) | Energetic | households_appliances_final_demand_biomass | Biomass | EU | Energy demand | 0.18288 | FEC
GR | TYNDP2026 | NT | 2030 | TWh | 370 | Sub_sector | Households | Appliances | Households (appliances) | Energetic | households_appliances_final_demand_coal | Solids | EU | Energy demand | 0 | FEC
GR | TYNDP2026 | NT | 2030 | TWh | 371 | Sub_sector | Households | Appliances | Households (appliances) | Energetic | households_appliances_final_demand_oil | Liquids | EU | Energy demand | 0 | FEC
GR | TYNDP2026 | NT | 2030 | TWh | 372 | Sub_sector | Households | Appliances | Households (appliances) | Energetic | households_appliances_final_demand_other | Others | EU | Energy demand | 0 | FEC
GR | TYNDP2026 | NT | 2030 | TWh | 373 | Sub_sector | Households | Appliances | Households (appliances) | Energetic | households_appliances_final_demand_ammonia | Ammonia | EU | Energy demand | 0 | FEC
GR | TYNDP2026 | NT | 2030 | TWh | 375 | Sub_sector | Buildings | Space heating | Buildings (heat) | Energetic | buildings_heat_final_demand_electricity | Electricity | EU | Energy demand | 4.7118 | FEC
GR | TYNDP2026 | NT | 2030 | TWh | 376 | Sub_sector | Buildings | Space heating | Buildings (heat) | Energetic | buildings_heat_final_demand_hydrogen | Hydrogen | EU | Energy demand | 0.06563 | FEC
GR | TYNDP2026 | NT | 2030 | TWh | 377 | Sub_sector | Buildings | Space heating | Buildings (heat) | Energetic | buildings_heat_final_demand_methane | Methane | EU | Energy demand | 0.60172 | FEC
GR | TYNDP2026 | NT | 2030 | TWh | 378 | Sub_sector | Buildings | Space heating | Buildings (heat) | Energetic | buildings_heat_final_demand_heat | Heat | EU | Energy demand | 0 | FEC
GR | TYNDP2026 | NT | 2030 | TWh | 379 | Sub_sector | Buildings | Space heating | Buildings (heat) | Energetic | buildings_heat_final_demand_biomass | Biomass | EU | Energy demand | 0.071797 | FEC
GR | TYNDP2026 | NT | 2030 | TWh | 380 | Sub_sector | Buildings | Space heating | Buildings (heat) | Energetic | buildings_heat_final_demand_coal | Solids | EU | Energy demand | 0 | FEC
GR | TYNDP2026 | NT | 2030 | TWh | 381 | Sub_sector | Buildings | Space heating | Buildings (heat) | Energetic | buildings_heat_final_demand_oil | Liquids | EU | Energy demand | 1.0382 | FEC
GR | TYNDP2026 | NT | 2030 | TWh | 382 | Sub_sector | Buildings | Space heating | Buildings (heat) | Energetic | buildings_heat_final_demand_other | Others | EU | Energy demand | 0.015781 | FEC
GR | TYNDP2026 | NT | 2030 | TWh | 383 | Sub_sector | Buildings | Space heating | Buildings (heat) | Energetic | buildings_heat_final_demand_ammonia | Ammonia | EU | Energy demand | 0 | FEC
GR | TYNDP2026 | NT | 2030 | TWh | 386 | Sub_sector | Buildings | Cooling | Buildings (cooling) | Energetic | buildings_cooling_final_demand_electricity | Electricity | EU | Energy demand | 2.6658 | FEC
GR | TYNDP2026 | NT | 2030 | TWh | 387 | Sub_sector | Buildings | Cooling | Buildings (cooling) | Energetic | buildings_cooling_final_demand_hydrogen | Hydrogen | EU | Energy demand | 0 | FEC
GR | TYNDP2026 | NT | 2030 | TWh | 388 | Sub_sector | Buildings | Cooling | Buildings (cooling) | Energetic | buildings_cooling_final_demand_methane | Methane | EU | Energy demand | 0.040759 | FEC
GR | TYNDP2026 | NT | 2030 | TWh | 389 | Sub_sector | Buildings | Cooling | Buildings (cooling) | Energetic | buildings_cooling_final_demand_heat | Heat | EU | Energy demand | 0 | FEC
GR | TYNDP2026 | NT | 2030 | TWh | 390 | Sub_sector | Buildings | Cooling | Buildings (cooling) | Energetic | buildings_cooling_final_demand_biomass | Biomass | EU | Energy demand | 0 | FEC
GR | TYNDP2026 | NT | 2030 | TWh | 391 | Sub_sector | Buildings | Cooling | Buildings (cooling) | Energetic | buildings_cooling_final_demand_coal | Solids | EU | Energy demand | 0 | FEC
GR | TYNDP2026 | NT | 2030 | TWh | 392 | Sub_sector | Buildings | Cooling | Buildings (cooling) | Energetic | buildings_cooling_final_demand_oil | Liquids | EU | Energy demand | 0 | FEC
GR | TYNDP2026 | NT | 2030 | TWh | 393 | Sub_sector | Buildings | Cooling | Buildings (cooling) | Energetic | buildings_cooling_final_demand_other | Others | EU | Energy demand | 0 | FEC
GR | TYNDP2026 | NT | 2030 | TWh | 394 | Sub_sector | Buildings | Cooling | Buildings (cooling) | Energetic | buildings_cooling_final_demand_ammonia | Ammonia | EU | Energy demand | 0 | FEC
GR | TYNDP2026 | NT | 2030 | TWh | 397 | Sub_sector | Buildings | Appliances | Buildings (appliances) | Energetic | buildings_appliances_final_demand_electricity | Electricity | EU | Energy demand | 10.2735 | FEC
GR | TYNDP2026 | NT | 2030 | TWh | 398 | Sub_sector | Buildings | Appliances | Buildings (appliances) | Energetic | buildings_appliances_final_demand_hydrogen | Hydrogen | EU | Energy demand | 0 | FEC
GR | TYNDP2026 | NT | 2030 | TWh | 399 | Sub_sector | Buildings | Appliances | Buildings (appliances) | Energetic | buildings_appliances_final_demand_methane | Methane | EU | Energy demand | 0.95927 | FEC
GR | TYNDP2026 | NT | 2030 | TWh | 400 | Sub_sector | Buildings | Appliances | Buildings (appliances) | Energetic | buildings_appliances_final_demand_heat | Heat | EU | Energy demand | 0 | FEC
GR | TYNDP2026 | NT | 2030 | TWh | 401 | Sub_sector | Buildings | Appliances | Buildings (appliances) | Energetic | buildings_appliances_final_demand_biomass | Biomass | EU | Energy demand | 0 | FEC
GR | TYNDP2026 | NT | 2030 | TWh | 402 | Sub_sector | Buildings | Appliances | Buildings (appliances) | Energetic | buildings_appliances_final_demand_coal | Solids | EU | Energy demand | 0 | FEC
GR | TYNDP2026 | NT | 2030 | TWh | 403 | Sub_sector | Buildings | Appliances | Buildings (appliances) | Energetic | buildings_appliances_final_demand_oil | Liquids | EU | Energy demand | 0 | FEC
GR | TYNDP2026 | NT | 2030 | TWh | 404 | Sub_sector | Buildings | Appliances | Buildings (appliances) | Energetic | buildings_appliances_final_demand_other | Others | EU | Energy demand | 0 | FEC
GR | TYNDP2026 | NT | 2030 | TWh | 405 | Sub_sector | Buildings | Appliances | Buildings (appliances) | Energetic | buildings_appliances_final_demand_ammonia | Ammonia | EU | Energy demand | 0 | FEC
GR | TYNDP2026 | NT | 2030 | TWh | 407 | Sub_sector | Buildings | Datacenters | Datacenters & ICT | Energetic | datacentres_final_demand_electricity_energetic | Electricity | EU | Energy demand | 0.53222 | FEC
GR | TYNDP2026 | NT | 2030 | TWh | 408 | Sub_sector | Buildings | Datacenters | Datacenters & ICT | Energetic | datacentres_final_demand_hydrogen_energetic | Hydrogen | EU | Energy demand | 0 | FEC
GR | TYNDP2026 | NT | 2030 | TWh | 409 | Sub_sector | Buildings | Datacenters | Datacenters & ICT | Energetic | datacentres_final_demand_methane_energetic | Methane | EU | Energy demand | 0 | FEC
GR | TYNDP2026 | NT | 2030 | TWh | 410 | Sub_sector | Buildings | Datacenters | Datacenters & ICT | Energetic | datacentres_final_demand_heat_energetic | Heat | EU | Energy demand | 0 | FEC
GR | TYNDP2026 | NT | 2030 | TWh | 411 | Sub_sector | Buildings | Datacenters | Datacenters & ICT | Energetic | datacentres_final_demand_biomass_energetic | Biomass | EU | Energy demand | 0 | FEC
GR | TYNDP2026 | NT | 2030 | TWh | 412 | Sub_sector | Buildings | Datacenters | Datacenters & ICT | Energetic | datacentres_final_demand_coal_energetic | Solids | EU | Energy demand | 0 | FEC
GR | TYNDP2026 | NT | 2030 | TWh | 413 | Sub_sector | Buildings | Datacenters | Datacenters & ICT | Energetic | datacentres_final_demand_oil_energetic | Liquids | EU | Energy demand | 0 | FEC
GR | TYNDP2026 | NT | 2030 | TWh | 414 | Sub_sector | Buildings | Datacenters | Datacenters & ICT | Energetic | datacentres_final_demand_other_energetic | Others | EU | Energy demand | 0 | FEC
GR | TYNDP2026 | NT | 2030 | TWh | 415 | Sub_sector | Buildings | Datacenters | Datacenters & ICT | Energetic | datacentres_final_demand_ammonia_energetic | Ammonia | EU | Energy demand | 0 | FEC
GR | TYNDP2026 | NT | 2030 | TWh | 417 | Sub_sector | Transport | Others_Sector | Others_Sector | Energetic | other_final_demand_electricity_energetic | Electricity | EU | Energy demand | 0 | FEC
GR | TYNDP2026 | NT | 2030 | TWh | 418 | Sub_sector | Transport | Others_Sector | Others_Sector | Energetic | other_final_demand_hydrogen_energetic | Hydrogen | EU | Energy demand | 0 | FEC
GR | TYNDP2026 | NT | 2030 | TWh | 419 | Sub_sector | Transport | Pipeline Transport | Others_Sector | Energetic | other_final_demand_methane_energetic | Methane | EU | Energy demand | 0.051874 | FEC
GR | TYNDP2026 | NT | 2030 | TWh | 420 | Sub_sector | Transport | Others_Sector | Others_Sector | Energetic | other_final_demand_heat_energetic | Heat | EU | Energy demand | 0 | FEC
GR | TYNDP2026 | NT | 2030 | TWh | 421 | Sub_sector | Transport | Others_Sector | Others_Sector | Energetic | other_final_demand_biomass_energetic | Biomass | EU | Energy demand | 0 | FEC
GR | TYNDP2026 | NT | 2030 | TWh | 422 | Sub_sector | Transport | Others_Sector | Others_Sector | Energetic | other_final_demand_coal_energetic | Solids | EU | Energy demand | 0.0001575 | FEC
GR | TYNDP2026 | NT | 2030 | TWh | 423 | Sub_sector | Transport | Others_Sector | Others_Sector | Energetic | other_final_demand_oil_energetic | Liquids | EU | Energy demand | 2.6038 | FEC
GR | TYNDP2026 | NT | 2030 | TWh | 424 | Sub_sector | Others_Sector | Others_Sector | Others_Sector | Non-energetic | other_final_demand_oil_non_energetic | Liquids | EU | Energy demand | 0.21085 | not_included_in_FEC
GR | TYNDP2026 | NT | 2030 | TWh | 425 | Sub_sector | Transport | Others_Sector | Others_Sector | Energetic | other_final_demand_other_energetic | Others | EU | Energy demand | 0 | FEC
GR | TYNDP2026 | NT | 2030 | TWh | 426 | Sub_sector | Transport | Others_Sector | Others_Sector | Energetic | other_final_demand_ammonia_energetic | Ammonia | EU | Energy demand | 0 | FEC
GR | TYNDP2026 | NT | 2030 | TWh | 427 | Sub_sector | Industry | Surplus_Heat_in_Industry | Surplus_Heat_in_Industry | Energetic | final_demand_of_industry_unused_local_production_steam_hot_water | Heat | EU | Energy demand | 0 | FEC
GR | TYNDP2026 | NT | 2030 | TWh | 429 | Sub_sector | Agriculture | Total | Agriculture | Energetic | agriculture_final_demand_electricity_energetic | Electricity | EU | Energy demand | 2.8933 | FEC
GR | TYNDP2026 | NT | 2030 | TWh | 430 | Sub_sector | Agriculture | Total | Agriculture | Energetic | agriculture_final_demand_hydrogen_energetic | Hydrogen | EU | Energy demand | 0 | FEC
GR | TYNDP2026 | NT | 2030 | TWh | 431 | Sub_sector | Agriculture | Total | Agriculture | Energetic | agriculture_final_demand_methane_energetic | Methane | EU | Energy demand | 0.027736 | FEC
GR | TYNDP2026 | NT | 2030 | TWh | 432 | Sub_sector | Agriculture | Total | Agriculture | Energetic | agriculture_final_demand_heat_energetic | Heat | EU | Energy demand | 0 | FEC
GR | TYNDP2026 | NT | 2030 | TWh | 433 | Sub_sector | Agriculture | Total | Agriculture | Energetic | agriculture_final_demand_biomass_energetic | Biomass | EU | Energy demand | 0.34833 | FEC
GR | TYNDP2026 | NT | 2030 | TWh | 434 | Sub_sector | Agriculture | Total | Agriculture | Energetic | agriculture_final_demand_coal_energetic | Solids | EU | Energy demand | 0 | FEC
GR | TYNDP2026 | NT | 2030 | TWh | 435 | Sub_sector | Agriculture | Total | Agriculture | Energetic | agriculture_final_demand_oil_energetic | Liquids | EU | Energy demand | 0.43669 | FEC
GR | TYNDP2026 | NT | 2030 | TWh | 436 | Sub_sector | Agriculture | Total | Agriculture | Energetic | agriculture_final_demand_other_energetic | Others | EU | Energy demand | 0 | FEC
GR | TYNDP2026 | NT | 2030 | TWh | 437 | Sub_sector | Agriculture | Total | Agriculture | Energetic | agriculture_final_demand_ammonia_energetic | Ammonia | EU | Energy demand | 0 | FEC
GR | TYNDP2026 | NT | 2030 | TWh | 447 | Sub_sector | Buildings | Surplus Energy | Buildings | Energetic | GAP | Electricity | EU | Energy demand | 0 | FEC
GR | TYNDP2026 | NT | 2030 | TWh | 448 | Sub_sector | Buildings | Surplus Energy | Buildings | Energetic | GAP | Hydrogen | EU | Energy demand | 0 | FEC
GR | TYNDP2026 | NT | 2030 | TWh | 449 | Sub_sector | Buildings | Surplus Energy | Buildings | Energetic | GAP | Methane | EU | Energy demand | 0 | FEC
GR | TYNDP2026 | NT | 2030 | TWh | 450 | Sub_sector | Buildings | Surplus Energy | Buildings | Energetic | GAP | Heat | EU | Energy demand | 0 | FEC
GR | TYNDP2026 | NT | 2030 | TWh | 451 | Sub_sector | Buildings | Surplus Energy | Buildings | Energetic | GAP | Biomass | EU | Energy demand | 0.00023854 | FEC
GR | TYNDP2026 | NT | 2030 | TWh | 452 | Sub_sector | Buildings | Surplus Energy | Buildings | Energetic | GAP | Solids | EU | Energy demand | 0 | FEC
GR | TYNDP2026 | NT | 2030 | TWh | 453 | Sub_sector | Buildings | Surplus Energy | Buildings | Energetic | GAP | Liquids | EU | Energy demand | 0.45451 | FEC
GR | TYNDP2026 | NT | 2030 | TWh | 454 | Sub_sector | Buildings | Surplus Energy | Buildings | Energetic | GAP | Others | EU | Energy demand | 0 | FEC
GR | TYNDP2026 | NT | 2030 | TWh | 455 | Sub_sector | Buildings | Surplus Energy | Buildings | Energetic | GAP | Ammonia | EU | Energy demand | 0 | FEC
GR | TYNDP2026 | NT | 2030 | TWh | 456 | Sub_sector | Households | Surplus Energy | Households | Energetic | GAP | Electricity | EU | Energy demand | 0 | FEC
GR | TYNDP2026 | NT | 2030 | TWh | 457 | Sub_sector | Households | Surplus Energy | Households | Energetic | GAP | Hydrogen | EU | Energy demand | 0 | FEC
GR | TYNDP2026 | NT | 2030 | TWh | 458 | Sub_sector | Households | Surplus Energy | Households | Energetic | GAP | Methane | EU | Energy demand | 0 | FEC
GR | TYNDP2026 | NT | 2030 | TWh | 459 | Sub_sector | Households | Surplus Energy | Households | Energetic | GAP | Heat | EU | Energy demand | 0 | FEC
GR | TYNDP2026 | NT | 2030 | TWh | 460 | Sub_sector | Households | Surplus Energy | Households | Energetic | GAP | Biomass | EU | Energy demand | 0 | FEC
GR | TYNDP2026 | NT | 2030 | TWh | 461 | Sub_sector | Households | Surplus Energy | Households | Energetic | GAP | Solids | EU | Energy demand | 0 | FEC
GR | TYNDP2026 | NT | 2030 | TWh | 462 | Sub_sector | Households | Surplus Energy | Households | Energetic | GAP | Liquids | EU | Energy demand | 0 | FEC
GR | TYNDP2026 | NT | 2030 | TWh | 463 | Sub_sector | Households | Surplus Energy | Households | Energetic | GAP | Others | EU | Energy demand | 0 | FEC
GR | TYNDP2026 | NT | 2030 | TWh | 464 | Sub_sector | Households | Surplus Energy | Households | Energetic | GAP | Ammonia | EU | Energy demand | 0 | FEC
GR | TYNDP2026 | NT | 2035 | TWh | 102 | Sub_sector | Industry | Aluminium | Industry (aluminium) | Energetic | industry_aluminium_demand_electricity_energetic | Electricity | EU | Energy demand | 2.9171 | FEC
GR | TYNDP2026 | NT | 2035 | TWh | 103 | Sub_sector | Industry | Aluminium | Industry (aluminium) | Energetic | industry_aluminium_demand_hydrogen_energetic | Hydrogen | EU | Energy demand | 0 | FEC
GR | TYNDP2026 | NT | 2035 | TWh | 104 | Sub_sector | Industry | Aluminium | Industry (aluminium) | Energetic | industry_aluminium_demand_methane_energetic | Methane | EU | Energy demand | 0.20559 | FEC
GR | TYNDP2026 | NT | 2035 | TWh | 105 | Sub_sector | Industry | Aluminium | Industry (aluminium) | Energetic | industry_aluminium_demand_heat_energetic | Heat | EU | Energy demand | 0 | FEC
GR | TYNDP2026 | NT | 2035 | TWh | 106 | Sub_sector | Industry | Aluminium | Industry (aluminium) | Energetic | industry_aluminium_demand_biomass_energetic | Biomass | EU | Energy demand | 0 | FEC
GR | TYNDP2026 | NT | 2035 | TWh | 107 | Sub_sector | Industry | Aluminium | Industry (aluminium) | Energetic | industry_aluminium_demand_coal_energetic | Solids | EU | Energy demand | 0 | FEC
GR | TYNDP2026 | NT | 2035 | TWh | 108 | Sub_sector | Industry | Aluminium | Industry (aluminium) | Energetic | industry_aluminium_demand_oil_energetic | Liquids | EU | Energy demand | 0 | FEC
GR | TYNDP2026 | NT | 2035 | TWh | 109 | Sub_sector | Industry | Aluminium | Industry (aluminium) | Energetic | industry_aluminium_demand_others_energetic | Others | EU | Energy demand | 0 | FEC
GR | TYNDP2026 | NT | 2035 | TWh | 110 | Sub_sector | Industry | Aluminium | Industry (aluminium) | Energetic | industry_ammonia_demand_others_energetic | Ammonia | EU | Energy demand | 0 | FEC
GR | TYNDP2026 | NT | 2035 | TWh | 112 | Sub_sector | Industry | Chemicals | Industry (chemicals, energetic) | Energetic | industry_chemical_demand_electricity_energetic | Electricity | EU | Energy demand | 0.41134 | FEC
GR | TYNDP2026 | NT | 2035 | TWh | 113 | Sub_sector | Industry | Chemicals | Industry (chemicals, energetic) | Energetic | industry_chemical_demand_hydrogen_energetic | Hydrogen | EU | Energy demand | 0 | FEC
GR | TYNDP2026 | NT | 2035 | TWh | 114 | Sub_sector | Industry | Chemicals | Industry (chemicals, energetic) | Energetic | industry_chemical_demand_methane_energetic | Methane | EU | Energy demand | 6.29e-05 | FEC
GR | TYNDP2026 | NT | 2035 | TWh | 115 | Sub_sector | Industry | Chemicals | Industry (chemicals, energetic) | Energetic | industry_chemical_demand_heat_energetic | Heat | EU | Energy demand | 0 | FEC
GR | TYNDP2026 | NT | 2035 | TWh | 116 | Sub_sector | Industry | Chemicals | Industry (chemicals, energetic) | Energetic | industry_chemical_demand_biomass_energetic | Biomass | EU | Energy demand | 0 | FEC
GR | TYNDP2026 | NT | 2035 | TWh | 117 | Sub_sector | Industry | Chemicals | Industry (chemicals, energetic) | Energetic | industry_chemical_demand_coal_energetic | Solids | EU | Energy demand | 0 | FEC
GR | TYNDP2026 | NT | 2035 | TWh | 118 | Sub_sector | Industry | Chemicals | Industry (chemicals, energetic) | Energetic | industry_chemical_demand_oil_energetic | Liquids | EU | Energy demand | 0.16385 | FEC
GR | TYNDP2026 | NT | 2035 | TWh | 119 | Sub_sector | Industry | Chemicals | Industry (chemicals, energetic) | Energetic | industry_chemical_demand_others_energetic | Others | EU | Energy demand | 0 | FEC
GR | TYNDP2026 | NT | 2035 | TWh | 120 | Sub_sector | Industry | Chemicals | Industry (chemicals, energetic) | Energetic | industry_chemical_demand_ammonia_energetic | Ammonia | EU | Energy demand | 0 | FEC
GR | TYNDP2026 | NT | 2035 | TWh | 122 | Sub_sector | Industry | Chemicals | Industry (chemicals, non-energetic) | Non-energetic | industry_chemical_demand_electricity_non_energetic | Electricity | EU | Energy demand | 0 | not_included_in_FEC
GR | TYNDP2026 | NT | 2035 | TWh | 123 | Sub_sector | Industry | Chemicals | Industry (chemicals, non-energetic) | Non-energetic | industry_chemical_demand_hydrogen_non_energetic | Hydrogen | EU | Energy demand | 0 | not_included_in_FEC
GR | TYNDP2026 | NT | 2035 | TWh | 124 | Sub_sector | Industry | Chemicals | Industry (chemicals, non-energetic) | Non-energetic | industry_chemical_demand_methane_non_energetic | Methane | EU | Energy demand | 4.0519 | not_included_in_FEC
GR | TYNDP2026 | NT | 2035 | TWh | 125 | Sub_sector | Industry | Chemicals | Industry (chemicals, non-energetic) | Non-energetic | industry_chemical_demand_heat_non_energetic | Heat | EU | Energy demand | 0 | not_included_in_FEC
GR | TYNDP2026 | NT | 2035 | TWh | 126 | Sub_sector | Industry | Chemicals | Industry (chemicals, non-energetic) | Non-energetic | industry_chemical_demand_biomass_non_energetic | Biomass | EU | Energy demand | 0 | not_included_in_FEC
GR | TYNDP2026 | NT | 2035 | TWh | 127 | Sub_sector | Industry | Chemicals | Industry (chemicals, non-energetic) | Non-energetic | industry_chemical_demand_coal_non_energetic | Solids | EU | Energy demand | 0 | not_included_in_FEC
GR | TYNDP2026 | NT | 2035 | TWh | 128 | Sub_sector | Industry | Chemicals | Industry (chemicals, non-energetic) | Non-energetic | industry_chemical_demand_oil_non_energetic | Liquids | EU | Energy demand | 3.0204 | not_included_in_FEC
GR | TYNDP2026 | NT | 2035 | TWh | 129 | Sub_sector | Industry | Chemicals | Industry (chemicals, non-energetic) | Non-energetic | industry_chemical_demand_others_non_energetic | Others | EU | Energy demand | 0 | not_included_in_FEC
GR | TYNDP2026 | NT | 2035 | TWh | 130 | Sub_sector | Industry | Chemicals | Industry (chemicals, non-energetic) | Non-energetic | industry_chemical_demand_ammonia_non_energetic | Ammonia | EU | Energy demand | 0 | not_included_in_FEC
GR | TYNDP2026 | NT | 2035 | TWh | 132 | Sub_sector | Industry | Fertilizers | Industry (fertilizers, energetic) | Energetic | industry_fertilizers_demand_electricity_energetic | Electricity | EU | Energy demand | 0.034732 | FEC
GR | TYNDP2026 | NT | 2035 | TWh | 133 | Sub_sector | Industry | Fertilizers | Industry (fertilizers, energetic) | Energetic | industry_fertilizers_demand_hydrogen_energetic | Hydrogen | EU | Energy demand | 0 | FEC
GR | TYNDP2026 | NT | 2035 | TWh | 134 | Sub_sector | Industry | Fertilizers | Industry (fertilizers, energetic) | Energetic | industry_fertilizers_demand_methane_energetic | Methane | EU | Energy demand | 0.3324 | FEC
GR | TYNDP2026 | NT | 2035 | TWh | 135 | Sub_sector | Industry | Fertilizers | Industry (fertilizers, energetic) | Energetic | industry_fertilizers_demand_heat_energetic | Heat | EU | Energy demand | 0 | FEC
GR | TYNDP2026 | NT | 2035 | TWh | 136 | Sub_sector | Industry | Fertilizers | Industry (fertilizers, energetic) | Energetic | industry_fertilizers_demand_biomass_energetic | Biomass | EU | Energy demand | 0 | FEC
GR | TYNDP2026 | NT | 2035 | TWh | 137 | Sub_sector | Industry | Fertilizers | Industry (fertilizers, energetic) | Energetic | industry_fertilizers_demand_coal_energetic | Solids | EU | Energy demand | 0 | FEC
GR | TYNDP2026 | NT | 2035 | TWh | 138 | Sub_sector | Industry | Fertilizers | Industry (fertilizers, energetic) | Energetic | industry_fertilizers_demand_oil_energetic | Liquids | EU | Energy demand | 0 | FEC
GR | TYNDP2026 | NT | 2035 | TWh | 139 | Sub_sector | Industry | Fertilizers | Industry (fertilizers, energetic) | Energetic | industry_fertilizers_demand_others_energetic | Others | EU | Energy demand | 0 | FEC
GR | TYNDP2026 | NT | 2035 | TWh | 140 | Sub_sector | Industry | Fertilizers | Industry (fertilizers, energetic) | Energetic | industry_fertilizers_demand_ammonia_energetic | Ammonia | EU | Energy demand | 0 | FEC
GR | TYNDP2026 | NT | 2035 | TWh | 142 | Sub_sector | Industry | Fertilizers | Industry (fertilizers, non-energetic) | Non-energetic | industry_fertilizers_demand_electricity_non_energetic | Electricity | EU | Energy demand | 0 | not_included_in_FEC
GR | TYNDP2026 | NT | 2035 | TWh | 143 | Sub_sector | Industry | Fertilizers | Industry (fertilizers, non-energetic) | Non-energetic | industry_fertilizers_demand_hydrogen_non_energetic | Hydrogen | EU | Energy demand | 0 | not_included_in_FEC
GR | TYNDP2026 | NT | 2035 | TWh | 144 | Sub_sector | Industry | Fertilizers | Industry (fertilizers, non-energetic) | Non-energetic | industry_fertilizers_demand_methane_non_energetic | Methane | EU | Energy demand | 0.7398 | not_included_in_FEC
GR | TYNDP2026 | NT | 2035 | TWh | 145 | Sub_sector | Industry | Fertilizers | Industry (fertilizers, non-energetic) | Non-energetic | industry_fertilizers_demand_heat_non_energetic | Heat | EU | Energy demand | 0 | not_included_in_FEC
GR | TYNDP2026 | NT | 2035 | TWh | 146 | Sub_sector | Industry | Fertilizers | Industry (fertilizers, non-energetic) | Non-energetic | industry_fertilizers_demand_biomass_non_energetic | Biomass | EU | Energy demand | 0 | not_included_in_FEC
GR | TYNDP2026 | NT | 2035 | TWh | 147 | Sub_sector | Industry | Fertilizers | Industry (fertilizers, non-energetic) | Non-energetic | industry_fertilizers_demand_coal_non_energetic | Solids | EU | Energy demand | 0 | not_included_in_FEC
GR | TYNDP2026 | NT | 2035 | TWh | 148 | Sub_sector | Industry | Fertilizers | Industry (fertilizers, non-energetic) | Non-energetic | industry_fertilizers_demand_oil_non_energetic | Liquids | EU | Energy demand | 0 | not_included_in_FEC
GR | TYNDP2026 | NT | 2035 | TWh | 149 | Sub_sector | Industry | Fertilizers | Industry (fertilizers, non-energetic) | Non-energetic | industry_fertilizers_demand_others_non_energetic | Others | EU | Energy demand | 0 | not_included_in_FEC
GR | TYNDP2026 | NT | 2035 | TWh | 150 | Sub_sector | Industry | Fertilizers | Industry (fertilizers, non-energetic) | Non-energetic | industry_fertilizers_demand_ammonia_non_energetic | Ammonia | EU | Energy demand | 0 | not_included_in_FEC
GR | TYNDP2026 | NT | 2035 | TWh | 152 | Sub_sector | Industry | Food | Industry (food) | Energetic | industry_food_demand_electricity_energetic | Electricity | EU | Energy demand | 1.7173 | FEC
GR | TYNDP2026 | NT | 2035 | TWh | 153 | Sub_sector | Industry | Food | Industry (food) | Energetic | industry_food_demand_hydrogen_energetic | Hydrogen | EU | Energy demand | 0 | FEC
GR | TYNDP2026 | NT | 2035 | TWh | 154 | Sub_sector | Industry | Food | Industry (food) | Energetic | industry_food_demand_methane_energetic | Methane | EU | Energy demand | 0.7155 | FEC
GR | TYNDP2026 | NT | 2035 | TWh | 155 | Sub_sector | Industry | Food | Industry (food) | Energetic | industry_food_demand_heat_energetic | Heat | EU | Energy demand | 0 | FEC
GR | TYNDP2026 | NT | 2035 | TWh | 156 | Sub_sector | Industry | Food | Industry (food) | Energetic | industry_food_demand_biomass_energetic | Biomass | EU | Energy demand | 1.0469 | FEC
GR | TYNDP2026 | NT | 2035 | TWh | 157 | Sub_sector | Industry | Food | Industry (food) | Energetic | industry_food_demand_coal_energetic | Solids | EU | Energy demand | 0 | FEC
GR | TYNDP2026 | NT | 2035 | TWh | 158 | Sub_sector | Industry | Food | Industry (food) | Energetic | industry_food_demand_oil_energetic | Liquids | EU | Energy demand | 1.8214 | FEC
GR | TYNDP2026 | NT | 2035 | TWh | 159 | Sub_sector | Industry | Food | Industry (food) | Energetic | industry_food_demand_others_energetic | Others | EU | Energy demand | 0 | FEC
GR | TYNDP2026 | NT | 2035 | TWh | 160 | Sub_sector | Industry | Food | Industry (food) | Energetic | industry_food_demand_ammonia_energetic | Ammonia | EU | Energy demand | 0 | FEC
GR | TYNDP2026 | NT | 2035 | TWh | 162 | Sub_sector | Industry | Metals | Industry (metal) | Energetic | industry_metal_demand_electricity_energetic | Electricity | EU | Energy demand | 0.93276 | FEC
GR | TYNDP2026 | NT | 2035 | TWh | 163 | Sub_sector | Industry | Metals | Industry (metal) | Energetic | industry_metal_demand_hydrogen_energetic | Hydrogen | EU | Energy demand | 0 | FEC
GR | TYNDP2026 | NT | 2035 | TWh | 164 | Sub_sector | Industry | Metals | Industry (metal) | Energetic | industry_metal_demand_methane_energetic | Methane | EU | Energy demand | 1.1724 | FEC
GR | TYNDP2026 | NT | 2035 | TWh | 165 | Sub_sector | Industry | Metals | Industry (metal) | Energetic | industry_metal_demand_heat_energetic | Heat | EU | Energy demand | 0 | FEC
GR | TYNDP2026 | NT | 2035 | TWh | 166 | Sub_sector | Industry | Metals | Industry (metal) | Energetic | industry_metal_demand_biomass_energetic | Biomass | EU | Energy demand | 0 | FEC
GR | TYNDP2026 | NT | 2035 | TWh | 167 | Sub_sector | Industry | Metals | Industry (metal) | Energetic | industry_metal_demand_coal_energetic | Solids | EU | Energy demand | 1.1912 | FEC
GR | TYNDP2026 | NT | 2035 | TWh | 168 | Sub_sector | Industry | Metals | Industry (metal) | Energetic | industry_metal_demand_oil_energetic | Liquids | EU | Energy demand | 0.076669 | FEC
GR | TYNDP2026 | NT | 2035 | TWh | 169 | Sub_sector | Industry | Metals | Industry (metal) | Energetic | industry_metal_demand_others_energetic | Others | EU | Energy demand | 0 | FEC
GR | TYNDP2026 | NT | 2035 | TWh | 170 | Sub_sector | Industry | Metals | Industry (metal) | Energetic | industry_metal_demand_ammonia_energetic | Ammonia | EU | Energy demand | 0 | FEC
GR | TYNDP2026 | NT | 2035 | TWh | 172 | Sub_sector | Industry | Others | Industry (other, energetic) | Energetic | industry_other_demand_electricity_energetic | Electricity | EU | Energy demand | 3.7546 | FEC
GR | TYNDP2026 | NT | 2035 | TWh | 173 | Sub_sector | Industry | Others | Industry (other, energetic) | Energetic | industry_other_demand_hydrogen_energetic | Hydrogen | EU | Energy demand | 0 | FEC
GR | TYNDP2026 | NT | 2035 | TWh | 174 | Sub_sector | Industry | Others | Industry (other, energetic) | Energetic | industry_other_demand_methane_energetic | Methane | EU | Energy demand | 0.66651 | FEC
GR | TYNDP2026 | NT | 2035 | TWh | 175 | Sub_sector | Industry | Others | Industry (other, energetic) | Energetic | industry_other_demand_heat_energetic | Heat | EU | Energy demand | 0 | FEC
GR | TYNDP2026 | NT | 2035 | TWh | 176 | Sub_sector | Industry | Others | Industry (other, energetic) | Energetic | industry_other_demand_biomass_energetic | Biomass | EU | Energy demand | 0.22515 | FEC
GR | TYNDP2026 | NT | 2035 | TWh | 177 | Sub_sector | Industry | Others | Industry (other, energetic) | Energetic | industry_other_demand_coal_energetic | Solids | EU | Energy demand | 0.57749 | FEC
GR | TYNDP2026 | NT | 2035 | TWh | 178 | Sub_sector | Industry | Others | Industry (other, energetic) | Energetic | industry_other_demand_oil_energetic | Liquids | EU | Energy demand | 5.7551 | FEC
GR | TYNDP2026 | NT | 2035 | TWh | 179 | Sub_sector | Industry | Others | Industry (other, energetic) | Energetic | industry_other_demand_others_energetic | Others | EU | Energy demand | 0 | FEC
GR | TYNDP2026 | NT | 2035 | TWh | 180 | Sub_sector | Industry | Others | Industry (other, energetic) | Energetic | industry_other_demand_ammonia_energetic | Ammonia | EU | Energy demand | 0 | FEC
GR | TYNDP2026 | NT | 2035 | TWh | 182 | Sub_sector | Industry | Others | Industry (other, non-energetic) | Non-energetic | industry_other_demand_electricity_non_energetic | Electricity | EU | Energy demand | 0 | not_included_in_FEC
GR | TYNDP2026 | NT | 2035 | TWh | 183 | Sub_sector | Industry | Others | Industry (other, non-energetic) | Non-energetic | industry_other_demand_hydrogen_non_energetic | Hydrogen | EU | Energy demand | 0 | not_included_in_FEC
GR | TYNDP2026 | NT | 2035 | TWh | 184 | Sub_sector | Industry | Others | Industry (other, non-energetic) | Non-energetic | industry_other_demand_methane_non_energetic | Methane | EU | Energy demand | 0 | not_included_in_FEC
GR | TYNDP2026 | NT | 2035 | TWh | 185 | Sub_sector | Industry | Others | Industry (other, non-energetic) | Non-energetic | industry_other_demand_heat_non_energetic | Heat | EU | Energy demand | 0 | not_included_in_FEC
GR | TYNDP2026 | NT | 2035 | TWh | 186 | Sub_sector | Industry | Others | Industry (other, non-energetic) | Non-energetic | industry_other_demand_biomass_non_energetic | Biomass | EU | Energy demand | 0 | not_included_in_FEC
GR | TYNDP2026 | NT | 2035 | TWh | 187 | Sub_sector | Industry | Others | Industry (other, non-energetic) | Non-energetic | industry_other_demand_coal_non_energetic | Solids | EU | Energy demand | 0 | not_included_in_FEC
GR | TYNDP2026 | NT | 2035 | TWh | 188 | Sub_sector | Industry | Others | Industry (other, non-energetic) | Non-energetic | industry_other_demand_oil_non_energetic | Liquids | EU | Energy demand | 1.8137 | not_included_in_FEC
GR | TYNDP2026 | NT | 2035 | TWh | 189 | Sub_sector | Industry | Others | Industry (other, non-energetic) | Non-energetic | industry_other_demand_others_non_energetic | Others | EU | Energy demand | 0 | not_included_in_FEC
GR | TYNDP2026 | NT | 2035 | TWh | 190 | Sub_sector | Industry | Others | Industry (other, non-energetic) | Non-energetic | industry_other_demand_ammonia_non_energetic | Ammonia | EU | Energy demand | 0 | not_included_in_FEC
GR | TYNDP2026 | NT | 2035 | TWh | 192 | Sub_sector | Industry | Paper | Industry (paper) | Energetic | industry_paper_demand_electricity_energetic | Electricity | EU | Energy demand | 0 | FEC
GR | TYNDP2026 | NT | 2035 | TWh | 193 | Sub_sector | Industry | Paper | Industry (paper) | Energetic | industry_paper_demand_hydrogen_energetic | Hydrogen | EU | Energy demand | 0 | FEC
GR | TYNDP2026 | NT | 2035 | TWh | 194 | Sub_sector | Industry | Paper | Industry (paper) | Energetic | industry_paper_demand_methane_energetic | Methane | EU | Energy demand | 0 | FEC
GR | TYNDP2026 | NT | 2035 | TWh | 195 | Sub_sector | Industry | Paper | Industry (paper) | Energetic | industry_paper_demand_heat_energetic | Heat | EU | Energy demand | 0 | FEC
GR | TYNDP2026 | NT | 2035 | TWh | 196 | Sub_sector | Industry | Paper | Industry (paper) | Energetic | industry_paper_demand_biomass_energetic | Biomass | EU | Energy demand | 0 | FEC
GR | TYNDP2026 | NT | 2035 | TWh | 197 | Sub_sector | Industry | Paper | Industry (paper) | Energetic | industry_paper_demand_coal_energetic | Solids | EU | Energy demand | 0 | FEC
GR | TYNDP2026 | NT | 2035 | TWh | 198 | Sub_sector | Industry | Paper | Industry (paper) | Energetic | industry_paper_demand_oil_energetic | Liquids | EU | Energy demand | 0 | FEC
GR | TYNDP2026 | NT | 2035 | TWh | 199 | Sub_sector | Industry | Paper | Industry (paper) | Energetic | industry_paper_demand_others_energetic | Others | EU | Energy demand | 0 | FEC
GR | TYNDP2026 | NT | 2035 | TWh | 200 | Sub_sector | Industry | Paper | Industry (paper) | Energetic | industry_paper_demand_ammonia_energetic | Ammonia | EU | Energy demand | 0 | FEC
GR | TYNDP2026 | NT | 2035 | TWh | 202 | Sub_sector | Industry | Refineries | Industry (refineries, energetic) | Energetic | industry_refinery_demand_electricity_energetic | Electricity | EU | Energy demand | 0.7248 | not_included_in_FEC
GR | TYNDP2026 | NT | 2035 | TWh | 203 | Sub_sector | Industry | Refineries | Industry (refineries, energetic) | Energetic | industry_refinery_demand_hydrogen_energetic | Hydrogen | EU | Energy demand | 0 | not_included_in_FEC
GR | TYNDP2026 | NT | 2035 | TWh | 204 | Sub_sector | Industry | Refineries | Industry (refineries, energetic) | Energetic | industry_refinery_demand_methane_energetic | Methane | EU | Energy demand | 0.82642 | not_included_in_FEC
GR | TYNDP2026 | NT | 2035 | TWh | 205 | Sub_sector | Industry | Refineries | Industry (refineries, energetic) | Energetic | industry_refinery_demand_heat_energetic | Heat | EU | Energy demand | 0.72312 | not_included_in_FEC
GR | TYNDP2026 | NT | 2035 | TWh | 206 | Sub_sector | Industry | Refineries | Industry (refineries, energetic) | Energetic | industry_refinery_demand_biomass_energetic | Biomass | EU | Energy demand | 0 | not_included_in_FEC
GR | TYNDP2026 | NT | 2035 | TWh | 207 | Sub_sector | Industry | Refineries | Industry (refineries, energetic) | Energetic | industry_refinery_demand_coal_energetic | Solids | EU | Energy demand | 0 | not_included_in_FEC
GR | TYNDP2026 | NT | 2035 | TWh | 208 | Sub_sector | Industry | Refineries | Industry (refineries, energetic) | Energetic | industry_refinery_demand_oil_energetic | Liquids | EU | Energy demand | 10.6788 | not_included_in_FEC
GR | TYNDP2026 | NT | 2035 | TWh | 209 | Sub_sector | Industry | Refineries | Industry (refineries, energetic) | Energetic | industry_refinery_demand_others_energetic | Others | EU | Energy demand | 0 | not_included_in_FEC
GR | TYNDP2026 | NT | 2035 | TWh | 210 | Sub_sector | Industry | Refineries | Industry (refineries, energetic) | Energetic | industry_refinery_demand_ammonia_energetic | Ammonia | EU | Energy demand | 0 | not_included_in_FEC
GR | TYNDP2026 | NT | 2035 | TWh | 212 | Sub_sector | Industry | Refineries | Industry (refineries, non-energetic) | Non-energetic | industry_refinery_demand_electricity_non_energetic | Electricity | EU | Energy demand | 0 | not_included_in_FEC
GR | TYNDP2026 | NT | 2035 | TWh | 213 | Sub_sector | Industry | Refineries | Industry (refineries, non-energetic) | Non-energetic | industry_refinery_demand_hydrogen_non_energetic | Hydrogen | EU | Energy demand | 0 | not_included_in_FEC
GR | TYNDP2026 | NT | 2035 | TWh | 214 | Sub_sector | Industry | Refineries | Industry (refineries, non-energetic) | Non-energetic | industry_refinery_demand_methane_non_energetic | Methane | EU | Energy demand | 0 | not_included_in_FEC
GR | TYNDP2026 | NT | 2035 | TWh | 215 | Sub_sector | Industry | Refineries | Industry (refineries, non-energetic) | Non-energetic | industry_refinery_demand_heat_non_energetic | Heat | EU | Energy demand | 0 | not_included_in_FEC
GR | TYNDP2026 | NT | 2035 | TWh | 216 | Sub_sector | Industry | Refineries | Industry (refineries, non-energetic) | Non-energetic | industry_refinery_demand_biomass_non_energetic | Biomass | EU | Energy demand | 0 | not_included_in_FEC
GR | TYNDP2026 | NT | 2035 | TWh | 217 | Sub_sector | Industry | Refineries | Industry (refineries, non-energetic) | Non-energetic | industry_refinery_demand_coal_non_energetic | Solids | EU | Energy demand | 0 | not_included_in_FEC
GR | TYNDP2026 | NT | 2035 | TWh | 218 | Sub_sector | Industry | Refineries | Industry (refineries, non-energetic) | Non-energetic | industry_refinery_demand_oil_non_energetic | Liquids | EU | Energy demand | 0 | not_included_in_FEC
GR | TYNDP2026 | NT | 2035 | TWh | 219 | Sub_sector | Industry | Refineries | Industry (refineries, non-energetic) | Non-energetic | industry_refinery_demand_others_non_energetic | Others | EU | Energy demand | 0 | not_included_in_FEC
GR | TYNDP2026 | NT | 2035 | TWh | 220 | Sub_sector | Industry | Refineries | Industry (refineries, non-energetic) | Non-energetic | industry_refinery_demand_ammonia_non_energetic | Ammonia | EU | Energy demand | 0 | not_included_in_FEC
GR | TYNDP2026 | NT | 2035 | TWh | 222 | Sub_sector | Industry | Steel | Industry (steel) | Energetic | industry_steel_demand_electricity_energetic | Electricity | EU | Energy demand | 0.97142 | FEC
GR | TYNDP2026 | NT | 2035 | TWh | 223 | Sub_sector | Industry | Steel | Industry (steel) | Energetic | industry_steel_demand_hydrogen_energetic | Hydrogen | EU | Energy demand | 0 | FEC
GR | TYNDP2026 | NT | 2035 | TWh | 224 | Sub_sector | Industry | Steel | Industry (steel) | Energetic | industry_steel_demand_methane_energetic | Methane | EU | Energy demand | 0.26291 | FEC
GR | TYNDP2026 | NT | 2035 | TWh | 225 | Sub_sector | Industry | Steel | Industry (steel) | Energetic | industry_steel_demand_heat_energetic | Heat | EU | Energy demand | 0 | FEC
GR | TYNDP2026 | NT | 2035 | TWh | 226 | Sub_sector | Industry | Steel | Industry (steel) | Energetic | industry_steel_demand_biomass_energetic | Biomass | EU | Energy demand | 0 | FEC
GR | TYNDP2026 | NT | 2035 | TWh | 227 | Sub_sector | Industry | Steel | Industry (steel) | Energetic | industry_steel_demand_coal_energetic | Solids | EU | Energy demand | 0 | FEC
GR | TYNDP2026 | NT | 2035 | TWh | 228 | Sub_sector | Industry | Steel | Industry (steel) | Energetic | industry_steel_demand_oil_energetic | Liquids | EU | Energy demand | 0.10112 | FEC
GR | TYNDP2026 | NT | 2035 | TWh | 229 | Sub_sector | Industry | Steel | Industry (steel) | Energetic | industry_steel_demand_others_energetic | Others | EU | Energy demand | 0 | FEC
GR | TYNDP2026 | NT | 2035 | TWh | 230 | Sub_sector | Industry | Steel | Industry (steel) | Energetic | industry_steel_demand_ammonia_energetic | Ammonia | EU | Energy demand | 0 | FEC
GR | TYNDP2026 | NT | 2035 | TWh | 232 | Sub_sector | Transport | Cars | Transport (cars) | Energetic | transport_cars_final_demand_electricity | Electricity | EU | Energy demand | 4.2658 | FEC
GR | TYNDP2026 | NT | 2035 | TWh | 233 | Sub_sector | Transport | Cars | Transport (cars) | Energetic | transport_cars_final_demand_hydrogen | Hydrogen | EU | Energy demand | 0 | FEC
GR | TYNDP2026 | NT | 2035 | TWh | 234 | Sub_sector | Transport | Cars | Transport (cars) | Energetic | transport_cars_final_demand_methane | Methane | EU | Energy demand | 0.042729 | FEC
GR | TYNDP2026 | NT | 2035 | TWh | 235 | Sub_sector | Transport | Cars | Transport (cars) | Energetic | transport_cars_final_demand_heat | Heat | EU | Energy demand | 0 | FEC
GR | TYNDP2026 | NT | 2035 | TWh | 236 | Sub_sector | Transport | Cars | Transport (cars) | Energetic | transport_cars_final_demand_biomass | Biomass | EU | Energy demand | 0 | FEC
GR | TYNDP2026 | NT | 2035 | TWh | 237 | Sub_sector | Transport | Cars | Transport (cars) | Energetic | transport_cars_final_demand_coal | Solids | EU | Energy demand | 0 | FEC
GR | TYNDP2026 | NT | 2035 | TWh | 238 | Sub_sector | Transport | Cars | Transport (cars) | Energetic | transport_cars_final_demand_oil | Liquids | EU | Energy demand | 33.8075 | FEC
GR | TYNDP2026 | NT | 2035 | TWh | 239 | Sub_sector | Transport | Cars | Transport (cars) | Energetic | transport_cars_final_demand_other | Others | EU | Energy demand | 0 | FEC
GR | TYNDP2026 | NT | 2035 | TWh | 240 | Sub_sector | Transport | Cars | Transport (cars) | Energetic | transport_cars_final_demand_ammonia | Ammonia | EU | Energy demand | 0 | FEC
GR | TYNDP2026 | NT | 2035 | TWh | 242 | Sub_sector | Transport | Busses | Transport (busses) | Energetic | transport_busses_final_demand_electricity | Electricity | EU | Energy demand | 1.0384 | FEC
GR | TYNDP2026 | NT | 2035 | TWh | 243 | Sub_sector | Transport | Busses | Transport (busses) | Energetic | transport_busses_final_demand_hydrogen | Hydrogen | EU | Energy demand | 0 | FEC
GR | TYNDP2026 | NT | 2035 | TWh | 244 | Sub_sector | Transport | Busses | Transport (busses) | Energetic | transport_busses_final_demand_methane | Methane | EU | Energy demand | 0.021486 | FEC
GR | TYNDP2026 | NT | 2035 | TWh | 245 | Sub_sector | Transport | Busses | Transport (busses) | Energetic | transport_busses_final_demand_heat | Heat | EU | Energy demand | 0 | FEC
GR | TYNDP2026 | NT | 2035 | TWh | 246 | Sub_sector | Transport | Busses | Transport (busses) | Energetic | transport_busses_final_demand_biomass | Biomass | EU | Energy demand | 0 | FEC
GR | TYNDP2026 | NT | 2035 | TWh | 247 | Sub_sector | Transport | Busses | Transport (busses) | Energetic | transport_busses_final_demand_coal | Solids | EU | Energy demand | 0 | FEC
GR | TYNDP2026 | NT | 2035 | TWh | 248 | Sub_sector | Transport | Busses | Transport (busses) | Energetic | transport_busses_final_demand_oil | Liquids | EU | Energy demand | 0.033422 | FEC
GR | TYNDP2026 | NT | 2035 | TWh | 249 | Sub_sector | Transport | Busses | Transport (busses) | Energetic | transport_busses_final_demand_other | Others | EU | Energy demand | 0 | FEC
GR | TYNDP2026 | NT | 2035 | TWh | 250 | Sub_sector | Transport | Busses | Transport (busses) | Energetic | transport_busses_final_demand_ammonia | Ammonia | EU | Energy demand | 0 | FEC
GR | TYNDP2026 | NT | 2035 | TWh | 252 | Sub_sector | Transport | Trucks | Transport (trucks) | Energetic | transport_trucks_final_demand_electricity | Electricity | EU | Energy demand | 1.521 | FEC
GR | TYNDP2026 | NT | 2035 | TWh | 253 | Sub_sector | Transport | Trucks | Transport (trucks) | Energetic | transport_trucks_final_demand_hydrogen | Hydrogen | EU | Energy demand | 0.014251 | FEC
GR | TYNDP2026 | NT | 2035 | TWh | 254 | Sub_sector | Transport | Trucks | Transport (trucks) | Energetic | transport_trucks_final_demand_methane | Methane | EU | Energy demand | 0.93061 | FEC
GR | TYNDP2026 | NT | 2035 | TWh | 255 | Sub_sector | Transport | Trucks | Transport (trucks) | Energetic | transport_trucks_final_demand_heat | Heat | EU | Energy demand | 0 | FEC
GR | TYNDP2026 | NT | 2035 | TWh | 256 | Sub_sector | Transport | Trucks | Transport (trucks) | Energetic | transport_trucks_final_demand_biomass | Biomass | EU | Energy demand | 0 | FEC
GR | TYNDP2026 | NT | 2035 | TWh | 257 | Sub_sector | Transport | Trucks | Transport (trucks) | Energetic | transport_trucks_final_demand_coal | Solids | EU | Energy demand | 0 | FEC
GR | TYNDP2026 | NT | 2035 | TWh | 258 | Sub_sector | Transport | Trucks | Transport (trucks) | Energetic | transport_trucks_final_demand_oil | Liquids | EU | Energy demand | 16.1332 | FEC
GR | TYNDP2026 | NT | 2035 | TWh | 259 | Sub_sector | Transport | Trucks | Transport (trucks) | Energetic | transport_trucks_final_demand_other | Others | EU | Energy demand | 0 | FEC
GR | TYNDP2026 | NT | 2035 | TWh | 260 | Sub_sector | Transport | Trucks | Transport (trucks) | Energetic | transport_trucks_final_demand_ammonia | Ammonia | EU | Energy demand | 0 | FEC
GR | TYNDP2026 | NT | 2035 | TWh | 262 | Sub_sector | Transport | Vans | Transport (vans) | Energetic | transport_vans_final_demand_electricity | Electricity | EU | Energy demand | 0 | FEC
GR | TYNDP2026 | NT | 2035 | TWh | 263 | Sub_sector | Transport | Vans | Transport (vans) | Energetic | transport_vans_final_demand_hydrogen | Hydrogen | EU | Energy demand | 0 | FEC
GR | TYNDP2026 | NT | 2035 | TWh | 264 | Sub_sector | Transport | Vans | Transport (vans) | Energetic | transport_vans_final_demand_methane | Methane | EU | Energy demand | 0 | FEC
GR | TYNDP2026 | NT | 2035 | TWh | 265 | Sub_sector | Transport | Vans | Transport (vans) | Energetic | transport_vans_final_demand_heat | Heat | EU | Energy demand | 0 | FEC
GR | TYNDP2026 | NT | 2035 | TWh | 266 | Sub_sector | Transport | Vans | Transport (vans) | Energetic | transport_vans_final_demand_biomass | Biomass | EU | Energy demand | 0 | FEC
GR | TYNDP2026 | NT | 2035 | TWh | 267 | Sub_sector | Transport | Vans | Transport (vans) | Energetic | transport_vans_final_demand_coal | Solids | EU | Energy demand | 0 | FEC
GR | TYNDP2026 | NT | 2035 | TWh | 268 | Sub_sector | Transport | Vans | Transport (vans) | Energetic | transport_vans_final_demand_oil | Liquids | EU | Energy demand | 0 | FEC
GR | TYNDP2026 | NT | 2035 | TWh | 269 | Sub_sector | Transport | Vans | Transport (vans) | Energetic | transport_vans_final_demand_other | Others | EU | Energy demand | 0 | FEC
GR | TYNDP2026 | NT | 2035 | TWh | 270 | Sub_sector | Transport | Vans | Transport (vans) | Energetic | transport_vans_final_demand_ammonia | Ammonia | EU | Energy demand | 0 | FEC
GR | TYNDP2026 | NT | 2035 | TWh | 272 | Sub_sector | Transport | Freight trains | Transport (trains) | Energetic | transport_trains_final_demand_electricity | Electricity | EU | Energy demand | 0.10514 | FEC
GR | TYNDP2026 | NT | 2035 | TWh | 273 | Sub_sector | Transport | Freight trains | Transport (trains) | Energetic | transport_trains_final_demand_hydrogen | Hydrogen | EU | Energy demand | 0 | FEC
GR | TYNDP2026 | NT | 2035 | TWh | 274 | Sub_sector | Transport | Freight trains | Transport (trains) | Energetic | transport_trains_final_demand_methane | Methane | EU | Energy demand | 0 | FEC
GR | TYNDP2026 | NT | 2035 | TWh | 275 | Sub_sector | Transport | Freight trains | Transport (trains) | Energetic | transport_trains_final_demand_heat | Heat | EU | Energy demand | 0 | FEC
GR | TYNDP2026 | NT | 2035 | TWh | 276 | Sub_sector | Transport | Freight trains | Transport (trains) | Energetic | transport_trains_final_demand_biomass | Biomass | EU | Energy demand | 0 | FEC
GR | TYNDP2026 | NT | 2035 | TWh | 277 | Sub_sector | Transport | Freight trains | Transport (trains) | Energetic | transport_trains_final_demand_coal | Solids | EU | Energy demand | 0 | FEC
GR | TYNDP2026 | NT | 2035 | TWh | 278 | Sub_sector | Transport | Freight trains | Transport (trains) | Energetic | transport_trains_final_demand_oil | Liquids | EU | Energy demand | 0 | FEC
GR | TYNDP2026 | NT | 2035 | TWh | 279 | Sub_sector | Transport | Freight trains | Transport (trains) | Energetic | transport_trains_final_demand_other | Others | EU | Energy demand | 0 | FEC
GR | TYNDP2026 | NT | 2035 | TWh | 280 | Sub_sector | Transport | Freight trains | Transport (trains) | Energetic | transport_trains_final_demand_ammonia | Ammonia | EU | Energy demand | 0 | FEC
GR | TYNDP2026 | NT | 2035 | TWh | 282 | Sub_sector | Transport | Ships | Transport (ships) | Energetic | transport_ships_final_demand_electricity | Electricity | EU | Energy demand | 0.11929 | FEC
GR | TYNDP2026 | NT | 2035 | TWh | 283 | Sub_sector | Transport | Ships | Transport (ships) | Energetic | transport_ships_final_demand_hydrogen | Hydrogen | EU | Energy demand | 0 | FEC
GR | TYNDP2026 | NT | 2035 | TWh | 284 | Sub_sector | Transport | Ships | Transport (ships) | Energetic | transport_ships_final_demand_methane | Methane | EU | Energy demand | 1.4514 | FEC
GR | TYNDP2026 | NT | 2035 | TWh | 285 | Sub_sector | Transport | Ships | Transport (ships) | Energetic | transport_ships_final_demand_heat | Heat | EU | Energy demand | 0 | FEC
GR | TYNDP2026 | NT | 2035 | TWh | 286 | Sub_sector | Transport | Ships | Transport (ships) | Energetic | transport_ships_final_demand_biomass | Biomass | EU | Energy demand | 0 | FEC
GR | TYNDP2026 | NT | 2035 | TWh | 287 | Sub_sector | Transport | Ships | Transport (ships) | Energetic | transport_ships_final_demand_coal | Solids | EU | Energy demand | 0 | FEC
GR | TYNDP2026 | NT | 2035 | TWh | 288 | Sub_sector | Transport | Ships | Transport (ships) | Energetic | transport_ships_final_demand_oil | Liquids | EU | Energy demand | 2.2323 | FEC
GR | TYNDP2026 | NT | 2035 | TWh | 289 | Sub_sector | Transport | Ships | Transport (ships) | Energetic | transport_ships_final_demand_other | Others | EU | Energy demand | 0 | FEC
GR | TYNDP2026 | NT | 2035 | TWh | 290 | Sub_sector | Transport | Ships | Transport (ships) | Energetic | transport_ships_final_demand_ammonia | Ammonia | EU | Energy demand | 0 | FEC
GR | TYNDP2026 | NT | 2035 | TWh | 292 | Sub_sector | Transport | Planes | Transport (planes) | Energetic | transport_planes_final_demand_electricity | Electricity | EU | Energy demand | 0 | FEC
GR | TYNDP2026 | NT | 2035 | TWh | 293 | Sub_sector | Transport | Planes | Transport (planes) | Energetic | transport_planes_final_demand_hydrogen | Hydrogen | EU | Energy demand | 0 | FEC
GR | TYNDP2026 | NT | 2035 | TWh | 294 | Sub_sector | Transport | Planes | Transport (planes) | Energetic | transport_planes_final_demand_methane | Methane | EU | Energy demand | 0 | FEC
GR | TYNDP2026 | NT | 2035 | TWh | 295 | Sub_sector | Transport | Planes | Transport (planes) | Energetic | transport_planes_final_demand_heat | Heat | EU | Energy demand | 0 | FEC
GR | TYNDP2026 | NT | 2035 | TWh | 296 | Sub_sector | Transport | Planes | Transport (planes) | Energetic | transport_planes_final_demand_biomass | Biomass | EU | Energy demand | 0 | FEC
GR | TYNDP2026 | NT | 2035 | TWh | 297 | Sub_sector | Transport | Planes | Transport (planes) | Energetic | transport_planes_final_demand_coal | Solids | EU | Energy demand | 0 | FEC
GR | TYNDP2026 | NT | 2035 | TWh | 298 | Sub_sector | Transport | Planes | Transport (planes) | Energetic | transport_planes_final_demand_oil | Liquids | EU | Energy demand | 11.0324 | FEC
GR | TYNDP2026 | NT | 2035 | TWh | 299 | Sub_sector | Transport | Planes | Transport (planes) | Energetic | transport_planes_final_demand_other | Others | EU | Energy demand | 0 | FEC
GR | TYNDP2026 | NT | 2035 | TWh | 300 | Sub_sector | Transport | Planes | Transport (planes) | Energetic | transport_planes_final_demand_ammonia | Ammonia | EU | Energy demand | 0 | FEC
GR | TYNDP2026 | NT | 2035 | TWh | 302 | Sub_sector | Transport | Others | Transport (others) | Energetic | transport_other_final_demand_electricity | Electricity | EU | Energy demand | 0 | FEC
GR | TYNDP2026 | NT | 2035 | TWh | 303 | Sub_sector | Transport | Others | Transport (others) | Energetic | transport_other_final_demand_hydrogen | Hydrogen | EU | Energy demand | 0 | FEC
GR | TYNDP2026 | NT | 2035 | TWh | 304 | Sub_sector | Transport | Others | Transport (others) | Energetic | transport_other_final_demand_methane | Methane | EU | Energy demand | 0 | FEC
GR | TYNDP2026 | NT | 2035 | TWh | 305 | Sub_sector | Transport | Others | Transport (others) | Energetic | transport_other_final_demand_heat | Heat | EU | Energy demand | 0 | FEC
GR | TYNDP2026 | NT | 2035 | TWh | 306 | Sub_sector | Transport | Others | Transport (others) | Energetic | transport_other_final_demand_biomass | Biomass | EU | Energy demand | 0 | FEC
GR | TYNDP2026 | NT | 2035 | TWh | 307 | Sub_sector | Transport | Others | Transport (others) | Energetic | transport_other_final_demand_coal | Solids | EU | Energy demand | 0 | FEC
GR | TYNDP2026 | NT | 2035 | TWh | 308 | Sub_sector | Transport | Others | Transport (others) | Energetic | transport_other_final_demand_oil | Liquids | EU | Energy demand | 0 | FEC
GR | TYNDP2026 | NT | 2035 | TWh | 309 | Sub_sector | Transport | Others | Transport (others) | Energetic | transport_other_final_demand_other | Others | EU | Energy demand | 0 | FEC
GR | TYNDP2026 | NT | 2035 | TWh | 310 | Sub_sector | Transport | Others | Transport (others) | Energetic | transport_other_final_demand_ammonia | Ammonia | EU | Energy demand | 0 | FEC
GR | TYNDP2026 | NT | 2035 | TWh | 312 | Sub_sector | International transport | International aviation | Transport (int. aviation) | Energetic | transport_int_aviation_final_demand_electricity | Electricity | EU | Energy demand | 0 | FEC
GR | TYNDP2026 | NT | 2035 | TWh | 313 | Sub_sector | International transport | International aviation | Transport (int. aviation) | Energetic | transport_int_aviation_final_demand_hydrogen | Hydrogen | EU | Energy demand | 0 | FEC
GR | TYNDP2026 | NT | 2035 | TWh | 314 | Sub_sector | International transport | International aviation | Transport (int. aviation) | Energetic | transport_int_aviation_final_demand_methane | Methane | EU | Energy demand | 0 | FEC
GR | TYNDP2026 | NT | 2035 | TWh | 315 | Sub_sector | International transport | International aviation | Transport (int. aviation) | Energetic | transport_int_aviation_final_demand_heat | Heat | EU | Energy demand | 0 | FEC
GR | TYNDP2026 | NT | 2035 | TWh | 316 | Sub_sector | International transport | International aviation | Transport (int. aviation) | Energetic | transport_int_aviation_final_demand_biofuels | Biomass | EU | Energy demand | 0 | FEC
GR | TYNDP2026 | NT | 2035 | TWh | 317 | Sub_sector | International transport | International aviation | Transport (int. aviation) | Energetic | transport_int_aviation_final_demand_coal | Solids | EU | Energy demand | 0 | FEC
GR | TYNDP2026 | NT | 2035 | TWh | 318 | Sub_sector | International transport | International aviation | Transport (int. aviation) | Energetic | transport_int_aviation_final_demand_oil | Liquids | EU | Energy demand | 14.4158 | FEC
GR | TYNDP2026 | NT | 2035 | TWh | 319 | Sub_sector | International transport | International aviation | Transport (int. aviation) | Energetic | transport_int_aviation_final_demand_other | Others | EU | Energy demand | 0 | FEC
GR | TYNDP2026 | NT | 2035 | TWh | 320 | Sub_sector | International transport | International aviation | Transport (int. aviation) | Energetic | transport_int_aviation_final_demand_ammonia | Ammonia | EU | Energy demand | 0 | FEC
GR | TYNDP2026 | NT | 2035 | TWh | 322 | Sub_sector | International transport | International shipping | Transport (int. shipping) | Energetic | transport_int_shipping_final_demand_electricity | Electricity | EU | Energy demand | 0.34352 | not_included_in_FEC
GR | TYNDP2026 | NT | 2035 | TWh | 323 | Sub_sector | International transport | International shipping | Transport (int. shipping) | Energetic | transport_int_shipping_final_demand_hydrogen | Hydrogen | EU | Energy demand | 0 | not_included_in_FEC
GR | TYNDP2026 | NT | 2035 | TWh | 324 | Sub_sector | International transport | International shipping | Transport (int. shipping) | Energetic | transport_int_shipping_final_demand_methane | Methane | EU | Energy demand | 5.7615 | not_included_in_FEC
GR | TYNDP2026 | NT | 2035 | TWh | 325 | Sub_sector | International transport | International shipping | Transport (int. shipping) | Energetic | transport_int_shipping_final_demand_heat | Heat | EU | Energy demand | 0 | not_included_in_FEC
GR | TYNDP2026 | NT | 2035 | TWh | 326 | Sub_sector | International transport | International shipping | Transport (int. shipping) | Energetic | transport_int_shipping_final_demand_biofuels | Biomass | EU | Energy demand | 0 | not_included_in_FEC
GR | TYNDP2026 | NT | 2035 | TWh | 327 | Sub_sector | International transport | International shipping | Transport (int. shipping) | Energetic | transport_int_shipping_final_demand_coal | Solids | EU | Energy demand | 0 | not_included_in_FEC
GR | TYNDP2026 | NT | 2035 | TWh | 328 | Sub_sector | International transport | International shipping | Transport (int. shipping) | Energetic | transport_int_shipping_final_demand_oil | Liquids | EU | Energy demand | 15.2011 | not_included_in_FEC
GR | TYNDP2026 | NT | 2035 | TWh | 329 | Sub_sector | International transport | International shipping | Transport (int. shipping) | Energetic | transport_int_shipping_final_demand_other | Others | EU | Energy demand | 0 | not_included_in_FEC
GR | TYNDP2026 | NT | 2035 | TWh | 330 | Sub_sector | International transport | International shipping | Transport (int. shipping) | Energetic | transport_int_shipping_final_demand_ammonia | Ammonia | EU | Energy demand | 0 | not_included_in_FEC
GR | TYNDP2026 | NT | 2035 | TWh | 332 | Sub_sector | Households | Space heating | Households (heating) | Energetic | households_heating_final_demand_electricity | Electricity | EU | Energy demand | 6.0452 | FEC
GR | TYNDP2026 | NT | 2035 | TWh | 333 | Sub_sector | Households | Space heating | Households (heating) | Energetic | households_heating_final_demand_hydrogen | Hydrogen | EU | Energy demand | 0 | FEC
GR | TYNDP2026 | NT | 2035 | TWh | 334 | Sub_sector | Households | Space heating | Households (heating) | Energetic | households_heating_final_demand_methane | Methane | EU | Energy demand | 4.3333 | FEC
GR | TYNDP2026 | NT | 2035 | TWh | 335 | Sub_sector | Households | Space heating | Households (heating) | Energetic | households_heating_final_demand_heat | Heat | EU | Energy demand | 0.2241 | FEC
GR | TYNDP2026 | NT | 2035 | TWh | 336 | Sub_sector | Households | Space heating | Households (heating) | Energetic | households_heating_final_demand_biomass | Biomass | EU | Energy demand | 0 | FEC
GR | TYNDP2026 | NT | 2035 | TWh | 337 | Sub_sector | Households | Space heating | Households (heating) | Energetic | households_heating_final_demand_coal | Solids | EU | Energy demand | 0 | FEC
GR | TYNDP2026 | NT | 2035 | TWh | 338 | Sub_sector | Households | Space heating | Households (heating) | Energetic | households_heating_final_demand_oil | Liquids | EU | Energy demand | 2.0087 | FEC
GR | TYNDP2026 | NT | 2035 | TWh | 339 | Sub_sector | Households | Space heating | Households (heating) | Energetic | households_heating_final_demand_other | Others | EU | Energy demand | 0.0352 | FEC
GR | TYNDP2026 | NT | 2035 | TWh | 340 | Sub_sector | Households | Space heating | Households (heating) | Energetic | households_heating_final_demand_ammonia | Ammonia | EU | Energy demand | 0 | FEC
GR | TYNDP2026 | NT | 2035 | TWh | 343 | Sub_sector | Households | Cooling | Households (cooling) | Energetic | households_cooling_final_demand_electricity | Electricity | EU | Energy demand | 2.3561 | FEC
GR | TYNDP2026 | NT | 2035 | TWh | 344 | Sub_sector | Households | Cooling | Households (cooling) | Energetic | households_cooling_final_demand_hydrogen | Hydrogen | EU | Energy demand | 0 | FEC
GR | TYNDP2026 | NT | 2035 | TWh | 345 | Sub_sector | Households | Cooling | Households (cooling) | Energetic | households_cooling_final_demand_methane | Methane | EU | Energy demand | 0 | FEC
GR | TYNDP2026 | NT | 2035 | TWh | 346 | Sub_sector | Households | Cooling | Households (cooling) | Energetic | households_cooling_final_demand_heat | Heat | EU | Energy demand | 0 | FEC
GR | TYNDP2026 | NT | 2035 | TWh | 347 | Sub_sector | Households | Cooling | Households (cooling) | Energetic | households_cooling_final_demand_biomass | Biomass | EU | Energy demand | 0 | FEC
GR | TYNDP2026 | NT | 2035 | TWh | 348 | Sub_sector | Households | Cooling | Households (cooling) | Energetic | households_cooling_final_demand_coal | Solids | EU | Energy demand | 0 | FEC
GR | TYNDP2026 | NT | 2035 | TWh | 349 | Sub_sector | Households | Cooling | Households (cooling) | Energetic | households_cooling_final_demand_oil | Liquids | EU | Energy demand | 0 | FEC
GR | TYNDP2026 | NT | 2035 | TWh | 350 | Sub_sector | Households | Cooling | Households (cooling) | Energetic | households_cooling_final_demand_other | Others | EU | Energy demand | 0 | FEC
GR | TYNDP2026 | NT | 2035 | TWh | 351 | Sub_sector | Households | Cooling | Households (cooling) | Energetic | households_cooling_final_demand_ammonia | Ammonia | EU | Energy demand | 0 | FEC
GR | TYNDP2026 | NT | 2035 | TWh | 354 | Sub_sector | Households | Hot water | Households (hot water) | Energetic | households_hot_water_final_demand_electricity | Electricity | EU | Energy demand | 1.4363 | FEC
GR | TYNDP2026 | NT | 2035 | TWh | 355 | Sub_sector | Households | Hot water | Households (hot water) | Energetic | households_hot_water_final_demand_hydrogen | Hydrogen | EU | Energy demand | 0 | FEC
GR | TYNDP2026 | NT | 2035 | TWh | 356 | Sub_sector | Households | Hot water | Households (hot water) | Energetic | households_hot_water_final_demand_methane | Methane | EU | Energy demand | 1.1475 | FEC
GR | TYNDP2026 | NT | 2035 | TWh | 357 | Sub_sector | Households | Hot water | Households (hot water) | Energetic | households_hot_water_final_demand_heat | Heat | EU | Energy demand | 0.22494 | FEC
GR | TYNDP2026 | NT | 2035 | TWh | 358 | Sub_sector | Households | Hot water | Households (hot water) | Energetic | households_hot_water_final_demand_biomass | Biomass | EU | Energy demand | 0 | FEC
GR | TYNDP2026 | NT | 2035 | TWh | 359 | Sub_sector | Households | Hot water | Households (hot water) | Energetic | households_hot_water_final_demand_coal | Solids | EU | Energy demand | 0 | FEC
GR | TYNDP2026 | NT | 2035 | TWh | 360 | Sub_sector | Households | Hot water | Households (hot water) | Energetic | households_hot_water_final_demand_oil | Liquids | EU | Energy demand | 0.46673 | FEC
GR | TYNDP2026 | NT | 2035 | TWh | 361 | Sub_sector | Households | Hot water | Households (hot water) | Energetic | households_hot_water_final_demand_other | Others | EU | Energy demand | 1.8216 | FEC
GR | TYNDP2026 | NT | 2035 | TWh | 362 | Sub_sector | Households | Hot water | Households (hot water) | Energetic | households_hot_water_final_demand_ammonia | Ammonia | EU | Energy demand | 0 | FEC
GR | TYNDP2026 | NT | 2035 | TWh | 365 | Sub_sector | Households | Appliances | Households (appliances) | Energetic | households_appliances_final_demand_electricity | Electricity | EU | Energy demand | 10.7138 | FEC
GR | TYNDP2026 | NT | 2035 | TWh | 366 | Sub_sector | Households | Appliances | Households (appliances) | Energetic | households_appliances_final_demand_hydrogen | Hydrogen | EU | Energy demand | 0 | FEC
GR | TYNDP2026 | NT | 2035 | TWh | 367 | Sub_sector | Households | Appliances | Households (appliances) | Energetic | households_appliances_final_demand_methane | Methane | EU | Energy demand | 0 | FEC
GR | TYNDP2026 | NT | 2035 | TWh | 368 | Sub_sector | Households | Appliances | Households (appliances) | Energetic | households_appliances_final_demand_heat | Heat | EU | Energy demand | 0 | FEC
GR | TYNDP2026 | NT | 2035 | TWh | 369 | Sub_sector | Households | Appliances | Households (appliances) | Energetic | households_appliances_final_demand_biomass | Biomass | EU | Energy demand | 0.17926 | FEC
GR | TYNDP2026 | NT | 2035 | TWh | 370 | Sub_sector | Households | Appliances | Households (appliances) | Energetic | households_appliances_final_demand_coal | Solids | EU | Energy demand | 0 | FEC
GR | TYNDP2026 | NT | 2035 | TWh | 371 | Sub_sector | Households | Appliances | Households (appliances) | Energetic | households_appliances_final_demand_oil | Liquids | EU | Energy demand | 0 | FEC
GR | TYNDP2026 | NT | 2035 | TWh | 372 | Sub_sector | Households | Appliances | Households (appliances) | Energetic | households_appliances_final_demand_other | Others | EU | Energy demand | 0 | FEC
GR | TYNDP2026 | NT | 2035 | TWh | 373 | Sub_sector | Households | Appliances | Households (appliances) | Energetic | households_appliances_final_demand_ammonia | Ammonia | EU | Energy demand | 0 | FEC
GR | TYNDP2026 | NT | 2035 | TWh | 375 | Sub_sector | Buildings | Space heating | Buildings (heat) | Energetic | buildings_heat_final_demand_electricity | Electricity | EU | Energy demand | 4.9188 | FEC
GR | TYNDP2026 | NT | 2035 | TWh | 376 | Sub_sector | Buildings | Space heating | Buildings (heat) | Energetic | buildings_heat_final_demand_hydrogen | Hydrogen | EU | Energy demand | 0 | FEC
GR | TYNDP2026 | NT | 2035 | TWh | 377 | Sub_sector | Buildings | Space heating | Buildings (heat) | Energetic | buildings_heat_final_demand_methane | Methane | EU | Energy demand | 0 | FEC
GR | TYNDP2026 | NT | 2035 | TWh | 378 | Sub_sector | Buildings | Space heating | Buildings (heat) | Energetic | buildings_heat_final_demand_heat | Heat | EU | Energy demand | 0 | FEC
GR | TYNDP2026 | NT | 2035 | TWh | 379 | Sub_sector | Buildings | Space heating | Buildings (heat) | Energetic | buildings_heat_final_demand_biomass | Biomass | EU | Energy demand | 0.071797 | FEC
GR | TYNDP2026 | NT | 2035 | TWh | 380 | Sub_sector | Buildings | Space heating | Buildings (heat) | Energetic | buildings_heat_final_demand_coal | Solids | EU | Energy demand | 0 | FEC
GR | TYNDP2026 | NT | 2035 | TWh | 381 | Sub_sector | Buildings | Space heating | Buildings (heat) | Energetic | buildings_heat_final_demand_oil | Liquids | EU | Energy demand | 1.9427 | FEC
GR | TYNDP2026 | NT | 2035 | TWh | 382 | Sub_sector | Buildings | Space heating | Buildings (heat) | Energetic | buildings_heat_final_demand_other | Others | EU | Energy demand | 0.015781 | FEC
GR | TYNDP2026 | NT | 2035 | TWh | 383 | Sub_sector | Buildings | Space heating | Buildings (heat) | Energetic | buildings_heat_final_demand_ammonia | Ammonia | EU | Energy demand | 0 | FEC
GR | TYNDP2026 | NT | 2035 | TWh | 386 | Sub_sector | Buildings | Cooling | Buildings (cooling) | Energetic | buildings_cooling_final_demand_electricity | Electricity | EU | Energy demand | 2.1645 | FEC
GR | TYNDP2026 | NT | 2035 | TWh | 387 | Sub_sector | Buildings | Cooling | Buildings (cooling) | Energetic | buildings_cooling_final_demand_hydrogen | Hydrogen | EU | Energy demand | 0 | FEC
GR | TYNDP2026 | NT | 2035 | TWh | 388 | Sub_sector | Buildings | Cooling | Buildings (cooling) | Energetic | buildings_cooling_final_demand_methane | Methane | EU | Energy demand | 0 | FEC
GR | TYNDP2026 | NT | 2035 | TWh | 389 | Sub_sector | Buildings | Cooling | Buildings (cooling) | Energetic | buildings_cooling_final_demand_heat | Heat | EU | Energy demand | 0 | FEC
GR | TYNDP2026 | NT | 2035 | TWh | 390 | Sub_sector | Buildings | Cooling | Buildings (cooling) | Energetic | buildings_cooling_final_demand_biomass | Biomass | EU | Energy demand | 0 | FEC
GR | TYNDP2026 | NT | 2035 | TWh | 391 | Sub_sector | Buildings | Cooling | Buildings (cooling) | Energetic | buildings_cooling_final_demand_coal | Solids | EU | Energy demand | 0 | FEC
GR | TYNDP2026 | NT | 2035 | TWh | 392 | Sub_sector | Buildings | Cooling | Buildings (cooling) | Energetic | buildings_cooling_final_demand_oil | Liquids | EU | Energy demand | 0 | FEC
GR | TYNDP2026 | NT | 2035 | TWh | 393 | Sub_sector | Buildings | Cooling | Buildings (cooling) | Energetic | buildings_cooling_final_demand_other | Others | EU | Energy demand | 0 | FEC
GR | TYNDP2026 | NT | 2035 | TWh | 394 | Sub_sector | Buildings | Cooling | Buildings (cooling) | Energetic | buildings_cooling_final_demand_ammonia | Ammonia | EU | Energy demand | 0 | FEC
GR | TYNDP2026 | NT | 2035 | TWh | 397 | Sub_sector | Buildings | Appliances | Buildings (appliances) | Energetic | buildings_appliances_final_demand_electricity | Electricity | EU | Energy demand | 11.44 | FEC
GR | TYNDP2026 | NT | 2035 | TWh | 398 | Sub_sector | Buildings | Appliances | Buildings (appliances) | Energetic | buildings_appliances_final_demand_hydrogen | Hydrogen | EU | Energy demand | 0 | FEC
GR | TYNDP2026 | NT | 2035 | TWh | 399 | Sub_sector | Buildings | Appliances | Buildings (appliances) | Energetic | buildings_appliances_final_demand_methane | Methane | EU | Energy demand | 1.0556 | FEC
GR | TYNDP2026 | NT | 2035 | TWh | 400 | Sub_sector | Buildings | Appliances | Buildings (appliances) | Energetic | buildings_appliances_final_demand_heat | Heat | EU | Energy demand | 0 | FEC
GR | TYNDP2026 | NT | 2035 | TWh | 401 | Sub_sector | Buildings | Appliances | Buildings (appliances) | Energetic | buildings_appliances_final_demand_biomass | Biomass | EU | Energy demand | 0 | FEC
GR | TYNDP2026 | NT | 2035 | TWh | 402 | Sub_sector | Buildings | Appliances | Buildings (appliances) | Energetic | buildings_appliances_final_demand_coal | Solids | EU | Energy demand | 0 | FEC
GR | TYNDP2026 | NT | 2035 | TWh | 403 | Sub_sector | Buildings | Appliances | Buildings (appliances) | Energetic | buildings_appliances_final_demand_oil | Liquids | EU | Energy demand | 0 | FEC
GR | TYNDP2026 | NT | 2035 | TWh | 404 | Sub_sector | Buildings | Appliances | Buildings (appliances) | Energetic | buildings_appliances_final_demand_other | Others | EU | Energy demand | 0 | FEC
GR | TYNDP2026 | NT | 2035 | TWh | 405 | Sub_sector | Buildings | Appliances | Buildings (appliances) | Energetic | buildings_appliances_final_demand_ammonia | Ammonia | EU | Energy demand | 0 | FEC
GR | TYNDP2026 | NT | 2035 | TWh | 407 | Sub_sector | Buildings | Datacenters | Datacenters & ICT | Energetic | datacentres_final_demand_electricity_energetic | Electricity | EU | Energy demand | 1.4583 | FEC
GR | TYNDP2026 | NT | 2035 | TWh | 408 | Sub_sector | Buildings | Datacenters | Datacenters & ICT | Energetic | datacentres_final_demand_hydrogen_energetic | Hydrogen | EU | Energy demand | 0 | FEC
GR | TYNDP2026 | NT | 2035 | TWh | 409 | Sub_sector | Buildings | Datacenters | Datacenters & ICT | Energetic | datacentres_final_demand_methane_energetic | Methane | EU | Energy demand | 0 | FEC
GR | TYNDP2026 | NT | 2035 | TWh | 410 | Sub_sector | Buildings | Datacenters | Datacenters & ICT | Energetic | datacentres_final_demand_heat_energetic | Heat | EU | Energy demand | 0 | FEC
GR | TYNDP2026 | NT | 2035 | TWh | 411 | Sub_sector | Buildings | Datacenters | Datacenters & ICT | Energetic | datacentres_final_demand_biomass_energetic | Biomass | EU | Energy demand | 0 | FEC
GR | TYNDP2026 | NT | 2035 | TWh | 412 | Sub_sector | Buildings | Datacenters | Datacenters & ICT | Energetic | datacentres_final_demand_coal_energetic | Solids | EU | Energy demand | 0 | FEC
GR | TYNDP2026 | NT | 2035 | TWh | 413 | Sub_sector | Buildings | Datacenters | Datacenters & ICT | Energetic | datacentres_final_demand_oil_energetic | Liquids | EU | Energy demand | 0 | FEC
GR | TYNDP2026 | NT | 2035 | TWh | 414 | Sub_sector | Buildings | Datacenters | Datacenters & ICT | Energetic | datacentres_final_demand_other_energetic | Others | EU | Energy demand | 0 | FEC
GR | TYNDP2026 | NT | 2035 | TWh | 415 | Sub_sector | Buildings | Datacenters | Datacenters & ICT | Energetic | datacentres_final_demand_ammonia_energetic | Ammonia | EU | Energy demand | 0 | FEC
GR | TYNDP2026 | NT | 2035 | TWh | 417 | Sub_sector | Transport | Others_Sector | Others_Sector | Energetic | other_final_demand_electricity_energetic | Electricity | EU | Energy demand | 0 | FEC
GR | TYNDP2026 | NT | 2035 | TWh | 418 | Sub_sector | Transport | Others_Sector | Others_Sector | Energetic | other_final_demand_hydrogen_energetic | Hydrogen | EU | Energy demand | 0 | FEC
GR | TYNDP2026 | NT | 2035 | TWh | 419 | Sub_sector | Transport | Pipeline Transport | Others_Sector | Energetic | other_final_demand_methane_energetic | Methane | EU | Energy demand | 0.051874 | FEC
GR | TYNDP2026 | NT | 2035 | TWh | 420 | Sub_sector | Transport | Others_Sector | Others_Sector | Energetic | other_final_demand_heat_energetic | Heat | EU | Energy demand | 0 | FEC
GR | TYNDP2026 | NT | 2035 | TWh | 421 | Sub_sector | Transport | Others_Sector | Others_Sector | Energetic | other_final_demand_biomass_energetic | Biomass | EU | Energy demand | 0 | FEC
GR | TYNDP2026 | NT | 2035 | TWh | 422 | Sub_sector | Transport | Others_Sector | Others_Sector | Energetic | other_final_demand_coal_energetic | Solids | EU | Energy demand | 0.0001575 | FEC
GR | TYNDP2026 | NT | 2035 | TWh | 423 | Sub_sector | Transport | Others_Sector | Others_Sector | Energetic | other_final_demand_oil_energetic | Liquids | EU | Energy demand | 2.6038 | FEC
GR | TYNDP2026 | NT | 2035 | TWh | 424 | Sub_sector | Others_Sector | Others_Sector | Others_Sector | Non-energetic | other_final_demand_oil_non_energetic | Liquids | EU | Energy demand | 0.21085 | not_included_in_FEC
GR | TYNDP2026 | NT | 2035 | TWh | 425 | Sub_sector | Transport | Others_Sector | Others_Sector | Energetic | other_final_demand_other_energetic | Others | EU | Energy demand | 0 | FEC
GR | TYNDP2026 | NT | 2035 | TWh | 426 | Sub_sector | Transport | Others_Sector | Others_Sector | Energetic | other_final_demand_ammonia_energetic | Ammonia | EU | Energy demand | 0 | FEC
GR | TYNDP2026 | NT | 2035 | TWh | 427 | Sub_sector | Industry | Surplus_Heat_in_Industry | Surplus_Heat_in_Industry | Energetic | final_demand_of_industry_unused_local_production_steam_hot_water | Heat | EU | Energy demand | 0 | FEC
GR | TYNDP2026 | NT | 2035 | TWh | 429 | Sub_sector | Agriculture | Total | Agriculture | Energetic | agriculture_final_demand_electricity_energetic | Electricity | EU | Energy demand | 2.7995 | FEC
GR | TYNDP2026 | NT | 2035 | TWh | 430 | Sub_sector | Agriculture | Total | Agriculture | Energetic | agriculture_final_demand_hydrogen_energetic | Hydrogen | EU | Energy demand | 0 | FEC
GR | TYNDP2026 | NT | 2035 | TWh | 431 | Sub_sector | Agriculture | Total | Agriculture | Energetic | agriculture_final_demand_methane_energetic | Methane | EU | Energy demand | 0 | FEC
GR | TYNDP2026 | NT | 2035 | TWh | 432 | Sub_sector | Agriculture | Total | Agriculture | Energetic | agriculture_final_demand_heat_energetic | Heat | EU | Energy demand | 0 | FEC
GR | TYNDP2026 | NT | 2035 | TWh | 433 | Sub_sector | Agriculture | Total | Agriculture | Energetic | agriculture_final_demand_biomass_energetic | Biomass | EU | Energy demand | 0 | FEC
GR | TYNDP2026 | NT | 2035 | TWh | 434 | Sub_sector | Agriculture | Total | Agriculture | Energetic | agriculture_final_demand_coal_energetic | Solids | EU | Energy demand | 0 | FEC
GR | TYNDP2026 | NT | 2035 | TWh | 435 | Sub_sector | Agriculture | Total | Agriculture | Energetic | agriculture_final_demand_oil_energetic | Liquids | EU | Energy demand | 0 | FEC
GR | TYNDP2026 | NT | 2035 | TWh | 436 | Sub_sector | Agriculture | Total | Agriculture | Energetic | agriculture_final_demand_other_energetic | Others | EU | Energy demand | 0 | FEC
GR | TYNDP2026 | NT | 2035 | TWh | 437 | Sub_sector | Agriculture | Total | Agriculture | Energetic | agriculture_final_demand_ammonia_energetic | Ammonia | EU | Energy demand | 0 | FEC
GR | TYNDP2026 | NT | 2035 | TWh | 447 | Sub_sector | Buildings | Surplus Energy | Buildings | Energetic | GAP | Electricity | EU | Energy demand | 0 | FEC
GR | TYNDP2026 | NT | 2035 | TWh | 448 | Sub_sector | Buildings | Surplus Energy | Buildings | Energetic | GAP | Hydrogen | EU | Energy demand | 0 | FEC
GR | TYNDP2026 | NT | 2035 | TWh | 449 | Sub_sector | Buildings | Surplus Energy | Buildings | Energetic | GAP | Methane | EU | Energy demand | 0 | FEC
GR | TYNDP2026 | NT | 2035 | TWh | 450 | Sub_sector | Buildings | Surplus Energy | Buildings | Energetic | GAP | Heat | EU | Energy demand | 0 | FEC
GR | TYNDP2026 | NT | 2035 | TWh | 451 | Sub_sector | Buildings | Surplus Energy | Buildings | Energetic | GAP | Biomass | EU | Energy demand | 0.0002625 | FEC
GR | TYNDP2026 | NT | 2035 | TWh | 452 | Sub_sector | Buildings | Surplus Energy | Buildings | Energetic | GAP | Solids | EU | Energy demand | 0 | FEC
GR | TYNDP2026 | NT | 2035 | TWh | 453 | Sub_sector | Buildings | Surplus Energy | Buildings | Energetic | GAP | Liquids | EU | Energy demand | 0.50016 | FEC
GR | TYNDP2026 | NT | 2035 | TWh | 454 | Sub_sector | Buildings | Surplus Energy | Buildings | Energetic | GAP | Others | EU | Energy demand | 0 | FEC
GR | TYNDP2026 | NT | 2035 | TWh | 455 | Sub_sector | Buildings | Surplus Energy | Buildings | Energetic | GAP | Ammonia | EU | Energy demand | 0 | FEC
GR | TYNDP2026 | NT | 2035 | TWh | 456 | Sub_sector | Households | Surplus Energy | Households | Energetic | GAP | Electricity | EU | Energy demand | 0 | FEC
GR | TYNDP2026 | NT | 2035 | TWh | 457 | Sub_sector | Households | Surplus Energy | Households | Energetic | GAP | Hydrogen | EU | Energy demand | 0 | FEC
GR | TYNDP2026 | NT | 2035 | TWh | 458 | Sub_sector | Households | Surplus Energy | Households | Energetic | GAP | Methane | EU | Energy demand | 0 | FEC
GR | TYNDP2026 | NT | 2035 | TWh | 459 | Sub_sector | Households | Surplus Energy | Households | Energetic | GAP | Heat | EU | Energy demand | 0 | FEC
GR | TYNDP2026 | NT | 2035 | TWh | 460 | Sub_sector | Households | Surplus Energy | Households | Energetic | GAP | Biomass | EU | Energy demand | 0 | FEC
GR | TYNDP2026 | NT | 2035 | TWh | 461 | Sub_sector | Households | Surplus Energy | Households | Energetic | GAP | Solids | EU | Energy demand | 0 | FEC
GR | TYNDP2026 | NT | 2035 | TWh | 462 | Sub_sector | Households | Surplus Energy | Households | Energetic | GAP | Liquids | EU | Energy demand | 0 | FEC
GR | TYNDP2026 | NT | 2035 | TWh | 463 | Sub_sector | Households | Surplus Energy | Households | Energetic | GAP | Others | EU | Energy demand | 0 | FEC
GR | TYNDP2026 | NT | 2035 | TWh | 464 | Sub_sector | Households | Surplus Energy | Households | Energetic | GAP | Ammonia | EU | Energy demand | 0 | FEC
GR | TYNDP2026 | NT | 2040 | TWh | 102 | Sub_sector | Industry | Aluminium | Industry (aluminium) | Energetic | industry_aluminium_demand_electricity_energetic | Electricity | EU | Energy demand | 2.9171 | FEC
GR | TYNDP2026 | NT | 2040 | TWh | 103 | Sub_sector | Industry | Aluminium | Industry (aluminium) | Energetic | industry_aluminium_demand_hydrogen_energetic | Hydrogen | EU | Energy demand | 0 | FEC
GR | TYNDP2026 | NT | 2040 | TWh | 104 | Sub_sector | Industry | Aluminium | Industry (aluminium) | Energetic | industry_aluminium_demand_methane_energetic | Methane | EU | Energy demand | 0.20559 | FEC
GR | TYNDP2026 | NT | 2040 | TWh | 105 | Sub_sector | Industry | Aluminium | Industry (aluminium) | Energetic | industry_aluminium_demand_heat_energetic | Heat | EU | Energy demand | 0 | FEC
GR | TYNDP2026 | NT | 2040 | TWh | 106 | Sub_sector | Industry | Aluminium | Industry (aluminium) | Energetic | industry_aluminium_demand_biomass_energetic | Biomass | EU | Energy demand | 0 | FEC
GR | TYNDP2026 | NT | 2040 | TWh | 107 | Sub_sector | Industry | Aluminium | Industry (aluminium) | Energetic | industry_aluminium_demand_coal_energetic | Solids | EU | Energy demand | 0 | FEC
GR | TYNDP2026 | NT | 2040 | TWh | 108 | Sub_sector | Industry | Aluminium | Industry (aluminium) | Energetic | industry_aluminium_demand_oil_energetic | Liquids | EU | Energy demand | 0 | FEC
GR | TYNDP2026 | NT | 2040 | TWh | 109 | Sub_sector | Industry | Aluminium | Industry (aluminium) | Energetic | industry_aluminium_demand_others_energetic | Others | EU | Energy demand | 0 | FEC
GR | TYNDP2026 | NT | 2040 | TWh | 110 | Sub_sector | Industry | Aluminium | Industry (aluminium) | Energetic | industry_ammonia_demand_others_energetic | Ammonia | EU | Energy demand | 0 | FEC
GR | TYNDP2026 | NT | 2040 | TWh | 112 | Sub_sector | Industry | Chemicals | Industry (chemicals, energetic) | Energetic | industry_chemical_demand_electricity_energetic | Electricity | EU | Energy demand | 0.11764 | FEC
GR | TYNDP2026 | NT | 2040 | TWh | 113 | Sub_sector | Industry | Chemicals | Industry (chemicals, energetic) | Energetic | industry_chemical_demand_hydrogen_energetic | Hydrogen | EU | Energy demand | 0 | FEC
GR | TYNDP2026 | NT | 2040 | TWh | 114 | Sub_sector | Industry | Chemicals | Industry (chemicals, energetic) | Energetic | industry_chemical_demand_methane_energetic | Methane | EU | Energy demand | 0.0018071 | FEC
GR | TYNDP2026 | NT | 2040 | TWh | 115 | Sub_sector | Industry | Chemicals | Industry (chemicals, energetic) | Energetic | industry_chemical_demand_heat_energetic | Heat | EU | Energy demand | 0 | FEC
GR | TYNDP2026 | NT | 2040 | TWh | 116 | Sub_sector | Industry | Chemicals | Industry (chemicals, energetic) | Energetic | industry_chemical_demand_biomass_energetic | Biomass | EU | Energy demand | 0 | FEC
GR | TYNDP2026 | NT | 2040 | TWh | 117 | Sub_sector | Industry | Chemicals | Industry (chemicals, energetic) | Energetic | industry_chemical_demand_coal_energetic | Solids | EU | Energy demand | 0 | FEC
GR | TYNDP2026 | NT | 2040 | TWh | 118 | Sub_sector | Industry | Chemicals | Industry (chemicals, energetic) | Energetic | industry_chemical_demand_oil_energetic | Liquids | EU | Energy demand | 0.0025764 | FEC
GR | TYNDP2026 | NT | 2040 | TWh | 119 | Sub_sector | Industry | Chemicals | Industry (chemicals, energetic) | Energetic | industry_chemical_demand_others_energetic | Others | EU | Energy demand | 0 | FEC
GR | TYNDP2026 | NT | 2040 | TWh | 120 | Sub_sector | Industry | Chemicals | Industry (chemicals, energetic) | Energetic | industry_chemical_demand_ammonia_energetic | Ammonia | EU | Energy demand | 0 | FEC
GR | TYNDP2026 | NT | 2040 | TWh | 122 | Sub_sector | Industry | Chemicals | Industry (chemicals, non-energetic) | Non-energetic | industry_chemical_demand_electricity_non_energetic | Electricity | EU | Energy demand | 0 | not_included_in_FEC
GR | TYNDP2026 | NT | 2040 | TWh | 123 | Sub_sector | Industry | Chemicals | Industry (chemicals, non-energetic) | Non-energetic | industry_chemical_demand_hydrogen_non_energetic | Hydrogen | EU | Energy demand | 0.019661 | not_included_in_FEC
GR | TYNDP2026 | NT | 2040 | TWh | 124 | Sub_sector | Industry | Chemicals | Industry (chemicals, non-energetic) | Non-energetic | industry_chemical_demand_methane_non_energetic | Methane | EU | Energy demand | 1.1068 | not_included_in_FEC
GR | TYNDP2026 | NT | 2040 | TWh | 125 | Sub_sector | Industry | Chemicals | Industry (chemicals, non-energetic) | Non-energetic | industry_chemical_demand_heat_non_energetic | Heat | EU | Energy demand | 0 | not_included_in_FEC
GR | TYNDP2026 | NT | 2040 | TWh | 126 | Sub_sector | Industry | Chemicals | Industry (chemicals, non-energetic) | Non-energetic | industry_chemical_demand_biomass_non_energetic | Biomass | EU | Energy demand | 0 | not_included_in_FEC
GR | TYNDP2026 | NT | 2040 | TWh | 127 | Sub_sector | Industry | Chemicals | Industry (chemicals, non-energetic) | Non-energetic | industry_chemical_demand_coal_non_energetic | Solids | EU | Energy demand | 0 | not_included_in_FEC
GR | TYNDP2026 | NT | 2040 | TWh | 128 | Sub_sector | Industry | Chemicals | Industry (chemicals, non-energetic) | Non-energetic | industry_chemical_demand_oil_non_energetic | Liquids | EU | Energy demand | 0.83968 | not_included_in_FEC
GR | TYNDP2026 | NT | 2040 | TWh | 129 | Sub_sector | Industry | Chemicals | Industry (chemicals, non-energetic) | Non-energetic | industry_chemical_demand_others_non_energetic | Others | EU | Energy demand | 0 | not_included_in_FEC
GR | TYNDP2026 | NT | 2040 | TWh | 130 | Sub_sector | Industry | Chemicals | Industry (chemicals, non-energetic) | Non-energetic | industry_chemical_demand_ammonia_non_energetic | Ammonia | EU | Energy demand | 0 | not_included_in_FEC
GR | TYNDP2026 | NT | 2040 | TWh | 132 | Sub_sector | Industry | Fertilizers | Industry (fertilizers, energetic) | Energetic | industry_fertilizers_demand_electricity_energetic | Electricity | EU | Energy demand | 0.043415 | FEC
GR | TYNDP2026 | NT | 2040 | TWh | 133 | Sub_sector | Industry | Fertilizers | Industry (fertilizers, energetic) | Energetic | industry_fertilizers_demand_hydrogen_energetic | Hydrogen | EU | Energy demand | 0 | FEC
GR | TYNDP2026 | NT | 2040 | TWh | 134 | Sub_sector | Industry | Fertilizers | Industry (fertilizers, energetic) | Energetic | industry_fertilizers_demand_methane_energetic | Methane | EU | Energy demand | 0.27257 | FEC
GR | TYNDP2026 | NT | 2040 | TWh | 135 | Sub_sector | Industry | Fertilizers | Industry (fertilizers, energetic) | Energetic | industry_fertilizers_demand_heat_energetic | Heat | EU | Energy demand | 0 | FEC
GR | TYNDP2026 | NT | 2040 | TWh | 136 | Sub_sector | Industry | Fertilizers | Industry (fertilizers, energetic) | Energetic | industry_fertilizers_demand_biomass_energetic | Biomass | EU | Energy demand | 0 | FEC
GR | TYNDP2026 | NT | 2040 | TWh | 137 | Sub_sector | Industry | Fertilizers | Industry (fertilizers, energetic) | Energetic | industry_fertilizers_demand_coal_energetic | Solids | EU | Energy demand | 0 | FEC
GR | TYNDP2026 | NT | 2040 | TWh | 138 | Sub_sector | Industry | Fertilizers | Industry (fertilizers, energetic) | Energetic | industry_fertilizers_demand_oil_energetic | Liquids | EU | Energy demand | 0 | FEC
GR | TYNDP2026 | NT | 2040 | TWh | 139 | Sub_sector | Industry | Fertilizers | Industry (fertilizers, energetic) | Energetic | industry_fertilizers_demand_others_energetic | Others | EU | Energy demand | 0 | FEC
GR | TYNDP2026 | NT | 2040 | TWh | 140 | Sub_sector | Industry | Fertilizers | Industry (fertilizers, energetic) | Energetic | industry_fertilizers_demand_ammonia_energetic | Ammonia | EU | Energy demand | 0 | FEC
GR | TYNDP2026 | NT | 2040 | TWh | 142 | Sub_sector | Industry | Fertilizers | Industry (fertilizers, non-energetic) | Non-energetic | industry_fertilizers_demand_electricity_non_energetic | Electricity | EU | Energy demand | 0 | not_included_in_FEC
GR | TYNDP2026 | NT | 2040 | TWh | 143 | Sub_sector | Industry | Fertilizers | Industry (fertilizers, non-energetic) | Non-energetic | industry_fertilizers_demand_hydrogen_non_energetic | Hydrogen | EU | Energy demand | 0.6 | not_included_in_FEC
GR | TYNDP2026 | NT | 2040 | TWh | 144 | Sub_sector | Industry | Fertilizers | Industry (fertilizers, non-energetic) | Non-energetic | industry_fertilizers_demand_methane_non_energetic | Methane | EU | Energy demand | 0.3699 | not_included_in_FEC
GR | TYNDP2026 | NT | 2040 | TWh | 145 | Sub_sector | Industry | Fertilizers | Industry (fertilizers, non-energetic) | Non-energetic | industry_fertilizers_demand_heat_non_energetic | Heat | EU | Energy demand | 0 | not_included_in_FEC
GR | TYNDP2026 | NT | 2040 | TWh | 146 | Sub_sector | Industry | Fertilizers | Industry (fertilizers, non-energetic) | Non-energetic | industry_fertilizers_demand_biomass_non_energetic | Biomass | EU | Energy demand | 0 | not_included_in_FEC
GR | TYNDP2026 | NT | 2040 | TWh | 147 | Sub_sector | Industry | Fertilizers | Industry (fertilizers, non-energetic) | Non-energetic | industry_fertilizers_demand_coal_non_energetic | Solids | EU | Energy demand | 0 | not_included_in_FEC
GR | TYNDP2026 | NT | 2040 | TWh | 148 | Sub_sector | Industry | Fertilizers | Industry (fertilizers, non-energetic) | Non-energetic | industry_fertilizers_demand_oil_non_energetic | Liquids | EU | Energy demand | 0 | not_included_in_FEC
GR | TYNDP2026 | NT | 2040 | TWh | 149 | Sub_sector | Industry | Fertilizers | Industry (fertilizers, non-energetic) | Non-energetic | industry_fertilizers_demand_others_non_energetic | Others | EU | Energy demand | 0 | not_included_in_FEC
GR | TYNDP2026 | NT | 2040 | TWh | 150 | Sub_sector | Industry | Fertilizers | Industry (fertilizers, non-energetic) | Non-energetic | industry_fertilizers_demand_ammonia_non_energetic | Ammonia | EU | Energy demand | 0 | not_included_in_FEC
GR | TYNDP2026 | NT | 2040 | TWh | 152 | Sub_sector | Industry | Food | Industry (food) | Energetic | industry_food_demand_electricity_energetic | Electricity | EU | Energy demand | 2.9708 | FEC
GR | TYNDP2026 | NT | 2040 | TWh | 153 | Sub_sector | Industry | Food | Industry (food) | Energetic | industry_food_demand_hydrogen_energetic | Hydrogen | EU | Energy demand | 0 | FEC
GR | TYNDP2026 | NT | 2040 | TWh | 154 | Sub_sector | Industry | Food | Industry (food) | Energetic | industry_food_demand_methane_energetic | Methane | EU | Energy demand | 0.099776 | FEC
GR | TYNDP2026 | NT | 2040 | TWh | 155 | Sub_sector | Industry | Food | Industry (food) | Energetic | industry_food_demand_heat_energetic | Heat | EU | Energy demand | 0 | FEC
GR | TYNDP2026 | NT | 2040 | TWh | 156 | Sub_sector | Industry | Food | Industry (food) | Energetic | industry_food_demand_biomass_energetic | Biomass | EU | Energy demand | 1.3671 | FEC
GR | TYNDP2026 | NT | 2040 | TWh | 157 | Sub_sector | Industry | Food | Industry (food) | Energetic | industry_food_demand_coal_energetic | Solids | EU | Energy demand | 0 | FEC
GR | TYNDP2026 | NT | 2040 | TWh | 158 | Sub_sector | Industry | Food | Industry (food) | Energetic | industry_food_demand_oil_energetic | Liquids | EU | Energy demand | 0.67786 | FEC
GR | TYNDP2026 | NT | 2040 | TWh | 159 | Sub_sector | Industry | Food | Industry (food) | Energetic | industry_food_demand_others_energetic | Others | EU | Energy demand | 0 | FEC
GR | TYNDP2026 | NT | 2040 | TWh | 160 | Sub_sector | Industry | Food | Industry (food) | Energetic | industry_food_demand_ammonia_energetic | Ammonia | EU | Energy demand | 0 | FEC
GR | TYNDP2026 | NT | 2040 | TWh | 162 | Sub_sector | Industry | Metals | Industry (metal) | Energetic | industry_metal_demand_electricity_energetic | Electricity | EU | Energy demand | 0 | FEC
GR | TYNDP2026 | NT | 2040 | TWh | 163 | Sub_sector | Industry | Metals | Industry (metal) | Energetic | industry_metal_demand_hydrogen_energetic | Hydrogen | EU | Energy demand | 0 | FEC
GR | TYNDP2026 | NT | 2040 | TWh | 164 | Sub_sector | Industry | Metals | Industry (metal) | Energetic | industry_metal_demand_methane_energetic | Methane | EU | Energy demand | 0 | FEC
GR | TYNDP2026 | NT | 2040 | TWh | 165 | Sub_sector | Industry | Metals | Industry (metal) | Energetic | industry_metal_demand_heat_energetic | Heat | EU | Energy demand | 0 | FEC
GR | TYNDP2026 | NT | 2040 | TWh | 166 | Sub_sector | Industry | Metals | Industry (metal) | Energetic | industry_metal_demand_biomass_energetic | Biomass | EU | Energy demand | 0 | FEC
GR | TYNDP2026 | NT | 2040 | TWh | 167 | Sub_sector | Industry | Metals | Industry (metal) | Energetic | industry_metal_demand_coal_energetic | Solids | EU | Energy demand | 0 | FEC
GR | TYNDP2026 | NT | 2040 | TWh | 168 | Sub_sector | Industry | Metals | Industry (metal) | Energetic | industry_metal_demand_oil_energetic | Liquids | EU | Energy demand | 0 | FEC
GR | TYNDP2026 | NT | 2040 | TWh | 169 | Sub_sector | Industry | Metals | Industry (metal) | Energetic | industry_metal_demand_others_energetic | Others | EU | Energy demand | 0 | FEC
GR | TYNDP2026 | NT | 2040 | TWh | 170 | Sub_sector | Industry | Metals | Industry (metal) | Energetic | industry_metal_demand_ammonia_energetic | Ammonia | EU | Energy demand | 0 | FEC
GR | TYNDP2026 | NT | 2040 | TWh | 172 | Sub_sector | Industry | Others | Industry (other, energetic) | Energetic | industry_other_demand_electricity_energetic | Electricity | EU | Energy demand | 6.5873 | FEC
GR | TYNDP2026 | NT | 2040 | TWh | 173 | Sub_sector | Industry | Others | Industry (other, energetic) | Energetic | industry_other_demand_hydrogen_energetic | Hydrogen | EU | Energy demand | 0 | FEC
GR | TYNDP2026 | NT | 2040 | TWh | 174 | Sub_sector | Industry | Others | Industry (other, energetic) | Energetic | industry_other_demand_methane_energetic | Methane | EU | Energy demand | 0.014638 | FEC
GR | TYNDP2026 | NT | 2040 | TWh | 175 | Sub_sector | Industry | Others | Industry (other, energetic) | Energetic | industry_other_demand_heat_energetic | Heat | EU | Energy demand | 0 | FEC
GR | TYNDP2026 | NT | 2040 | TWh | 176 | Sub_sector | Industry | Others | Industry (other, energetic) | Energetic | industry_other_demand_biomass_energetic | Biomass | EU | Energy demand | 1.209 | FEC
GR | TYNDP2026 | NT | 2040 | TWh | 177 | Sub_sector | Industry | Others | Industry (other, energetic) | Energetic | industry_other_demand_coal_energetic | Solids | EU | Energy demand | 0 | FEC
GR | TYNDP2026 | NT | 2040 | TWh | 178 | Sub_sector | Industry | Others | Industry (other, energetic) | Energetic | industry_other_demand_oil_energetic | Liquids | EU | Energy demand | 6.8275 | FEC
GR | TYNDP2026 | NT | 2040 | TWh | 179 | Sub_sector | Industry | Others | Industry (other, energetic) | Energetic | industry_other_demand_others_energetic | Others | EU | Energy demand | 0 | FEC
GR | TYNDP2026 | NT | 2040 | TWh | 180 | Sub_sector | Industry | Others | Industry (other, energetic) | Energetic | industry_other_demand_ammonia_energetic | Ammonia | EU | Energy demand | 0 | FEC
GR | TYNDP2026 | NT | 2040 | TWh | 182 | Sub_sector | Industry | Others | Industry (other, non-energetic) | Non-energetic | industry_other_demand_electricity_non_energetic | Electricity | EU | Energy demand | 0 | not_included_in_FEC
GR | TYNDP2026 | NT | 2040 | TWh | 183 | Sub_sector | Industry | Others | Industry (other, non-energetic) | Non-energetic | industry_other_demand_hydrogen_non_energetic | Hydrogen | EU | Energy demand | 0 | not_included_in_FEC
GR | TYNDP2026 | NT | 2040 | TWh | 184 | Sub_sector | Industry | Others | Industry (other, non-energetic) | Non-energetic | industry_other_demand_methane_non_energetic | Methane | EU | Energy demand | 0 | not_included_in_FEC
GR | TYNDP2026 | NT | 2040 | TWh | 185 | Sub_sector | Industry | Others | Industry (other, non-energetic) | Non-energetic | industry_other_demand_heat_non_energetic | Heat | EU | Energy demand | 0 | not_included_in_FEC
GR | TYNDP2026 | NT | 2040 | TWh | 186 | Sub_sector | Industry | Others | Industry (other, non-energetic) | Non-energetic | industry_other_demand_biomass_non_energetic | Biomass | EU | Energy demand | 0 | not_included_in_FEC
GR | TYNDP2026 | NT | 2040 | TWh | 187 | Sub_sector | Industry | Others | Industry (other, non-energetic) | Non-energetic | industry_other_demand_coal_non_energetic | Solids | EU | Energy demand | 0 | not_included_in_FEC
GR | TYNDP2026 | NT | 2040 | TWh | 188 | Sub_sector | Industry | Others | Industry (other, non-energetic) | Non-energetic | industry_other_demand_oil_non_energetic | Liquids | EU | Energy demand | 1.8137 | not_included_in_FEC
GR | TYNDP2026 | NT | 2040 | TWh | 189 | Sub_sector | Industry | Others | Industry (other, non-energetic) | Non-energetic | industry_other_demand_others_non_energetic | Others | EU | Energy demand | 0 | not_included_in_FEC
GR | TYNDP2026 | NT | 2040 | TWh | 190 | Sub_sector | Industry | Others | Industry (other, non-energetic) | Non-energetic | industry_other_demand_ammonia_non_energetic | Ammonia | EU | Energy demand | 0 | not_included_in_FEC
GR | TYNDP2026 | NT | 2040 | TWh | 192 | Sub_sector | Industry | Paper | Industry (paper) | Energetic | industry_paper_demand_electricity_energetic | Electricity | EU | Energy demand | 0.46436 | FEC
GR | TYNDP2026 | NT | 2040 | TWh | 193 | Sub_sector | Industry | Paper | Industry (paper) | Energetic | industry_paper_demand_hydrogen_energetic | Hydrogen | EU | Energy demand | 0 | FEC
GR | TYNDP2026 | NT | 2040 | TWh | 194 | Sub_sector | Industry | Paper | Industry (paper) | Energetic | industry_paper_demand_methane_energetic | Methane | EU | Energy demand | 0.19738 | FEC
GR | TYNDP2026 | NT | 2040 | TWh | 195 | Sub_sector | Industry | Paper | Industry (paper) | Energetic | industry_paper_demand_heat_energetic | Heat | EU | Energy demand | 0 | FEC
GR | TYNDP2026 | NT | 2040 | TWh | 196 | Sub_sector | Industry | Paper | Industry (paper) | Energetic | industry_paper_demand_biomass_energetic | Biomass | EU | Energy demand | 0.23913 | FEC
GR | TYNDP2026 | NT | 2040 | TWh | 197 | Sub_sector | Industry | Paper | Industry (paper) | Energetic | industry_paper_demand_coal_energetic | Solids | EU | Energy demand | 0 | FEC
GR | TYNDP2026 | NT | 2040 | TWh | 198 | Sub_sector | Industry | Paper | Industry (paper) | Energetic | industry_paper_demand_oil_energetic | Liquids | EU | Energy demand | 0 | FEC
GR | TYNDP2026 | NT | 2040 | TWh | 199 | Sub_sector | Industry | Paper | Industry (paper) | Energetic | industry_paper_demand_others_energetic | Others | EU | Energy demand | 0 | FEC
GR | TYNDP2026 | NT | 2040 | TWh | 200 | Sub_sector | Industry | Paper | Industry (paper) | Energetic | industry_paper_demand_ammonia_energetic | Ammonia | EU | Energy demand | 0 | FEC
GR | TYNDP2026 | NT | 2040 | TWh | 202 | Sub_sector | Industry | Refineries | Industry (refineries, energetic) | Energetic | industry_refinery_demand_electricity_energetic | Electricity | EU | Energy demand | 0.6043 | not_included_in_FEC
GR | TYNDP2026 | NT | 2040 | TWh | 203 | Sub_sector | Industry | Refineries | Industry (refineries, energetic) | Energetic | industry_refinery_demand_hydrogen_energetic | Hydrogen | EU | Energy demand | 0.27131 | not_included_in_FEC
GR | TYNDP2026 | NT | 2040 | TWh | 204 | Sub_sector | Industry | Refineries | Industry (refineries, energetic) | Energetic | industry_refinery_demand_methane_energetic | Methane | EU | Energy demand | 0.54261 | not_included_in_FEC
GR | TYNDP2026 | NT | 2040 | TWh | 205 | Sub_sector | Industry | Refineries | Industry (refineries, energetic) | Energetic | industry_refinery_demand_heat_energetic | Heat | EU | Energy demand | 0.83717 | not_included_in_FEC
GR | TYNDP2026 | NT | 2040 | TWh | 206 | Sub_sector | Industry | Refineries | Industry (refineries, energetic) | Energetic | industry_refinery_demand_biomass_energetic | Biomass | EU | Energy demand | 0 | not_included_in_FEC
GR | TYNDP2026 | NT | 2040 | TWh | 207 | Sub_sector | Industry | Refineries | Industry (refineries, energetic) | Energetic | industry_refinery_demand_coal_energetic | Solids | EU | Energy demand | 0 | not_included_in_FEC
GR | TYNDP2026 | NT | 2040 | TWh | 208 | Sub_sector | Industry | Refineries | Industry (refineries, energetic) | Energetic | industry_refinery_demand_oil_energetic | Liquids | EU | Energy demand | 6.5141 | not_included_in_FEC
GR | TYNDP2026 | NT | 2040 | TWh | 209 | Sub_sector | Industry | Refineries | Industry (refineries, energetic) | Energetic | industry_refinery_demand_others_energetic | Others | EU | Energy demand | 0 | not_included_in_FEC
GR | TYNDP2026 | NT | 2040 | TWh | 210 | Sub_sector | Industry | Refineries | Industry (refineries, energetic) | Energetic | industry_refinery_demand_ammonia_energetic | Ammonia | EU | Energy demand | 0 | not_included_in_FEC
GR | TYNDP2026 | NT | 2040 | TWh | 212 | Sub_sector | Industry | Refineries | Industry (refineries, non-energetic) | Non-energetic | industry_refinery_demand_electricity_non_energetic | Electricity | EU | Energy demand | 0 | not_included_in_FEC
GR | TYNDP2026 | NT | 2040 | TWh | 213 | Sub_sector | Industry | Refineries | Industry (refineries, non-energetic) | Non-energetic | industry_refinery_demand_hydrogen_non_energetic | Hydrogen | EU | Energy demand | 0 | not_included_in_FEC
GR | TYNDP2026 | NT | 2040 | TWh | 214 | Sub_sector | Industry | Refineries | Industry (refineries, non-energetic) | Non-energetic | industry_refinery_demand_methane_non_energetic | Methane | EU | Energy demand | 0 | not_included_in_FEC
GR | TYNDP2026 | NT | 2040 | TWh | 215 | Sub_sector | Industry | Refineries | Industry (refineries, non-energetic) | Non-energetic | industry_refinery_demand_heat_non_energetic | Heat | EU | Energy demand | 0 | not_included_in_FEC
GR | TYNDP2026 | NT | 2040 | TWh | 216 | Sub_sector | Industry | Refineries | Industry (refineries, non-energetic) | Non-energetic | industry_refinery_demand_biomass_non_energetic | Biomass | EU | Energy demand | 0 | not_included_in_FEC
GR | TYNDP2026 | NT | 2040 | TWh | 217 | Sub_sector | Industry | Refineries | Industry (refineries, non-energetic) | Non-energetic | industry_refinery_demand_coal_non_energetic | Solids | EU | Energy demand | 0 | not_included_in_FEC
GR | TYNDP2026 | NT | 2040 | TWh | 218 | Sub_sector | Industry | Refineries | Industry (refineries, non-energetic) | Non-energetic | industry_refinery_demand_oil_non_energetic | Liquids | EU | Energy demand | 0 | not_included_in_FEC
GR | TYNDP2026 | NT | 2040 | TWh | 219 | Sub_sector | Industry | Refineries | Industry (refineries, non-energetic) | Non-energetic | industry_refinery_demand_others_non_energetic | Others | EU | Energy demand | 0 | not_included_in_FEC
GR | TYNDP2026 | NT | 2040 | TWh | 220 | Sub_sector | Industry | Refineries | Industry (refineries, non-energetic) | Non-energetic | industry_refinery_demand_ammonia_non_energetic | Ammonia | EU | Energy demand | 0 | not_included_in_FEC
GR | TYNDP2026 | NT | 2040 | TWh | 222 | Sub_sector | Industry | Steel | Industry (steel) | Energetic | industry_steel_demand_electricity_energetic | Electricity | EU | Energy demand | 1.2143 | FEC
GR | TYNDP2026 | NT | 2040 | TWh | 223 | Sub_sector | Industry | Steel | Industry (steel) | Energetic | industry_steel_demand_hydrogen_energetic | Hydrogen | EU | Energy demand | 0 | FEC
GR | TYNDP2026 | NT | 2040 | TWh | 224 | Sub_sector | Industry | Steel | Industry (steel) | Energetic | industry_steel_demand_methane_energetic | Methane | EU | Energy demand | 0.32864 | FEC
GR | TYNDP2026 | NT | 2040 | TWh | 225 | Sub_sector | Industry | Steel | Industry (steel) | Energetic | industry_steel_demand_heat_energetic | Heat | EU | Energy demand | 0 | FEC
GR | TYNDP2026 | NT | 2040 | TWh | 226 | Sub_sector | Industry | Steel | Industry (steel) | Energetic | industry_steel_demand_biomass_energetic | Biomass | EU | Energy demand | 0 | FEC
GR | TYNDP2026 | NT | 2040 | TWh | 227 | Sub_sector | Industry | Steel | Industry (steel) | Energetic | industry_steel_demand_coal_energetic | Solids | EU | Energy demand | 0 | FEC
GR | TYNDP2026 | NT | 2040 | TWh | 228 | Sub_sector | Industry | Steel | Industry (steel) | Energetic | industry_steel_demand_oil_energetic | Liquids | EU | Energy demand | 0.1264 | FEC
GR | TYNDP2026 | NT | 2040 | TWh | 229 | Sub_sector | Industry | Steel | Industry (steel) | Energetic | industry_steel_demand_others_energetic | Others | EU | Energy demand | 0 | FEC
GR | TYNDP2026 | NT | 2040 | TWh | 230 | Sub_sector | Industry | Steel | Industry (steel) | Energetic | industry_steel_demand_ammonia_energetic | Ammonia | EU | Energy demand | 0 | FEC
GR | TYNDP2026 | NT | 2040 | TWh | 232 | Sub_sector | Transport | Cars | Transport (cars) | Energetic | transport_cars_final_demand_electricity | Electricity | EU | Energy demand | 7.8027 | FEC
GR | TYNDP2026 | NT | 2040 | TWh | 233 | Sub_sector | Transport | Cars | Transport (cars) | Energetic | transport_cars_final_demand_hydrogen | Hydrogen | EU | Energy demand | 0 | FEC
GR | TYNDP2026 | NT | 2040 | TWh | 234 | Sub_sector | Transport | Cars | Transport (cars) | Energetic | transport_cars_final_demand_methane | Methane | EU | Energy demand | 0.28213 | FEC
GR | TYNDP2026 | NT | 2040 | TWh | 235 | Sub_sector | Transport | Cars | Transport (cars) | Energetic | transport_cars_final_demand_heat | Heat | EU | Energy demand | 0 | FEC
GR | TYNDP2026 | NT | 2040 | TWh | 236 | Sub_sector | Transport | Cars | Transport (cars) | Energetic | transport_cars_final_demand_biomass | Biomass | EU | Energy demand | 0 | FEC
GR | TYNDP2026 | NT | 2040 | TWh | 237 | Sub_sector | Transport | Cars | Transport (cars) | Energetic | transport_cars_final_demand_coal | Solids | EU | Energy demand | 0 | FEC
GR | TYNDP2026 | NT | 2040 | TWh | 238 | Sub_sector | Transport | Cars | Transport (cars) | Energetic | transport_cars_final_demand_oil | Liquids | EU | Energy demand | 44.053 | FEC
GR | TYNDP2026 | NT | 2040 | TWh | 239 | Sub_sector | Transport | Cars | Transport (cars) | Energetic | transport_cars_final_demand_other | Others | EU | Energy demand | 0 | FEC
GR | TYNDP2026 | NT | 2040 | TWh | 240 | Sub_sector | Transport | Cars | Transport (cars) | Energetic | transport_cars_final_demand_ammonia | Ammonia | EU | Energy demand | 0 | FEC
GR | TYNDP2026 | NT | 2040 | TWh | 242 | Sub_sector | Transport | Busses | Transport (busses) | Energetic | transport_busses_final_demand_electricity | Electricity | EU | Energy demand | 1.2164 | FEC
GR | TYNDP2026 | NT | 2040 | TWh | 243 | Sub_sector | Transport | Busses | Transport (busses) | Energetic | transport_busses_final_demand_hydrogen | Hydrogen | EU | Energy demand | 0.23222 | FEC
GR | TYNDP2026 | NT | 2040 | TWh | 244 | Sub_sector | Transport | Busses | Transport (busses) | Energetic | transport_busses_final_demand_methane | Methane | EU | Energy demand | 0.18165 | FEC
GR | TYNDP2026 | NT | 2040 | TWh | 245 | Sub_sector | Transport | Busses | Transport (busses) | Energetic | transport_busses_final_demand_heat | Heat | EU | Energy demand | 0 | FEC
GR | TYNDP2026 | NT | 2040 | TWh | 246 | Sub_sector | Transport | Busses | Transport (busses) | Energetic | transport_busses_final_demand_biomass | Biomass | EU | Energy demand | 0 | FEC
GR | TYNDP2026 | NT | 2040 | TWh | 247 | Sub_sector | Transport | Busses | Transport (busses) | Energetic | transport_busses_final_demand_coal | Solids | EU | Energy demand | 0 | FEC
GR | TYNDP2026 | NT | 2040 | TWh | 248 | Sub_sector | Transport | Busses | Transport (busses) | Energetic | transport_busses_final_demand_oil | Liquids | EU | Energy demand | 1.8504 | FEC
GR | TYNDP2026 | NT | 2040 | TWh | 249 | Sub_sector | Transport | Busses | Transport (busses) | Energetic | transport_busses_final_demand_other | Others | EU | Energy demand | 0 | FEC
GR | TYNDP2026 | NT | 2040 | TWh | 250 | Sub_sector | Transport | Busses | Transport (busses) | Energetic | transport_busses_final_demand_ammonia | Ammonia | EU | Energy demand | 0 | FEC
GR | TYNDP2026 | NT | 2040 | TWh | 252 | Sub_sector | Transport | Trucks | Transport (trucks) | Energetic | transport_trucks_final_demand_electricity | Electricity | EU | Energy demand | 4.2819 | FEC
GR | TYNDP2026 | NT | 2040 | TWh | 253 | Sub_sector | Transport | Trucks | Transport (trucks) | Energetic | transport_trucks_final_demand_hydrogen | Hydrogen | EU | Energy demand | 0.35584 | FEC
GR | TYNDP2026 | NT | 2040 | TWh | 254 | Sub_sector | Transport | Trucks | Transport (trucks) | Energetic | transport_trucks_final_demand_methane | Methane | EU | Energy demand | 0.8853 | FEC
GR | TYNDP2026 | NT | 2040 | TWh | 255 | Sub_sector | Transport | Trucks | Transport (trucks) | Energetic | transport_trucks_final_demand_heat | Heat | EU | Energy demand | 0 | FEC
GR | TYNDP2026 | NT | 2040 | TWh | 256 | Sub_sector | Transport | Trucks | Transport (trucks) | Energetic | transport_trucks_final_demand_biomass | Biomass | EU | Energy demand | 0 | FEC
GR | TYNDP2026 | NT | 2040 | TWh | 257 | Sub_sector | Transport | Trucks | Transport (trucks) | Energetic | transport_trucks_final_demand_coal | Solids | EU | Energy demand | 0 | FEC
GR | TYNDP2026 | NT | 2040 | TWh | 258 | Sub_sector | Transport | Trucks | Transport (trucks) | Energetic | transport_trucks_final_demand_oil | Liquids | EU | Energy demand | 4.2349 | FEC
GR | TYNDP2026 | NT | 2040 | TWh | 259 | Sub_sector | Transport | Trucks | Transport (trucks) | Energetic | transport_trucks_final_demand_other | Others | EU | Energy demand | 0 | FEC
GR | TYNDP2026 | NT | 2040 | TWh | 260 | Sub_sector | Transport | Trucks | Transport (trucks) | Energetic | transport_trucks_final_demand_ammonia | Ammonia | EU | Energy demand | 0 | FEC
GR | TYNDP2026 | NT | 2040 | TWh | 262 | Sub_sector | Transport | Vans | Transport (vans) | Energetic | transport_vans_final_demand_electricity | Electricity | EU | Energy demand | 0 | FEC
GR | TYNDP2026 | NT | 2040 | TWh | 263 | Sub_sector | Transport | Vans | Transport (vans) | Energetic | transport_vans_final_demand_hydrogen | Hydrogen | EU | Energy demand | 0 | FEC
GR | TYNDP2026 | NT | 2040 | TWh | 264 | Sub_sector | Transport | Vans | Transport (vans) | Energetic | transport_vans_final_demand_methane | Methane | EU | Energy demand | 0 | FEC
GR | TYNDP2026 | NT | 2040 | TWh | 265 | Sub_sector | Transport | Vans | Transport (vans) | Energetic | transport_vans_final_demand_heat | Heat | EU | Energy demand | 0 | FEC
GR | TYNDP2026 | NT | 2040 | TWh | 266 | Sub_sector | Transport | Vans | Transport (vans) | Energetic | transport_vans_final_demand_biomass | Biomass | EU | Energy demand | 0 | FEC
GR | TYNDP2026 | NT | 2040 | TWh | 267 | Sub_sector | Transport | Vans | Transport (vans) | Energetic | transport_vans_final_demand_coal | Solids | EU | Energy demand | 0 | FEC
GR | TYNDP2026 | NT | 2040 | TWh | 268 | Sub_sector | Transport | Vans | Transport (vans) | Energetic | transport_vans_final_demand_oil | Liquids | EU | Energy demand | 0 | FEC
GR | TYNDP2026 | NT | 2040 | TWh | 269 | Sub_sector | Transport | Vans | Transport (vans) | Energetic | transport_vans_final_demand_other | Others | EU | Energy demand | 0 | FEC
GR | TYNDP2026 | NT | 2040 | TWh | 270 | Sub_sector | Transport | Vans | Transport (vans) | Energetic | transport_vans_final_demand_ammonia | Ammonia | EU | Energy demand | 0 | FEC
GR | TYNDP2026 | NT | 2040 | TWh | 272 | Sub_sector | Transport | Freight trains | Transport (trains) | Energetic | transport_trains_final_demand_electricity | Electricity | EU | Energy demand | 0.35016 | FEC
GR | TYNDP2026 | NT | 2040 | TWh | 273 | Sub_sector | Transport | Freight trains | Transport (trains) | Energetic | transport_trains_final_demand_hydrogen | Hydrogen | EU | Energy demand | 0 | FEC
GR | TYNDP2026 | NT | 2040 | TWh | 274 | Sub_sector | Transport | Freight trains | Transport (trains) | Energetic | transport_trains_final_demand_methane | Methane | EU | Energy demand | 0 | FEC
GR | TYNDP2026 | NT | 2040 | TWh | 275 | Sub_sector | Transport | Freight trains | Transport (trains) | Energetic | transport_trains_final_demand_heat | Heat | EU | Energy demand | 0 | FEC
GR | TYNDP2026 | NT | 2040 | TWh | 276 | Sub_sector | Transport | Freight trains | Transport (trains) | Energetic | transport_trains_final_demand_biomass | Biomass | EU | Energy demand | 0 | FEC
GR | TYNDP2026 | NT | 2040 | TWh | 277 | Sub_sector | Transport | Freight trains | Transport (trains) | Energetic | transport_trains_final_demand_coal | Solids | EU | Energy demand | 0 | FEC
GR | TYNDP2026 | NT | 2040 | TWh | 278 | Sub_sector | Transport | Freight trains | Transport (trains) | Energetic | transport_trains_final_demand_oil | Liquids | EU | Energy demand | 0 | FEC
GR | TYNDP2026 | NT | 2040 | TWh | 279 | Sub_sector | Transport | Freight trains | Transport (trains) | Energetic | transport_trains_final_demand_other | Others | EU | Energy demand | 0 | FEC
GR | TYNDP2026 | NT | 2040 | TWh | 280 | Sub_sector | Transport | Freight trains | Transport (trains) | Energetic | transport_trains_final_demand_ammonia | Ammonia | EU | Energy demand | 0 | FEC
GR | TYNDP2026 | NT | 2040 | TWh | 282 | Sub_sector | Transport | Ships | Transport (ships) | Energetic | transport_ships_final_demand_electricity | Electricity | EU | Energy demand | 0.15191 | FEC
GR | TYNDP2026 | NT | 2040 | TWh | 283 | Sub_sector | Transport | Ships | Transport (ships) | Energetic | transport_ships_final_demand_hydrogen | Hydrogen | EU | Energy demand | 0 | FEC
GR | TYNDP2026 | NT | 2040 | TWh | 284 | Sub_sector | Transport | Ships | Transport (ships) | Energetic | transport_ships_final_demand_methane | Methane | EU | Energy demand | 1.8713 | FEC
GR | TYNDP2026 | NT | 2040 | TWh | 285 | Sub_sector | Transport | Ships | Transport (ships) | Energetic | transport_ships_final_demand_heat | Heat | EU | Energy demand | 0 | FEC
GR | TYNDP2026 | NT | 2040 | TWh | 286 | Sub_sector | Transport | Ships | Transport (ships) | Energetic | transport_ships_final_demand_biomass | Biomass | EU | Energy demand | 0 | FEC
GR | TYNDP2026 | NT | 2040 | TWh | 287 | Sub_sector | Transport | Ships | Transport (ships) | Energetic | transport_ships_final_demand_coal | Solids | EU | Energy demand | 0 | FEC
GR | TYNDP2026 | NT | 2040 | TWh | 288 | Sub_sector | Transport | Ships | Transport (ships) | Energetic | transport_ships_final_demand_oil | Liquids | EU | Energy demand | 5.3146 | FEC
GR | TYNDP2026 | NT | 2040 | TWh | 289 | Sub_sector | Transport | Ships | Transport (ships) | Energetic | transport_ships_final_demand_other | Others | EU | Energy demand | 0 | FEC
GR | TYNDP2026 | NT | 2040 | TWh | 290 | Sub_sector | Transport | Ships | Transport (ships) | Energetic | transport_ships_final_demand_ammonia | Ammonia | EU | Energy demand | 0 | FEC
GR | TYNDP2026 | NT | 2040 | TWh | 292 | Sub_sector | Transport | Planes | Transport (planes) | Energetic | transport_planes_final_demand_electricity | Electricity | EU | Energy demand | 0 | FEC
GR | TYNDP2026 | NT | 2040 | TWh | 293 | Sub_sector | Transport | Planes | Transport (planes) | Energetic | transport_planes_final_demand_hydrogen | Hydrogen | EU | Energy demand | 0 | FEC
GR | TYNDP2026 | NT | 2040 | TWh | 294 | Sub_sector | Transport | Planes | Transport (planes) | Energetic | transport_planes_final_demand_methane | Methane | EU | Energy demand | 0 | FEC
GR | TYNDP2026 | NT | 2040 | TWh | 295 | Sub_sector | Transport | Planes | Transport (planes) | Energetic | transport_planes_final_demand_heat | Heat | EU | Energy demand | 0 | FEC
GR | TYNDP2026 | NT | 2040 | TWh | 296 | Sub_sector | Transport | Planes | Transport (planes) | Energetic | transport_planes_final_demand_biomass | Biomass | EU | Energy demand | 0 | FEC
GR | TYNDP2026 | NT | 2040 | TWh | 297 | Sub_sector | Transport | Planes | Transport (planes) | Energetic | transport_planes_final_demand_coal | Solids | EU | Energy demand | 0 | FEC
GR | TYNDP2026 | NT | 2040 | TWh | 298 | Sub_sector | Transport | Planes | Transport (planes) | Energetic | transport_planes_final_demand_oil | Liquids | EU | Energy demand | 3.6182 | FEC
GR | TYNDP2026 | NT | 2040 | TWh | 299 | Sub_sector | Transport | Planes | Transport (planes) | Energetic | transport_planes_final_demand_other | Others | EU | Energy demand | 0 | FEC
GR | TYNDP2026 | NT | 2040 | TWh | 300 | Sub_sector | Transport | Planes | Transport (planes) | Energetic | transport_planes_final_demand_ammonia | Ammonia | EU | Energy demand | 0 | FEC
GR | TYNDP2026 | NT | 2040 | TWh | 302 | Sub_sector | Transport | Others | Transport (others) | Energetic | transport_other_final_demand_electricity | Electricity | EU | Energy demand | 0 | FEC
GR | TYNDP2026 | NT | 2040 | TWh | 303 | Sub_sector | Transport | Others | Transport (others) | Energetic | transport_other_final_demand_hydrogen | Hydrogen | EU | Energy demand | 0 | FEC
GR | TYNDP2026 | NT | 2040 | TWh | 304 | Sub_sector | Transport | Others | Transport (others) | Energetic | transport_other_final_demand_methane | Methane | EU | Energy demand | 0 | FEC
GR | TYNDP2026 | NT | 2040 | TWh | 305 | Sub_sector | Transport | Others | Transport (others) | Energetic | transport_other_final_demand_heat | Heat | EU | Energy demand | 0 | FEC
GR | TYNDP2026 | NT | 2040 | TWh | 306 | Sub_sector | Transport | Others | Transport (others) | Energetic | transport_other_final_demand_biomass | Biomass | EU | Energy demand | 0 | FEC
GR | TYNDP2026 | NT | 2040 | TWh | 307 | Sub_sector | Transport | Others | Transport (others) | Energetic | transport_other_final_demand_coal | Solids | EU | Energy demand | 0 | FEC
GR | TYNDP2026 | NT | 2040 | TWh | 308 | Sub_sector | Transport | Others | Transport (others) | Energetic | transport_other_final_demand_oil | Liquids | EU | Energy demand | 0 | FEC
GR | TYNDP2026 | NT | 2040 | TWh | 309 | Sub_sector | Transport | Others | Transport (others) | Energetic | transport_other_final_demand_other | Others | EU | Energy demand | 0 | FEC
GR | TYNDP2026 | NT | 2040 | TWh | 310 | Sub_sector | Transport | Others | Transport (others) | Energetic | transport_other_final_demand_ammonia | Ammonia | EU | Energy demand | 0 | FEC
GR | TYNDP2026 | NT | 2040 | TWh | 312 | Sub_sector | International transport | International aviation | Transport (int. aviation) | Energetic | transport_int_aviation_final_demand_electricity | Electricity | EU | Energy demand | 0.03309 | FEC
GR | TYNDP2026 | NT | 2040 | TWh | 313 | Sub_sector | International transport | International aviation | Transport (int. aviation) | Energetic | transport_int_aviation_final_demand_hydrogen | Hydrogen | EU | Energy demand | 0 | FEC
GR | TYNDP2026 | NT | 2040 | TWh | 314 | Sub_sector | International transport | International aviation | Transport (int. aviation) | Energetic | transport_int_aviation_final_demand_methane | Methane | EU | Energy demand | 0 | FEC
GR | TYNDP2026 | NT | 2040 | TWh | 315 | Sub_sector | International transport | International aviation | Transport (int. aviation) | Energetic | transport_int_aviation_final_demand_heat | Heat | EU | Energy demand | 0 | FEC
GR | TYNDP2026 | NT | 2040 | TWh | 316 | Sub_sector | International transport | International aviation | Transport (int. aviation) | Energetic | transport_int_aviation_final_demand_biofuels | Biomass | EU | Energy demand | 0 | FEC
GR | TYNDP2026 | NT | 2040 | TWh | 317 | Sub_sector | International transport | International aviation | Transport (int. aviation) | Energetic | transport_int_aviation_final_demand_coal | Solids | EU | Energy demand | 0 | FEC
GR | TYNDP2026 | NT | 2040 | TWh | 318 | Sub_sector | International transport | International aviation | Transport (int. aviation) | Energetic | transport_int_aviation_final_demand_oil | Liquids | EU | Energy demand | 14.5022 | FEC
GR | TYNDP2026 | NT | 2040 | TWh | 319 | Sub_sector | International transport | International aviation | Transport (int. aviation) | Energetic | transport_int_aviation_final_demand_other | Others | EU | Energy demand | 0 | FEC
GR | TYNDP2026 | NT | 2040 | TWh | 320 | Sub_sector | International transport | International aviation | Transport (int. aviation) | Energetic | transport_int_aviation_final_demand_ammonia | Ammonia | EU | Energy demand | 0 | FEC
GR | TYNDP2026 | NT | 2040 | TWh | 322 | Sub_sector | International transport | International shipping | Transport (int. shipping) | Energetic | transport_int_shipping_final_demand_electricity | Electricity | EU | Energy demand | 0.50869 | not_included_in_FEC
GR | TYNDP2026 | NT | 2040 | TWh | 323 | Sub_sector | International transport | International shipping | Transport (int. shipping) | Energetic | transport_int_shipping_final_demand_hydrogen | Hydrogen | EU | Energy demand | 0 | not_included_in_FEC
GR | TYNDP2026 | NT | 2040 | TWh | 324 | Sub_sector | International transport | International shipping | Transport (int. shipping) | Energetic | transport_int_shipping_final_demand_methane | Methane | EU | Energy demand | 7.5793 | not_included_in_FEC
GR | TYNDP2026 | NT | 2040 | TWh | 325 | Sub_sector | International transport | International shipping | Transport (int. shipping) | Energetic | transport_int_shipping_final_demand_heat | Heat | EU | Energy demand | 0 | not_included_in_FEC
GR | TYNDP2026 | NT | 2040 | TWh | 326 | Sub_sector | International transport | International shipping | Transport (int. shipping) | Energetic | transport_int_shipping_final_demand_biofuels | Biomass | EU | Energy demand | 0 | not_included_in_FEC
GR | TYNDP2026 | NT | 2040 | TWh | 327 | Sub_sector | International transport | International shipping | Transport (int. shipping) | Energetic | transport_int_shipping_final_demand_coal | Solids | EU | Energy demand | 0 | not_included_in_FEC
GR | TYNDP2026 | NT | 2040 | TWh | 328 | Sub_sector | International transport | International shipping | Transport (int. shipping) | Energetic | transport_int_shipping_final_demand_oil | Liquids | EU | Energy demand | 12.068 | not_included_in_FEC
GR | TYNDP2026 | NT | 2040 | TWh | 329 | Sub_sector | International transport | International shipping | Transport (int. shipping) | Energetic | transport_int_shipping_final_demand_other | Others | EU | Energy demand | 0 | not_included_in_FEC
GR | TYNDP2026 | NT | 2040 | TWh | 330 | Sub_sector | International transport | International shipping | Transport (int. shipping) | Energetic | transport_int_shipping_final_demand_ammonia | Ammonia | EU | Energy demand | 0 | not_included_in_FEC
GR | TYNDP2026 | NT | 2040 | TWh | 332 | Sub_sector | Households | Space heating | Households (heating) | Energetic | households_heating_final_demand_electricity | Electricity | EU | Energy demand | 4.3961 | FEC
GR | TYNDP2026 | NT | 2040 | TWh | 333 | Sub_sector | Households | Space heating | Households (heating) | Energetic | households_heating_final_demand_hydrogen | Hydrogen | EU | Energy demand | 0 | FEC
GR | TYNDP2026 | NT | 2040 | TWh | 334 | Sub_sector | Households | Space heating | Households (heating) | Energetic | households_heating_final_demand_methane | Methane | EU | Energy demand | 3.008 | FEC
GR | TYNDP2026 | NT | 2040 | TWh | 335 | Sub_sector | Households | Space heating | Households (heating) | Energetic | households_heating_final_demand_heat | Heat | EU | Energy demand | 0.31481 | FEC
GR | TYNDP2026 | NT | 2040 | TWh | 336 | Sub_sector | Households | Space heating | Households (heating) | Energetic | households_heating_final_demand_biomass | Biomass | EU | Energy demand | 9.8789 | FEC
GR | TYNDP2026 | NT | 2040 | TWh | 337 | Sub_sector | Households | Space heating | Households (heating) | Energetic | households_heating_final_demand_coal | Solids | EU | Energy demand | 0 | FEC
GR | TYNDP2026 | NT | 2040 | TWh | 338 | Sub_sector | Households | Space heating | Households (heating) | Energetic | households_heating_final_demand_oil | Liquids | EU | Energy demand | 1.0179 | FEC
GR | TYNDP2026 | NT | 2040 | TWh | 339 | Sub_sector | Households | Space heating | Households (heating) | Energetic | households_heating_final_demand_other | Others | EU | Energy demand | 0 | FEC
GR | TYNDP2026 | NT | 2040 | TWh | 340 | Sub_sector | Households | Space heating | Households (heating) | Energetic | households_heating_final_demand_ammonia | Ammonia | EU | Energy demand | 0 | FEC
GR | TYNDP2026 | NT | 2040 | TWh | 343 | Sub_sector | Households | Cooling | Households (cooling) | Energetic | households_cooling_final_demand_electricity | Electricity | EU | Energy demand | 5.6253 | FEC
GR | TYNDP2026 | NT | 2040 | TWh | 344 | Sub_sector | Households | Cooling | Households (cooling) | Energetic | households_cooling_final_demand_hydrogen | Hydrogen | EU | Energy demand | 0 | FEC
GR | TYNDP2026 | NT | 2040 | TWh | 345 | Sub_sector | Households | Cooling | Households (cooling) | Energetic | households_cooling_final_demand_methane | Methane | EU | Energy demand | 0 | FEC
GR | TYNDP2026 | NT | 2040 | TWh | 346 | Sub_sector | Households | Cooling | Households (cooling) | Energetic | households_cooling_final_demand_heat | Heat | EU | Energy demand | 0 | FEC
GR | TYNDP2026 | NT | 2040 | TWh | 347 | Sub_sector | Households | Cooling | Households (cooling) | Energetic | households_cooling_final_demand_biomass | Biomass | EU | Energy demand | 0 | FEC
GR | TYNDP2026 | NT | 2040 | TWh | 348 | Sub_sector | Households | Cooling | Households (cooling) | Energetic | households_cooling_final_demand_coal | Solids | EU | Energy demand | 0 | FEC
GR | TYNDP2026 | NT | 2040 | TWh | 349 | Sub_sector | Households | Cooling | Households (cooling) | Energetic | households_cooling_final_demand_oil | Liquids | EU | Energy demand | 0 | FEC
GR | TYNDP2026 | NT | 2040 | TWh | 350 | Sub_sector | Households | Cooling | Households (cooling) | Energetic | households_cooling_final_demand_other | Others | EU | Energy demand | 0 | FEC
GR | TYNDP2026 | NT | 2040 | TWh | 351 | Sub_sector | Households | Cooling | Households (cooling) | Energetic | households_cooling_final_demand_ammonia | Ammonia | EU | Energy demand | 0 | FEC
GR | TYNDP2026 | NT | 2040 | TWh | 354 | Sub_sector | Households | Hot water | Households (hot water) | Energetic | households_hot_water_final_demand_electricity | Electricity | EU | Energy demand | 0.77638 | FEC
GR | TYNDP2026 | NT | 2040 | TWh | 355 | Sub_sector | Households | Hot water | Households (hot water) | Energetic | households_hot_water_final_demand_hydrogen | Hydrogen | EU | Energy demand | 0 | FEC
GR | TYNDP2026 | NT | 2040 | TWh | 356 | Sub_sector | Households | Hot water | Households (hot water) | Energetic | households_hot_water_final_demand_methane | Methane | EU | Energy demand | 0.40762 | FEC
GR | TYNDP2026 | NT | 2040 | TWh | 357 | Sub_sector | Households | Hot water | Households (hot water) | Energetic | households_hot_water_final_demand_heat | Heat | EU | Energy demand | 0.050601 | FEC
GR | TYNDP2026 | NT | 2040 | TWh | 358 | Sub_sector | Households | Hot water | Households (hot water) | Energetic | households_hot_water_final_demand_biomass | Biomass | EU | Energy demand | 1.2018 | FEC
GR | TYNDP2026 | NT | 2040 | TWh | 359 | Sub_sector | Households | Hot water | Households (hot water) | Energetic | households_hot_water_final_demand_coal | Solids | EU | Energy demand | 0 | FEC
GR | TYNDP2026 | NT | 2040 | TWh | 360 | Sub_sector | Households | Hot water | Households (hot water) | Energetic | households_hot_water_final_demand_oil | Liquids | EU | Energy demand | 0.093017 | FEC
GR | TYNDP2026 | NT | 2040 | TWh | 361 | Sub_sector | Households | Hot water | Households (hot water) | Energetic | households_hot_water_final_demand_other | Others | EU | Energy demand | 3.8654 | FEC
GR | TYNDP2026 | NT | 2040 | TWh | 362 | Sub_sector | Households | Hot water | Households (hot water) | Energetic | households_hot_water_final_demand_ammonia | Ammonia | EU | Energy demand | 0 | FEC
GR | TYNDP2026 | NT | 2040 | TWh | 365 | Sub_sector | Households | Appliances | Households (appliances) | Energetic | households_appliances_final_demand_electricity | Electricity | EU | Energy demand | 9.6558 | FEC
GR | TYNDP2026 | NT | 2040 | TWh | 366 | Sub_sector | Households | Appliances | Households (appliances) | Energetic | households_appliances_final_demand_hydrogen | Hydrogen | EU | Energy demand | 0 | FEC
GR | TYNDP2026 | NT | 2040 | TWh | 367 | Sub_sector | Households | Appliances | Households (appliances) | Energetic | households_appliances_final_demand_methane | Methane | EU | Energy demand | 0.47709 | FEC
GR | TYNDP2026 | NT | 2040 | TWh | 368 | Sub_sector | Households | Appliances | Households (appliances) | Energetic | households_appliances_final_demand_heat | Heat | EU | Energy demand | 0 | FEC
GR | TYNDP2026 | NT | 2040 | TWh | 369 | Sub_sector | Households | Appliances | Households (appliances) | Energetic | households_appliances_final_demand_biomass | Biomass | EU | Energy demand | 0.17564 | FEC
GR | TYNDP2026 | NT | 2040 | TWh | 370 | Sub_sector | Households | Appliances | Households (appliances) | Energetic | households_appliances_final_demand_coal | Solids | EU | Energy demand | 0 | FEC
GR | TYNDP2026 | NT | 2040 | TWh | 371 | Sub_sector | Households | Appliances | Households (appliances) | Energetic | households_appliances_final_demand_oil | Liquids | EU | Energy demand | 0 | FEC
GR | TYNDP2026 | NT | 2040 | TWh | 372 | Sub_sector | Households | Appliances | Households (appliances) | Energetic | households_appliances_final_demand_other | Others | EU | Energy demand | 0 | FEC
GR | TYNDP2026 | NT | 2040 | TWh | 373 | Sub_sector | Households | Appliances | Households (appliances) | Energetic | households_appliances_final_demand_ammonia | Ammonia | EU | Energy demand | 0 | FEC
GR | TYNDP2026 | NT | 2040 | TWh | 375 | Sub_sector | Buildings | Space heating | Buildings (heat) | Energetic | buildings_heat_final_demand_electricity | Electricity | EU | Energy demand | 6.1549 | FEC
GR | TYNDP2026 | NT | 2040 | TWh | 376 | Sub_sector | Buildings | Space heating | Buildings (heat) | Energetic | buildings_heat_final_demand_hydrogen | Hydrogen | EU | Energy demand | 0 | FEC
GR | TYNDP2026 | NT | 2040 | TWh | 377 | Sub_sector | Buildings | Space heating | Buildings (heat) | Energetic | buildings_heat_final_demand_methane | Methane | EU | Energy demand | 0.01527 | FEC
GR | TYNDP2026 | NT | 2040 | TWh | 378 | Sub_sector | Buildings | Space heating | Buildings (heat) | Energetic | buildings_heat_final_demand_heat | Heat | EU | Energy demand | 0 | FEC
GR | TYNDP2026 | NT | 2040 | TWh | 379 | Sub_sector | Buildings | Space heating | Buildings (heat) | Energetic | buildings_heat_final_demand_biomass | Biomass | EU | Energy demand | 0.49675 | FEC
GR | TYNDP2026 | NT | 2040 | TWh | 380 | Sub_sector | Buildings | Space heating | Buildings (heat) | Energetic | buildings_heat_final_demand_coal | Solids | EU | Energy demand | 0 | FEC
GR | TYNDP2026 | NT | 2040 | TWh | 381 | Sub_sector | Buildings | Space heating | Buildings (heat) | Energetic | buildings_heat_final_demand_oil | Liquids | EU | Energy demand | 0 | FEC
GR | TYNDP2026 | NT | 2040 | TWh | 382 | Sub_sector | Buildings | Space heating | Buildings (heat) | Energetic | buildings_heat_final_demand_other | Others | EU | Energy demand | 0.70897 | FEC
GR | TYNDP2026 | NT | 2040 | TWh | 383 | Sub_sector | Buildings | Space heating | Buildings (heat) | Energetic | buildings_heat_final_demand_ammonia | Ammonia | EU | Energy demand | 0 | FEC
GR | TYNDP2026 | NT | 2040 | TWh | 386 | Sub_sector | Buildings | Cooling | Buildings (cooling) | Energetic | buildings_cooling_final_demand_electricity | Electricity | EU | Energy demand | 6.9951 | FEC
GR | TYNDP2026 | NT | 2040 | TWh | 387 | Sub_sector | Buildings | Cooling | Buildings (cooling) | Energetic | buildings_cooling_final_demand_hydrogen | Hydrogen | EU | Energy demand | 0 | FEC
GR | TYNDP2026 | NT | 2040 | TWh | 388 | Sub_sector | Buildings | Cooling | Buildings (cooling) | Energetic | buildings_cooling_final_demand_methane | Methane | EU | Energy demand | 0 | FEC
GR | TYNDP2026 | NT | 2040 | TWh | 389 | Sub_sector | Buildings | Cooling | Buildings (cooling) | Energetic | buildings_cooling_final_demand_heat | Heat | EU | Energy demand | 0 | FEC
GR | TYNDP2026 | NT | 2040 | TWh | 390 | Sub_sector | Buildings | Cooling | Buildings (cooling) | Energetic | buildings_cooling_final_demand_biomass | Biomass | EU | Energy demand | 0 | FEC
GR | TYNDP2026 | NT | 2040 | TWh | 391 | Sub_sector | Buildings | Cooling | Buildings (cooling) | Energetic | buildings_cooling_final_demand_coal | Solids | EU | Energy demand | 0 | FEC
GR | TYNDP2026 | NT | 2040 | TWh | 392 | Sub_sector | Buildings | Cooling | Buildings (cooling) | Energetic | buildings_cooling_final_demand_oil | Liquids | EU | Energy demand | 0 | FEC
GR | TYNDP2026 | NT | 2040 | TWh | 393 | Sub_sector | Buildings | Cooling | Buildings (cooling) | Energetic | buildings_cooling_final_demand_other | Others | EU | Energy demand | 0 | FEC
GR | TYNDP2026 | NT | 2040 | TWh | 394 | Sub_sector | Buildings | Cooling | Buildings (cooling) | Energetic | buildings_cooling_final_demand_ammonia | Ammonia | EU | Energy demand | 0 | FEC
GR | TYNDP2026 | NT | 2040 | TWh | 397 | Sub_sector | Buildings | Appliances | Buildings (appliances) | Energetic | buildings_appliances_final_demand_electricity | Electricity | EU | Energy demand | 6.4873 | FEC
GR | TYNDP2026 | NT | 2040 | TWh | 398 | Sub_sector | Buildings | Appliances | Buildings (appliances) | Energetic | buildings_appliances_final_demand_hydrogen | Hydrogen | EU | Energy demand | 0 | FEC
GR | TYNDP2026 | NT | 2040 | TWh | 399 | Sub_sector | Buildings | Appliances | Buildings (appliances) | Energetic | buildings_appliances_final_demand_methane | Methane | EU | Energy demand | 0.50685 | FEC
GR | TYNDP2026 | NT | 2040 | TWh | 400 | Sub_sector | Buildings | Appliances | Buildings (appliances) | Energetic | buildings_appliances_final_demand_heat | Heat | EU | Energy demand | 0 | FEC
GR | TYNDP2026 | NT | 2040 | TWh | 401 | Sub_sector | Buildings | Appliances | Buildings (appliances) | Energetic | buildings_appliances_final_demand_biomass | Biomass | EU | Energy demand | 0 | FEC
GR | TYNDP2026 | NT | 2040 | TWh | 402 | Sub_sector | Buildings | Appliances | Buildings (appliances) | Energetic | buildings_appliances_final_demand_coal | Solids | EU | Energy demand | 0 | FEC
GR | TYNDP2026 | NT | 2040 | TWh | 403 | Sub_sector | Buildings | Appliances | Buildings (appliances) | Energetic | buildings_appliances_final_demand_oil | Liquids | EU | Energy demand | 0 | FEC
GR | TYNDP2026 | NT | 2040 | TWh | 404 | Sub_sector | Buildings | Appliances | Buildings (appliances) | Energetic | buildings_appliances_final_demand_other | Others | EU | Energy demand | 0 | FEC
GR | TYNDP2026 | NT | 2040 | TWh | 405 | Sub_sector | Buildings | Appliances | Buildings (appliances) | Energetic | buildings_appliances_final_demand_ammonia | Ammonia | EU | Energy demand | 0 | FEC
GR | TYNDP2026 | NT | 2040 | TWh | 407 | Sub_sector | Buildings | Datacenters | Datacenters & ICT | Energetic | datacentres_final_demand_electricity_energetic | Electricity | EU | Energy demand | 1.0644 | FEC
GR | TYNDP2026 | NT | 2040 | TWh | 408 | Sub_sector | Buildings | Datacenters | Datacenters & ICT | Energetic | datacentres_final_demand_hydrogen_energetic | Hydrogen | EU | Energy demand | 0 | FEC
GR | TYNDP2026 | NT | 2040 | TWh | 409 | Sub_sector | Buildings | Datacenters | Datacenters & ICT | Energetic | datacentres_final_demand_methane_energetic | Methane | EU | Energy demand | 0 | FEC
GR | TYNDP2026 | NT | 2040 | TWh | 410 | Sub_sector | Buildings | Datacenters | Datacenters & ICT | Energetic | datacentres_final_demand_heat_energetic | Heat | EU | Energy demand | 0 | FEC
GR | TYNDP2026 | NT | 2040 | TWh | 411 | Sub_sector | Buildings | Datacenters | Datacenters & ICT | Energetic | datacentres_final_demand_biomass_energetic | Biomass | EU | Energy demand | 0 | FEC
GR | TYNDP2026 | NT | 2040 | TWh | 412 | Sub_sector | Buildings | Datacenters | Datacenters & ICT | Energetic | datacentres_final_demand_coal_energetic | Solids | EU | Energy demand | 0 | FEC
GR | TYNDP2026 | NT | 2040 | TWh | 413 | Sub_sector | Buildings | Datacenters | Datacenters & ICT | Energetic | datacentres_final_demand_oil_energetic | Liquids | EU | Energy demand | 0 | FEC
GR | TYNDP2026 | NT | 2040 | TWh | 414 | Sub_sector | Buildings | Datacenters | Datacenters & ICT | Energetic | datacentres_final_demand_other_energetic | Others | EU | Energy demand | 0 | FEC
GR | TYNDP2026 | NT | 2040 | TWh | 415 | Sub_sector | Buildings | Datacenters | Datacenters & ICT | Energetic | datacentres_final_demand_ammonia_energetic | Ammonia | EU | Energy demand | 0 | FEC
GR | TYNDP2026 | NT | 2040 | TWh | 417 | Sub_sector | Transport | Others_Sector | Others_Sector | Energetic | other_final_demand_electricity_energetic | Electricity | EU | Energy demand | 0 | FEC
GR | TYNDP2026 | NT | 2040 | TWh | 418 | Sub_sector | Transport | Others_Sector | Others_Sector | Energetic | other_final_demand_hydrogen_energetic | Hydrogen | EU | Energy demand | 0 | FEC
GR | TYNDP2026 | NT | 2040 | TWh | 419 | Sub_sector | Transport | Pipeline Transport | Others_Sector | Energetic | other_final_demand_methane_energetic | Methane | EU | Energy demand | 0.051874 | FEC
GR | TYNDP2026 | NT | 2040 | TWh | 420 | Sub_sector | Transport | Others_Sector | Others_Sector | Energetic | other_final_demand_heat_energetic | Heat | EU | Energy demand | 0 | FEC
GR | TYNDP2026 | NT | 2040 | TWh | 421 | Sub_sector | Transport | Others_Sector | Others_Sector | Energetic | other_final_demand_biomass_energetic | Biomass | EU | Energy demand | 0 | FEC
GR | TYNDP2026 | NT | 2040 | TWh | 422 | Sub_sector | Transport | Others_Sector | Others_Sector | Energetic | other_final_demand_coal_energetic | Solids | EU | Energy demand | 0.0001575 | FEC
GR | TYNDP2026 | NT | 2040 | TWh | 423 | Sub_sector | Transport | Others_Sector | Others_Sector | Energetic | other_final_demand_oil_energetic | Liquids | EU | Energy demand | 2.6038 | FEC
GR | TYNDP2026 | NT | 2040 | TWh | 424 | Sub_sector | Others_Sector | Others_Sector | Others_Sector | Non-energetic | other_final_demand_oil_non_energetic | Liquids | EU | Energy demand | 0.21085 | not_included_in_FEC
GR | TYNDP2026 | NT | 2040 | TWh | 425 | Sub_sector | Transport | Others_Sector | Others_Sector | Energetic | other_final_demand_other_energetic | Others | EU | Energy demand | 0 | FEC
GR | TYNDP2026 | NT | 2040 | TWh | 426 | Sub_sector | Transport | Others_Sector | Others_Sector | Energetic | other_final_demand_ammonia_energetic | Ammonia | EU | Energy demand | 0 | FEC
GR | TYNDP2026 | NT | 2040 | TWh | 427 | Sub_sector | Industry | Surplus_Heat_in_Industry | Surplus_Heat_in_Industry | Energetic | final_demand_of_industry_unused_local_production_steam_hot_water | Heat | EU | Energy demand | 0 | FEC
GR | TYNDP2026 | NT | 2040 | TWh | 429 | Sub_sector | Agriculture | Total | Agriculture | Energetic | agriculture_final_demand_electricity_energetic | Electricity | EU | Energy demand | 2.7529 | FEC
GR | TYNDP2026 | NT | 2040 | TWh | 430 | Sub_sector | Agriculture | Total | Agriculture | Energetic | agriculture_final_demand_hydrogen_energetic | Hydrogen | EU | Energy demand | 0 | FEC
GR | TYNDP2026 | NT | 2040 | TWh | 431 | Sub_sector | Agriculture | Total | Agriculture | Energetic | agriculture_final_demand_methane_energetic | Methane | EU | Energy demand | 1.92e-10 | FEC
GR | TYNDP2026 | NT | 2040 | TWh | 432 | Sub_sector | Agriculture | Total | Agriculture | Energetic | agriculture_final_demand_heat_energetic | Heat | EU | Energy demand | 0 | FEC
GR | TYNDP2026 | NT | 2040 | TWh | 433 | Sub_sector | Agriculture | Total | Agriculture | Energetic | agriculture_final_demand_biomass_energetic | Biomass | EU | Energy demand | 0.34833 | FEC
GR | TYNDP2026 | NT | 2040 | TWh | 434 | Sub_sector | Agriculture | Total | Agriculture | Energetic | agriculture_final_demand_coal_energetic | Solids | EU | Energy demand | 0 | FEC
GR | TYNDP2026 | NT | 2040 | TWh | 435 | Sub_sector | Agriculture | Total | Agriculture | Energetic | agriculture_final_demand_oil_energetic | Liquids | EU | Energy demand | 0.46834 | FEC
GR | TYNDP2026 | NT | 2040 | TWh | 436 | Sub_sector | Agriculture | Total | Agriculture | Energetic | agriculture_final_demand_other_energetic | Others | EU | Energy demand | 0 | FEC
GR | TYNDP2026 | NT | 2040 | TWh | 437 | Sub_sector | Agriculture | Total | Agriculture | Energetic | agriculture_final_demand_ammonia_energetic | Ammonia | EU | Energy demand | 0 | FEC
GR | TYNDP2026 | NT | 2040 | TWh | 447 | Sub_sector | Buildings | Surplus Energy | Buildings | Energetic | GAP | Electricity | EU | Energy demand | 0 | FEC
GR | TYNDP2026 | NT | 2040 | TWh | 448 | Sub_sector | Buildings | Surplus Energy | Buildings | Energetic | GAP | Hydrogen | EU | Energy demand | 0 | FEC
GR | TYNDP2026 | NT | 2040 | TWh | 449 | Sub_sector | Buildings | Surplus Energy | Buildings | Energetic | GAP | Methane | EU | Energy demand | 0 | FEC
GR | TYNDP2026 | NT | 2040 | TWh | 450 | Sub_sector | Buildings | Surplus Energy | Buildings | Energetic | GAP | Heat | EU | Energy demand | 0 | FEC
GR | TYNDP2026 | NT | 2040 | TWh | 451 | Sub_sector | Buildings | Surplus Energy | Buildings | Energetic | GAP | Biomass | EU | Energy demand | 0.00012604 | FEC
GR | TYNDP2026 | NT | 2040 | TWh | 452 | Sub_sector | Buildings | Surplus Energy | Buildings | Energetic | GAP | Solids | EU | Energy demand | 0 | FEC
GR | TYNDP2026 | NT | 2040 | TWh | 453 | Sub_sector | Buildings | Surplus Energy | Buildings | Energetic | GAP | Liquids | EU | Energy demand | 0.24015 | FEC
GR | TYNDP2026 | NT | 2040 | TWh | 454 | Sub_sector | Buildings | Surplus Energy | Buildings | Energetic | GAP | Others | EU | Energy demand | 0 | FEC
GR | TYNDP2026 | NT | 2040 | TWh | 455 | Sub_sector | Buildings | Surplus Energy | Buildings | Energetic | GAP | Ammonia | EU | Energy demand | 0 | FEC
GR | TYNDP2026 | NT | 2040 | TWh | 456 | Sub_sector | Households | Surplus Energy | Households | Energetic | GAP | Electricity | EU | Energy demand | 0 | FEC
GR | TYNDP2026 | NT | 2040 | TWh | 457 | Sub_sector | Households | Surplus Energy | Households | Energetic | GAP | Hydrogen | EU | Energy demand | 0 | FEC
GR | TYNDP2026 | NT | 2040 | TWh | 458 | Sub_sector | Households | Surplus Energy | Households | Energetic | GAP | Methane | EU | Energy demand | 0 | FEC
GR | TYNDP2026 | NT | 2040 | TWh | 459 | Sub_sector | Households | Surplus Energy | Households | Energetic | GAP | Heat | EU | Energy demand | 0 | FEC
GR | TYNDP2026 | NT | 2040 | TWh | 460 | Sub_sector | Households | Surplus Energy | Households | Energetic | GAP | Biomass | EU | Energy demand | 0 | FEC
GR | TYNDP2026 | NT | 2040 | TWh | 461 | Sub_sector | Households | Surplus Energy | Households | Energetic | GAP | Solids | EU | Energy demand | 0 | FEC
GR | TYNDP2026 | NT | 2040 | TWh | 462 | Sub_sector | Households | Surplus Energy | Households | Energetic | GAP | Liquids | EU | Energy demand | 0 | FEC
GR | TYNDP2026 | NT | 2040 | TWh | 463 | Sub_sector | Households | Surplus Energy | Households | Energetic | GAP | Others | EU | Energy demand | 0 | FEC
GR | TYNDP2026 | NT | 2040 | TWh | 464 | Sub_sector | Households | Surplus Energy | Households | Energetic | GAP | Ammonia | EU | Energy demand | 0 | FEC
GR | TYNDP2026 | NT | 2050 | TWh | 102 | Sub_sector | Industry | Aluminium | Industry (aluminium) | Energetic | industry_aluminium_demand_electricity_energetic | Electricity | EU | Energy demand | 2.6254 | FEC
GR | TYNDP2026 | NT | 2050 | TWh | 103 | Sub_sector | Industry | Aluminium | Industry (aluminium) | Energetic | industry_aluminium_demand_hydrogen_energetic | Hydrogen | EU | Energy demand | 0 | FEC
GR | TYNDP2026 | NT | 2050 | TWh | 104 | Sub_sector | Industry | Aluminium | Industry (aluminium) | Energetic | industry_aluminium_demand_methane_energetic | Methane | EU | Energy demand | 0.18503 | FEC
GR | TYNDP2026 | NT | 2050 | TWh | 105 | Sub_sector | Industry | Aluminium | Industry (aluminium) | Energetic | industry_aluminium_demand_heat_energetic | Heat | EU | Energy demand | 0 | FEC
GR | TYNDP2026 | NT | 2050 | TWh | 106 | Sub_sector | Industry | Aluminium | Industry (aluminium) | Energetic | industry_aluminium_demand_biomass_energetic | Biomass | EU | Energy demand | 0 | FEC
GR | TYNDP2026 | NT | 2050 | TWh | 107 | Sub_sector | Industry | Aluminium | Industry (aluminium) | Energetic | industry_aluminium_demand_coal_energetic | Solids | EU | Energy demand | 0 | FEC
GR | TYNDP2026 | NT | 2050 | TWh | 108 | Sub_sector | Industry | Aluminium | Industry (aluminium) | Energetic | industry_aluminium_demand_oil_energetic | Liquids | EU | Energy demand | 0 | FEC
GR | TYNDP2026 | NT | 2050 | TWh | 109 | Sub_sector | Industry | Aluminium | Industry (aluminium) | Energetic | industry_aluminium_demand_others_energetic | Others | EU | Energy demand | 0 | FEC
GR | TYNDP2026 | NT | 2050 | TWh | 110 | Sub_sector | Industry | Aluminium | Industry (aluminium) | Energetic | industry_ammonia_demand_others_energetic | Ammonia | EU | Energy demand | 0 | FEC
GR | TYNDP2026 | NT | 2050 | TWh | 112 | Sub_sector | Industry | Chemicals | Industry (chemicals, energetic) | Energetic | industry_chemical_demand_electricity_energetic | Electricity | EU | Energy demand | 0.4382 | FEC
GR | TYNDP2026 | NT | 2050 | TWh | 113 | Sub_sector | Industry | Chemicals | Industry (chemicals, energetic) | Energetic | industry_chemical_demand_hydrogen_energetic | Hydrogen | EU | Energy demand | 0 | FEC
GR | TYNDP2026 | NT | 2050 | TWh | 114 | Sub_sector | Industry | Chemicals | Industry (chemicals, energetic) | Energetic | industry_chemical_demand_methane_energetic | Methane | EU | Energy demand | 0 | FEC
GR | TYNDP2026 | NT | 2050 | TWh | 115 | Sub_sector | Industry | Chemicals | Industry (chemicals, energetic) | Energetic | industry_chemical_demand_heat_energetic | Heat | EU | Energy demand | 0 | FEC
GR | TYNDP2026 | NT | 2050 | TWh | 116 | Sub_sector | Industry | Chemicals | Industry (chemicals, energetic) | Energetic | industry_chemical_demand_biomass_energetic | Biomass | EU | Energy demand | 0 | FEC
GR | TYNDP2026 | NT | 2050 | TWh | 117 | Sub_sector | Industry | Chemicals | Industry (chemicals, energetic) | Energetic | industry_chemical_demand_coal_energetic | Solids | EU | Energy demand | 0 | FEC
GR | TYNDP2026 | NT | 2050 | TWh | 118 | Sub_sector | Industry | Chemicals | Industry (chemicals, energetic) | Energetic | industry_chemical_demand_oil_energetic | Liquids | EU | Energy demand | 0.040981 | FEC
GR | TYNDP2026 | NT | 2050 | TWh | 119 | Sub_sector | Industry | Chemicals | Industry (chemicals, energetic) | Energetic | industry_chemical_demand_others_energetic | Others | EU | Energy demand | 0 | FEC
GR | TYNDP2026 | NT | 2050 | TWh | 120 | Sub_sector | Industry | Chemicals | Industry (chemicals, energetic) | Energetic | industry_chemical_demand_ammonia_energetic | Ammonia | EU | Energy demand | 0 | FEC
GR | TYNDP2026 | NT | 2050 | TWh | 122 | Sub_sector | Industry | Chemicals | Industry (chemicals, non-energetic) | Non-energetic | industry_chemical_demand_electricity_non_energetic | Electricity | EU | Energy demand | 0 | not_included_in_FEC
GR | TYNDP2026 | NT | 2050 | TWh | 123 | Sub_sector | Industry | Chemicals | Industry (chemicals, non-energetic) | Non-energetic | industry_chemical_demand_hydrogen_non_energetic | Hydrogen | EU | Energy demand | 0 | not_included_in_FEC
GR | TYNDP2026 | NT | 2050 | TWh | 124 | Sub_sector | Industry | Chemicals | Industry (chemicals, non-energetic) | Non-energetic | industry_chemical_demand_methane_non_energetic | Methane | EU | Energy demand | 2.6194 | not_included_in_FEC
GR | TYNDP2026 | NT | 2050 | TWh | 125 | Sub_sector | Industry | Chemicals | Industry (chemicals, non-energetic) | Non-energetic | industry_chemical_demand_heat_non_energetic | Heat | EU | Energy demand | 0 | not_included_in_FEC
GR | TYNDP2026 | NT | 2050 | TWh | 126 | Sub_sector | Industry | Chemicals | Industry (chemicals, non-energetic) | Non-energetic | industry_chemical_demand_biomass_non_energetic | Biomass | EU | Energy demand | 2.03 | not_included_in_FEC
GR | TYNDP2026 | NT | 2050 | TWh | 127 | Sub_sector | Industry | Chemicals | Industry (chemicals, non-energetic) | Non-energetic | industry_chemical_demand_coal_non_energetic | Solids | EU | Energy demand | 0 | not_included_in_FEC
GR | TYNDP2026 | NT | 2050 | TWh | 128 | Sub_sector | Industry | Chemicals | Industry (chemicals, non-energetic) | Non-energetic | industry_chemical_demand_oil_non_energetic | Liquids | EU | Energy demand | 2.4229 | not_included_in_FEC
GR | TYNDP2026 | NT | 2050 | TWh | 129 | Sub_sector | Industry | Chemicals | Industry (chemicals, non-energetic) | Non-energetic | industry_chemical_demand_others_non_energetic | Others | EU | Energy demand | 0 | not_included_in_FEC
GR | TYNDP2026 | NT | 2050 | TWh | 130 | Sub_sector | Industry | Chemicals | Industry (chemicals, non-energetic) | Non-energetic | industry_chemical_demand_ammonia_non_energetic | Ammonia | EU | Energy demand | 0 | not_included_in_FEC
GR | TYNDP2026 | NT | 2050 | TWh | 132 | Sub_sector | Industry | Fertilizers | Industry (fertilizers, energetic) | Energetic | industry_fertilizers_demand_electricity_energetic | Electricity | EU | Energy demand | 0.043415 | FEC
GR | TYNDP2026 | NT | 2050 | TWh | 133 | Sub_sector | Industry | Fertilizers | Industry (fertilizers, energetic) | Energetic | industry_fertilizers_demand_hydrogen_energetic | Hydrogen | EU | Energy demand | 0 | FEC
GR | TYNDP2026 | NT | 2050 | TWh | 134 | Sub_sector | Industry | Fertilizers | Industry (fertilizers, energetic) | Energetic | industry_fertilizers_demand_methane_energetic | Methane | EU | Energy demand | 0.047489 | FEC
GR | TYNDP2026 | NT | 2050 | TWh | 135 | Sub_sector | Industry | Fertilizers | Industry (fertilizers, energetic) | Energetic | industry_fertilizers_demand_heat_energetic | Heat | EU | Energy demand | 0 | FEC
GR | TYNDP2026 | NT | 2050 | TWh | 136 | Sub_sector | Industry | Fertilizers | Industry (fertilizers, energetic) | Energetic | industry_fertilizers_demand_biomass_energetic | Biomass | EU | Energy demand | 0.036751 | FEC
GR | TYNDP2026 | NT | 2050 | TWh | 137 | Sub_sector | Industry | Fertilizers | Industry (fertilizers, energetic) | Energetic | industry_fertilizers_demand_coal_energetic | Solids | EU | Energy demand | 0 | FEC
GR | TYNDP2026 | NT | 2050 | TWh | 138 | Sub_sector | Industry | Fertilizers | Industry (fertilizers, energetic) | Energetic | industry_fertilizers_demand_oil_energetic | Liquids | EU | Energy demand | 0.090196 | FEC
GR | TYNDP2026 | NT | 2050 | TWh | 139 | Sub_sector | Industry | Fertilizers | Industry (fertilizers, energetic) | Energetic | industry_fertilizers_demand_others_energetic | Others | EU | Energy demand | 0 | FEC
GR | TYNDP2026 | NT | 2050 | TWh | 140 | Sub_sector | Industry | Fertilizers | Industry (fertilizers, energetic) | Energetic | industry_fertilizers_demand_ammonia_energetic | Ammonia | EU | Energy demand | 0 | FEC
GR | TYNDP2026 | NT | 2050 | TWh | 142 | Sub_sector | Industry | Fertilizers | Industry (fertilizers, non-energetic) | Non-energetic | industry_fertilizers_demand_electricity_non_energetic | Electricity | EU | Energy demand | 0 | not_included_in_FEC
GR | TYNDP2026 | NT | 2050 | TWh | 143 | Sub_sector | Industry | Fertilizers | Industry (fertilizers, non-energetic) | Non-energetic | industry_fertilizers_demand_hydrogen_non_energetic | Hydrogen | EU | Energy demand | 0.75 | not_included_in_FEC
GR | TYNDP2026 | NT | 2050 | TWh | 144 | Sub_sector | Industry | Fertilizers | Industry (fertilizers, non-energetic) | Non-energetic | industry_fertilizers_demand_methane_non_energetic | Methane | EU | Energy demand | 0.23119 | not_included_in_FEC
GR | TYNDP2026 | NT | 2050 | TWh | 145 | Sub_sector | Industry | Fertilizers | Industry (fertilizers, non-energetic) | Non-energetic | industry_fertilizers_demand_heat_non_energetic | Heat | EU | Energy demand | 0 | not_included_in_FEC
GR | TYNDP2026 | NT | 2050 | TWh | 146 | Sub_sector | Industry | Fertilizers | Industry (fertilizers, non-energetic) | Non-energetic | industry_fertilizers_demand_biomass_non_energetic | Biomass | EU | Energy demand | 0 | not_included_in_FEC
GR | TYNDP2026 | NT | 2050 | TWh | 147 | Sub_sector | Industry | Fertilizers | Industry (fertilizers, non-energetic) | Non-energetic | industry_fertilizers_demand_coal_non_energetic | Solids | EU | Energy demand | 0 | not_included_in_FEC
GR | TYNDP2026 | NT | 2050 | TWh | 148 | Sub_sector | Industry | Fertilizers | Industry (fertilizers, non-energetic) | Non-energetic | industry_fertilizers_demand_oil_non_energetic | Liquids | EU | Energy demand | 0 | not_included_in_FEC
GR | TYNDP2026 | NT | 2050 | TWh | 149 | Sub_sector | Industry | Fertilizers | Industry (fertilizers, non-energetic) | Non-energetic | industry_fertilizers_demand_others_non_energetic | Others | EU | Energy demand | 0 | not_included_in_FEC
GR | TYNDP2026 | NT | 2050 | TWh | 150 | Sub_sector | Industry | Fertilizers | Industry (fertilizers, non-energetic) | Non-energetic | industry_fertilizers_demand_ammonia_non_energetic | Ammonia | EU | Energy demand | 0 | not_included_in_FEC
GR | TYNDP2026 | NT | 2050 | TWh | 152 | Sub_sector | Industry | Food | Industry (food) | Energetic | industry_food_demand_electricity_energetic | Electricity | EU | Energy demand | 2.4304 | FEC
GR | TYNDP2026 | NT | 2050 | TWh | 153 | Sub_sector | Industry | Food | Industry (food) | Energetic | industry_food_demand_hydrogen_energetic | Hydrogen | EU | Energy demand | 0 | FEC
GR | TYNDP2026 | NT | 2050 | TWh | 154 | Sub_sector | Industry | Food | Industry (food) | Energetic | industry_food_demand_methane_energetic | Methane | EU | Energy demand | 0.2365 | FEC
GR | TYNDP2026 | NT | 2050 | TWh | 155 | Sub_sector | Industry | Food | Industry (food) | Energetic | industry_food_demand_heat_energetic | Heat | EU | Energy demand | 0 | FEC
GR | TYNDP2026 | NT | 2050 | TWh | 156 | Sub_sector | Industry | Food | Industry (food) | Energetic | industry_food_demand_biomass_energetic | Biomass | EU | Energy demand | 0.67004 | FEC
GR | TYNDP2026 | NT | 2050 | TWh | 157 | Sub_sector | Industry | Food | Industry (food) | Energetic | industry_food_demand_coal_energetic | Solids | EU | Energy demand | 0 | FEC
GR | TYNDP2026 | NT | 2050 | TWh | 158 | Sub_sector | Industry | Food | Industry (food) | Energetic | industry_food_demand_oil_energetic | Liquids | EU | Energy demand | 0.55095 | FEC
GR | TYNDP2026 | NT | 2050 | TWh | 159 | Sub_sector | Industry | Food | Industry (food) | Energetic | industry_food_demand_others_energetic | Others | EU | Energy demand | 0 | FEC
GR | TYNDP2026 | NT | 2050 | TWh | 160 | Sub_sector | Industry | Food | Industry (food) | Energetic | industry_food_demand_ammonia_energetic | Ammonia | EU | Energy demand | 0 | FEC
GR | TYNDP2026 | NT | 2050 | TWh | 162 | Sub_sector | Industry | Metals | Industry (metal) | Energetic | industry_metal_demand_electricity_energetic | Electricity | EU | Energy demand | 0.11659 | FEC
GR | TYNDP2026 | NT | 2050 | TWh | 163 | Sub_sector | Industry | Metals | Industry (metal) | Energetic | industry_metal_demand_hydrogen_energetic | Hydrogen | EU | Energy demand | 0 | FEC
GR | TYNDP2026 | NT | 2050 | TWh | 164 | Sub_sector | Industry | Metals | Industry (metal) | Energetic | industry_metal_demand_methane_energetic | Methane | EU | Energy demand | 0.091998 | FEC
GR | TYNDP2026 | NT | 2050 | TWh | 165 | Sub_sector | Industry | Metals | Industry (metal) | Energetic | industry_metal_demand_heat_energetic | Heat | EU | Energy demand | 0 | FEC
GR | TYNDP2026 | NT | 2050 | TWh | 166 | Sub_sector | Industry | Metals | Industry (metal) | Energetic | industry_metal_demand_biomass_energetic | Biomass | EU | Energy demand | 0 | FEC
GR | TYNDP2026 | NT | 2050 | TWh | 167 | Sub_sector | Industry | Metals | Industry (metal) | Energetic | industry_metal_demand_coal_energetic | Solids | EU | Energy demand | 0.093474 | FEC
GR | TYNDP2026 | NT | 2050 | TWh | 168 | Sub_sector | Industry | Metals | Industry (metal) | Energetic | industry_metal_demand_oil_energetic | Liquids | EU | Energy demand | 0.0060161 | FEC
GR | TYNDP2026 | NT | 2050 | TWh | 169 | Sub_sector | Industry | Metals | Industry (metal) | Energetic | industry_metal_demand_others_energetic | Others | EU | Energy demand | 0 | FEC
GR | TYNDP2026 | NT | 2050 | TWh | 170 | Sub_sector | Industry | Metals | Industry (metal) | Energetic | industry_metal_demand_ammonia_energetic | Ammonia | EU | Energy demand | 0 | FEC
GR | TYNDP2026 | NT | 2050 | TWh | 172 | Sub_sector | Industry | Others | Industry (other, energetic) | Energetic | industry_other_demand_electricity_energetic | Electricity | EU | Energy demand | 7.4656 | FEC
GR | TYNDP2026 | NT | 2050 | TWh | 173 | Sub_sector | Industry | Others | Industry (other, energetic) | Energetic | industry_other_demand_hydrogen_energetic | Hydrogen | EU | Energy demand | 0 | FEC
GR | TYNDP2026 | NT | 2050 | TWh | 174 | Sub_sector | Industry | Others | Industry (other, energetic) | Energetic | industry_other_demand_methane_energetic | Methane | EU | Energy demand | 0 | FEC
GR | TYNDP2026 | NT | 2050 | TWh | 175 | Sub_sector | Industry | Others | Industry (other, energetic) | Energetic | industry_other_demand_heat_energetic | Heat | EU | Energy demand | 0 | FEC
GR | TYNDP2026 | NT | 2050 | TWh | 176 | Sub_sector | Industry | Others | Industry (other, energetic) | Energetic | industry_other_demand_biomass_energetic | Biomass | EU | Energy demand | 0.52352 | FEC
GR | TYNDP2026 | NT | 2050 | TWh | 177 | Sub_sector | Industry | Others | Industry (other, energetic) | Energetic | industry_other_demand_coal_energetic | Solids | EU | Energy demand | 0 | FEC
GR | TYNDP2026 | NT | 2050 | TWh | 178 | Sub_sector | Industry | Others | Industry (other, energetic) | Energetic | industry_other_demand_oil_energetic | Liquids | EU | Energy demand | 0.79394 | FEC
GR | TYNDP2026 | NT | 2050 | TWh | 179 | Sub_sector | Industry | Others | Industry (other, energetic) | Energetic | industry_other_demand_others_energetic | Others | EU | Energy demand | 0 | FEC
GR | TYNDP2026 | NT | 2050 | TWh | 180 | Sub_sector | Industry | Others | Industry (other, energetic) | Energetic | industry_other_demand_ammonia_energetic | Ammonia | EU | Energy demand | 0 | FEC
GR | TYNDP2026 | NT | 2050 | TWh | 182 | Sub_sector | Industry | Others | Industry (other, non-energetic) | Non-energetic | industry_other_demand_electricity_non_energetic | Electricity | EU | Energy demand | 0 | not_included_in_FEC
GR | TYNDP2026 | NT | 2050 | TWh | 183 | Sub_sector | Industry | Others | Industry (other, non-energetic) | Non-energetic | industry_other_demand_hydrogen_non_energetic | Hydrogen | EU | Energy demand | 0 | not_included_in_FEC
GR | TYNDP2026 | NT | 2050 | TWh | 184 | Sub_sector | Industry | Others | Industry (other, non-energetic) | Non-energetic | industry_other_demand_methane_non_energetic | Methane | EU | Energy demand | 0 | not_included_in_FEC
GR | TYNDP2026 | NT | 2050 | TWh | 185 | Sub_sector | Industry | Others | Industry (other, non-energetic) | Non-energetic | industry_other_demand_heat_non_energetic | Heat | EU | Energy demand | 0 | not_included_in_FEC
GR | TYNDP2026 | NT | 2050 | TWh | 186 | Sub_sector | Industry | Others | Industry (other, non-energetic) | Non-energetic | industry_other_demand_biomass_non_energetic | Biomass | EU | Energy demand | 0.90685 | not_included_in_FEC
GR | TYNDP2026 | NT | 2050 | TWh | 187 | Sub_sector | Industry | Others | Industry (other, non-energetic) | Non-energetic | industry_other_demand_coal_non_energetic | Solids | EU | Energy demand | 0 | not_included_in_FEC
GR | TYNDP2026 | NT | 2050 | TWh | 188 | Sub_sector | Industry | Others | Industry (other, non-energetic) | Non-energetic | industry_other_demand_oil_non_energetic | Liquids | EU | Energy demand | 0.90685 | not_included_in_FEC
GR | TYNDP2026 | NT | 2050 | TWh | 189 | Sub_sector | Industry | Others | Industry (other, non-energetic) | Non-energetic | industry_other_demand_others_non_energetic | Others | EU | Energy demand | 0 | not_included_in_FEC
GR | TYNDP2026 | NT | 2050 | TWh | 190 | Sub_sector | Industry | Others | Industry (other, non-energetic) | Non-energetic | industry_other_demand_ammonia_non_energetic | Ammonia | EU | Energy demand | 0 | not_included_in_FEC
GR | TYNDP2026 | NT | 2050 | TWh | 192 | Sub_sector | Industry | Paper | Industry (paper) | Energetic | industry_paper_demand_electricity_energetic | Electricity | EU | Energy demand | 0.46436 | FEC
GR | TYNDP2026 | NT | 2050 | TWh | 193 | Sub_sector | Industry | Paper | Industry (paper) | Energetic | industry_paper_demand_hydrogen_energetic | Hydrogen | EU | Energy demand | 0 | FEC
GR | TYNDP2026 | NT | 2050 | TWh | 194 | Sub_sector | Industry | Paper | Industry (paper) | Energetic | industry_paper_demand_methane_energetic | Methane | EU | Energy demand | 0.21692 | FEC
GR | TYNDP2026 | NT | 2050 | TWh | 195 | Sub_sector | Industry | Paper | Industry (paper) | Energetic | industry_paper_demand_heat_energetic | Heat | EU | Energy demand | 0 | FEC
GR | TYNDP2026 | NT | 2050 | TWh | 196 | Sub_sector | Industry | Paper | Industry (paper) | Energetic | industry_paper_demand_biomass_energetic | Biomass | EU | Energy demand | 0.029 | FEC
GR | TYNDP2026 | NT | 2050 | TWh | 197 | Sub_sector | Industry | Paper | Industry (paper) | Energetic | industry_paper_demand_coal_energetic | Solids | EU | Energy demand | 0 | FEC
GR | TYNDP2026 | NT | 2050 | TWh | 198 | Sub_sector | Industry | Paper | Industry (paper) | Energetic | industry_paper_demand_oil_energetic | Liquids | EU | Energy demand | 0.18134 | FEC
GR | TYNDP2026 | NT | 2050 | TWh | 199 | Sub_sector | Industry | Paper | Industry (paper) | Energetic | industry_paper_demand_others_energetic | Others | EU | Energy demand | 0 | FEC
GR | TYNDP2026 | NT | 2050 | TWh | 200 | Sub_sector | Industry | Paper | Industry (paper) | Energetic | industry_paper_demand_ammonia_energetic | Ammonia | EU | Energy demand | 0 | FEC
GR | TYNDP2026 | NT | 2050 | TWh | 202 | Sub_sector | Industry | Refineries | Industry (refineries, energetic) | Energetic | industry_refinery_demand_electricity_energetic | Electricity | EU | Energy demand | 0.906 | not_included_in_FEC
GR | TYNDP2026 | NT | 2050 | TWh | 203 | Sub_sector | Industry | Refineries | Industry (refineries, energetic) | Energetic | industry_refinery_demand_hydrogen_energetic | Hydrogen | EU | Energy demand | 1.561 | not_included_in_FEC
GR | TYNDP2026 | NT | 2050 | TWh | 204 | Sub_sector | Industry | Refineries | Industry (refineries, energetic) | Energetic | industry_refinery_demand_methane_energetic | Methane | EU | Energy demand | 0.18365 | not_included_in_FEC
GR | TYNDP2026 | NT | 2050 | TWh | 205 | Sub_sector | Industry | Refineries | Industry (refineries, energetic) | Energetic | industry_refinery_demand_heat_energetic | Heat | EU | Energy demand | 0.82642 | not_included_in_FEC
GR | TYNDP2026 | NT | 2050 | TWh | 206 | Sub_sector | Industry | Refineries | Industry (refineries, energetic) | Energetic | industry_refinery_demand_biomass_energetic | Biomass | EU | Energy demand | 6.8869 | not_included_in_FEC
GR | TYNDP2026 | NT | 2050 | TWh | 207 | Sub_sector | Industry | Refineries | Industry (refineries, energetic) | Energetic | industry_refinery_demand_coal_energetic | Solids | EU | Energy demand | 0 | not_included_in_FEC
GR | TYNDP2026 | NT | 2050 | TWh | 208 | Sub_sector | Industry | Refineries | Industry (refineries, energetic) | Energetic | industry_refinery_demand_oil_energetic | Liquids | EU | Energy demand | 0.43147 | not_included_in_FEC
GR | TYNDP2026 | NT | 2050 | TWh | 209 | Sub_sector | Industry | Refineries | Industry (refineries, energetic) | Energetic | industry_refinery_demand_others_energetic | Others | EU | Energy demand | 0 | not_included_in_FEC
GR | TYNDP2026 | NT | 2050 | TWh | 210 | Sub_sector | Industry | Refineries | Industry (refineries, energetic) | Energetic | industry_refinery_demand_ammonia_energetic | Ammonia | EU | Energy demand | 0 | not_included_in_FEC
GR | TYNDP2026 | NT | 2050 | TWh | 212 | Sub_sector | Industry | Refineries | Industry (refineries, non-energetic) | Non-energetic | industry_refinery_demand_electricity_non_energetic | Electricity | EU | Energy demand | 0 | not_included_in_FEC
GR | TYNDP2026 | NT | 2050 | TWh | 213 | Sub_sector | Industry | Refineries | Industry (refineries, non-energetic) | Non-energetic | industry_refinery_demand_hydrogen_non_energetic | Hydrogen | EU | Energy demand | 0 | not_included_in_FEC
GR | TYNDP2026 | NT | 2050 | TWh | 214 | Sub_sector | Industry | Refineries | Industry (refineries, non-energetic) | Non-energetic | industry_refinery_demand_methane_non_energetic | Methane | EU | Energy demand | 0 | not_included_in_FEC
GR | TYNDP2026 | NT | 2050 | TWh | 215 | Sub_sector | Industry | Refineries | Industry (refineries, non-energetic) | Non-energetic | industry_refinery_demand_heat_non_energetic | Heat | EU | Energy demand | 0 | not_included_in_FEC
GR | TYNDP2026 | NT | 2050 | TWh | 216 | Sub_sector | Industry | Refineries | Industry (refineries, non-energetic) | Non-energetic | industry_refinery_demand_biomass_non_energetic | Biomass | EU | Energy demand | 0 | not_included_in_FEC
GR | TYNDP2026 | NT | 2050 | TWh | 217 | Sub_sector | Industry | Refineries | Industry (refineries, non-energetic) | Non-energetic | industry_refinery_demand_coal_non_energetic | Solids | EU | Energy demand | 0 | not_included_in_FEC
GR | TYNDP2026 | NT | 2050 | TWh | 218 | Sub_sector | Industry | Refineries | Industry (refineries, non-energetic) | Non-energetic | industry_refinery_demand_oil_non_energetic | Liquids | EU | Energy demand | 0 | not_included_in_FEC
GR | TYNDP2026 | NT | 2050 | TWh | 219 | Sub_sector | Industry | Refineries | Industry (refineries, non-energetic) | Non-energetic | industry_refinery_demand_others_non_energetic | Others | EU | Energy demand | 0 | not_included_in_FEC
GR | TYNDP2026 | NT | 2050 | TWh | 220 | Sub_sector | Industry | Refineries | Industry (refineries, non-energetic) | Non-energetic | industry_refinery_demand_ammonia_non_energetic | Ammonia | EU | Energy demand | 0 | not_included_in_FEC
GR | TYNDP2026 | NT | 2050 | TWh | 222 | Sub_sector | Industry | Steel | Industry (steel) | Energetic | industry_steel_demand_electricity_energetic | Electricity | EU | Energy demand | 0.74192 | FEC
GR | TYNDP2026 | NT | 2050 | TWh | 223 | Sub_sector | Industry | Steel | Industry (steel) | Energetic | industry_steel_demand_hydrogen_energetic | Hydrogen | EU | Energy demand | 0 | FEC
GR | TYNDP2026 | NT | 2050 | TWh | 224 | Sub_sector | Industry | Steel | Industry (steel) | Energetic | industry_steel_demand_methane_energetic | Methane | EU | Energy demand | 0.2008 | FEC
GR | TYNDP2026 | NT | 2050 | TWh | 225 | Sub_sector | Industry | Steel | Industry (steel) | Energetic | industry_steel_demand_heat_energetic | Heat | EU | Energy demand | 0 | FEC
GR | TYNDP2026 | NT | 2050 | TWh | 226 | Sub_sector | Industry | Steel | Industry (steel) | Energetic | industry_steel_demand_biomass_energetic | Biomass | EU | Energy demand | 0 | FEC
GR | TYNDP2026 | NT | 2050 | TWh | 227 | Sub_sector | Industry | Steel | Industry (steel) | Energetic | industry_steel_demand_coal_energetic | Solids | EU | Energy demand | 0 | FEC
GR | TYNDP2026 | NT | 2050 | TWh | 228 | Sub_sector | Industry | Steel | Industry (steel) | Energetic | industry_steel_demand_oil_energetic | Liquids | EU | Energy demand | 0.077233 | FEC
GR | TYNDP2026 | NT | 2050 | TWh | 229 | Sub_sector | Industry | Steel | Industry (steel) | Energetic | industry_steel_demand_others_energetic | Others | EU | Energy demand | 0 | FEC
GR | TYNDP2026 | NT | 2050 | TWh | 230 | Sub_sector | Industry | Steel | Industry (steel) | Energetic | industry_steel_demand_ammonia_energetic | Ammonia | EU | Energy demand | 0 | FEC
GR | TYNDP2026 | NT | 2050 | TWh | 232 | Sub_sector | Transport | Cars | Transport (cars) | Energetic | transport_cars_final_demand_electricity | Electricity | EU | Energy demand | 15.1032 | FEC
GR | TYNDP2026 | NT | 2050 | TWh | 233 | Sub_sector | Transport | Cars | Transport (cars) | Energetic | transport_cars_final_demand_hydrogen | Hydrogen | EU | Energy demand | 0 | FEC
GR | TYNDP2026 | NT | 2050 | TWh | 234 | Sub_sector | Transport | Cars | Transport (cars) | Energetic | transport_cars_final_demand_methane | Methane | EU | Energy demand | 0.097548 | FEC
GR | TYNDP2026 | NT | 2050 | TWh | 235 | Sub_sector | Transport | Cars | Transport (cars) | Energetic | transport_cars_final_demand_heat | Heat | EU | Energy demand | 0 | FEC
GR | TYNDP2026 | NT | 2050 | TWh | 236 | Sub_sector | Transport | Cars | Transport (cars) | Energetic | transport_cars_final_demand_biomass | Biomass | EU | Energy demand | 0 | FEC
GR | TYNDP2026 | NT | 2050 | TWh | 237 | Sub_sector | Transport | Cars | Transport (cars) | Energetic | transport_cars_final_demand_coal | Solids | EU | Energy demand | 0 | FEC
GR | TYNDP2026 | NT | 2050 | TWh | 238 | Sub_sector | Transport | Cars | Transport (cars) | Energetic | transport_cars_final_demand_oil | Liquids | EU | Energy demand | 1.3657 | FEC
GR | TYNDP2026 | NT | 2050 | TWh | 239 | Sub_sector | Transport | Cars | Transport (cars) | Energetic | transport_cars_final_demand_other | Others | EU | Energy demand | 0 | FEC
GR | TYNDP2026 | NT | 2050 | TWh | 240 | Sub_sector | Transport | Cars | Transport (cars) | Energetic | transport_cars_final_demand_ammonia | Ammonia | EU | Energy demand | 0 | FEC
GR | TYNDP2026 | NT | 2050 | TWh | 242 | Sub_sector | Transport | Busses | Transport (busses) | Energetic | transport_busses_final_demand_electricity | Electricity | EU | Energy demand | 1.5654 | FEC
GR | TYNDP2026 | NT | 2050 | TWh | 243 | Sub_sector | Transport | Busses | Transport (busses) | Energetic | transport_busses_final_demand_hydrogen | Hydrogen | EU | Energy demand | 0.82503 | FEC
GR | TYNDP2026 | NT | 2050 | TWh | 244 | Sub_sector | Transport | Busses | Transport (busses) | Energetic | transport_busses_final_demand_methane | Methane | EU | Energy demand | 0 | FEC
GR | TYNDP2026 | NT | 2050 | TWh | 245 | Sub_sector | Transport | Busses | Transport (busses) | Energetic | transport_busses_final_demand_heat | Heat | EU | Energy demand | 0 | FEC
GR | TYNDP2026 | NT | 2050 | TWh | 246 | Sub_sector | Transport | Busses | Transport (busses) | Energetic | transport_busses_final_demand_biomass | Biomass | EU | Energy demand | 0 | FEC
GR | TYNDP2026 | NT | 2050 | TWh | 247 | Sub_sector | Transport | Busses | Transport (busses) | Energetic | transport_busses_final_demand_coal | Solids | EU | Energy demand | 0 | FEC
GR | TYNDP2026 | NT | 2050 | TWh | 248 | Sub_sector | Transport | Busses | Transport (busses) | Energetic | transport_busses_final_demand_oil | Liquids | EU | Energy demand | 0 | FEC
GR | TYNDP2026 | NT | 2050 | TWh | 249 | Sub_sector | Transport | Busses | Transport (busses) | Energetic | transport_busses_final_demand_other | Others | EU | Energy demand | 0 | FEC
GR | TYNDP2026 | NT | 2050 | TWh | 250 | Sub_sector | Transport | Busses | Transport (busses) | Energetic | transport_busses_final_demand_ammonia | Ammonia | EU | Energy demand | 0 | FEC
GR | TYNDP2026 | NT | 2050 | TWh | 252 | Sub_sector | Transport | Trucks | Transport (trucks) | Energetic | transport_trucks_final_demand_electricity | Electricity | EU | Energy demand | 7.1431 | FEC
GR | TYNDP2026 | NT | 2050 | TWh | 253 | Sub_sector | Transport | Trucks | Transport (trucks) | Energetic | transport_trucks_final_demand_hydrogen | Hydrogen | EU | Energy demand | 0.80915 | FEC
GR | TYNDP2026 | NT | 2050 | TWh | 254 | Sub_sector | Transport | Trucks | Transport (trucks) | Energetic | transport_trucks_final_demand_methane | Methane | EU | Energy demand | 0 | FEC
GR | TYNDP2026 | NT | 2050 | TWh | 255 | Sub_sector | Transport | Trucks | Transport (trucks) | Energetic | transport_trucks_final_demand_heat | Heat | EU | Energy demand | 0 | FEC
GR | TYNDP2026 | NT | 2050 | TWh | 256 | Sub_sector | Transport | Trucks | Transport (trucks) | Energetic | transport_trucks_final_demand_biomass | Biomass | EU | Energy demand | 0 | FEC
GR | TYNDP2026 | NT | 2050 | TWh | 257 | Sub_sector | Transport | Trucks | Transport (trucks) | Energetic | transport_trucks_final_demand_coal | Solids | EU | Energy demand | 0 | FEC
GR | TYNDP2026 | NT | 2050 | TWh | 258 | Sub_sector | Transport | Trucks | Transport (trucks) | Energetic | transport_trucks_final_demand_oil | Liquids | EU | Energy demand | 0 | FEC
GR | TYNDP2026 | NT | 2050 | TWh | 259 | Sub_sector | Transport | Trucks | Transport (trucks) | Energetic | transport_trucks_final_demand_other | Others | EU | Energy demand | 0 | FEC
GR | TYNDP2026 | NT | 2050 | TWh | 260 | Sub_sector | Transport | Trucks | Transport (trucks) | Energetic | transport_trucks_final_demand_ammonia | Ammonia | EU | Energy demand | 0 | FEC
GR | TYNDP2026 | NT | 2050 | TWh | 262 | Sub_sector | Transport | Vans | Transport (vans) | Energetic | transport_vans_final_demand_electricity | Electricity | EU | Energy demand | 0 | FEC
GR | TYNDP2026 | NT | 2050 | TWh | 263 | Sub_sector | Transport | Vans | Transport (vans) | Energetic | transport_vans_final_demand_hydrogen | Hydrogen | EU | Energy demand | 0 | FEC
GR | TYNDP2026 | NT | 2050 | TWh | 264 | Sub_sector | Transport | Vans | Transport (vans) | Energetic | transport_vans_final_demand_methane | Methane | EU | Energy demand | 0 | FEC
GR | TYNDP2026 | NT | 2050 | TWh | 265 | Sub_sector | Transport | Vans | Transport (vans) | Energetic | transport_vans_final_demand_heat | Heat | EU | Energy demand | 0 | FEC
GR | TYNDP2026 | NT | 2050 | TWh | 266 | Sub_sector | Transport | Vans | Transport (vans) | Energetic | transport_vans_final_demand_biomass | Biomass | EU | Energy demand | 0 | FEC
GR | TYNDP2026 | NT | 2050 | TWh | 267 | Sub_sector | Transport | Vans | Transport (vans) | Energetic | transport_vans_final_demand_coal | Solids | EU | Energy demand | 0 | FEC
GR | TYNDP2026 | NT | 2050 | TWh | 268 | Sub_sector | Transport | Vans | Transport (vans) | Energetic | transport_vans_final_demand_oil | Liquids | EU | Energy demand | 0 | FEC
GR | TYNDP2026 | NT | 2050 | TWh | 269 | Sub_sector | Transport | Vans | Transport (vans) | Energetic | transport_vans_final_demand_other | Others | EU | Energy demand | 0 | FEC
GR | TYNDP2026 | NT | 2050 | TWh | 270 | Sub_sector | Transport | Vans | Transport (vans) | Energetic | transport_vans_final_demand_ammonia | Ammonia | EU | Energy demand | 0 | FEC
GR | TYNDP2026 | NT | 2050 | TWh | 272 | Sub_sector | Transport | Freight trains | Transport (trains) | Energetic | transport_trains_final_demand_electricity | Electricity | EU | Energy demand | 0.34466 | FEC
GR | TYNDP2026 | NT | 2050 | TWh | 273 | Sub_sector | Transport | Freight trains | Transport (trains) | Energetic | transport_trains_final_demand_hydrogen | Hydrogen | EU | Energy demand | 0 | FEC
GR | TYNDP2026 | NT | 2050 | TWh | 274 | Sub_sector | Transport | Freight trains | Transport (trains) | Energetic | transport_trains_final_demand_methane | Methane | EU | Energy demand | 0 | FEC
GR | TYNDP2026 | NT | 2050 | TWh | 275 | Sub_sector | Transport | Freight trains | Transport (trains) | Energetic | transport_trains_final_demand_heat | Heat | EU | Energy demand | 0 | FEC
GR | TYNDP2026 | NT | 2050 | TWh | 276 | Sub_sector | Transport | Freight trains | Transport (trains) | Energetic | transport_trains_final_demand_biomass | Biomass | EU | Energy demand | 0 | FEC
GR | TYNDP2026 | NT | 2050 | TWh | 277 | Sub_sector | Transport | Freight trains | Transport (trains) | Energetic | transport_trains_final_demand_coal | Solids | EU | Energy demand | 0 | FEC
GR | TYNDP2026 | NT | 2050 | TWh | 278 | Sub_sector | Transport | Freight trains | Transport (trains) | Energetic | transport_trains_final_demand_oil | Liquids | EU | Energy demand | 0 | FEC
GR | TYNDP2026 | NT | 2050 | TWh | 279 | Sub_sector | Transport | Freight trains | Transport (trains) | Energetic | transport_trains_final_demand_other | Others | EU | Energy demand | 0 | FEC
GR | TYNDP2026 | NT | 2050 | TWh | 280 | Sub_sector | Transport | Freight trains | Transport (trains) | Energetic | transport_trains_final_demand_ammonia | Ammonia | EU | Energy demand | 0 | FEC
GR | TYNDP2026 | NT | 2050 | TWh | 282 | Sub_sector | Transport | Ships | Transport (ships) | Energetic | transport_ships_final_demand_electricity | Electricity | EU | Energy demand | 0.22084 | FEC
GR | TYNDP2026 | NT | 2050 | TWh | 283 | Sub_sector | Transport | Ships | Transport (ships) | Energetic | transport_ships_final_demand_hydrogen | Hydrogen | EU | Energy demand | 0 | FEC
GR | TYNDP2026 | NT | 2050 | TWh | 284 | Sub_sector | Transport | Ships | Transport (ships) | Energetic | transport_ships_final_demand_methane | Methane | EU | Energy demand | 3.3082 | FEC
GR | TYNDP2026 | NT | 2050 | TWh | 285 | Sub_sector | Transport | Ships | Transport (ships) | Energetic | transport_ships_final_demand_heat | Heat | EU | Energy demand | 0 | FEC
GR | TYNDP2026 | NT | 2050 | TWh | 286 | Sub_sector | Transport | Ships | Transport (ships) | Energetic | transport_ships_final_demand_biomass | Biomass | EU | Energy demand | 0 | FEC
GR | TYNDP2026 | NT | 2050 | TWh | 287 | Sub_sector | Transport | Ships | Transport (ships) | Energetic | transport_ships_final_demand_coal | Solids | EU | Energy demand | 0 | FEC
GR | TYNDP2026 | NT | 2050 | TWh | 288 | Sub_sector | Transport | Ships | Transport (ships) | Energetic | transport_ships_final_demand_oil | Liquids | EU | Energy demand | 3.9176 | FEC
GR | TYNDP2026 | NT | 2050 | TWh | 289 | Sub_sector | Transport | Ships | Transport (ships) | Energetic | transport_ships_final_demand_other | Others | EU | Energy demand | 0 | FEC
GR | TYNDP2026 | NT | 2050 | TWh | 290 | Sub_sector | Transport | Ships | Transport (ships) | Energetic | transport_ships_final_demand_ammonia | Ammonia | EU | Energy demand | 0.8882 | FEC
GR | TYNDP2026 | NT | 2050 | TWh | 292 | Sub_sector | Transport | Planes | Transport (planes) | Energetic | transport_planes_final_demand_electricity | Electricity | EU | Energy demand | 0.015618 | FEC
GR | TYNDP2026 | NT | 2050 | TWh | 293 | Sub_sector | Transport | Planes | Transport (planes) | Energetic | transport_planes_final_demand_hydrogen | Hydrogen | EU | Energy demand | 0 | FEC
GR | TYNDP2026 | NT | 2050 | TWh | 294 | Sub_sector | Transport | Planes | Transport (planes) | Energetic | transport_planes_final_demand_methane | Methane | EU | Energy demand | 0 | FEC
GR | TYNDP2026 | NT | 2050 | TWh | 295 | Sub_sector | Transport | Planes | Transport (planes) | Energetic | transport_planes_final_demand_heat | Heat | EU | Energy demand | 0 | FEC
GR | TYNDP2026 | NT | 2050 | TWh | 296 | Sub_sector | Transport | Planes | Transport (planes) | Energetic | transport_planes_final_demand_biomass | Biomass | EU | Energy demand | 0 | FEC
GR | TYNDP2026 | NT | 2050 | TWh | 297 | Sub_sector | Transport | Planes | Transport (planes) | Energetic | transport_planes_final_demand_coal | Solids | EU | Energy demand | 0 | FEC
GR | TYNDP2026 | NT | 2050 | TWh | 298 | Sub_sector | Transport | Planes | Transport (planes) | Energetic | transport_planes_final_demand_oil | Liquids | EU | Energy demand | 3.6822 | FEC
GR | TYNDP2026 | NT | 2050 | TWh | 299 | Sub_sector | Transport | Planes | Transport (planes) | Energetic | transport_planes_final_demand_other | Others | EU | Energy demand | 0 | FEC
GR | TYNDP2026 | NT | 2050 | TWh | 300 | Sub_sector | Transport | Planes | Transport (planes) | Energetic | transport_planes_final_demand_ammonia | Ammonia | EU | Energy demand | 0 | FEC
GR | TYNDP2026 | NT | 2050 | TWh | 302 | Sub_sector | Transport | Others | Transport (others) | Energetic | transport_other_final_demand_electricity | Electricity | EU | Energy demand | 0 | FEC
GR | TYNDP2026 | NT | 2050 | TWh | 303 | Sub_sector | Transport | Others | Transport (others) | Energetic | transport_other_final_demand_hydrogen | Hydrogen | EU | Energy demand | 0 | FEC
GR | TYNDP2026 | NT | 2050 | TWh | 304 | Sub_sector | Transport | Others | Transport (others) | Energetic | transport_other_final_demand_methane | Methane | EU | Energy demand | 0 | FEC
GR | TYNDP2026 | NT | 2050 | TWh | 305 | Sub_sector | Transport | Others | Transport (others) | Energetic | transport_other_final_demand_heat | Heat | EU | Energy demand | 0 | FEC
GR | TYNDP2026 | NT | 2050 | TWh | 306 | Sub_sector | Transport | Others | Transport (others) | Energetic | transport_other_final_demand_biomass | Biomass | EU | Energy demand | 0 | FEC
GR | TYNDP2026 | NT | 2050 | TWh | 307 | Sub_sector | Transport | Others | Transport (others) | Energetic | transport_other_final_demand_coal | Solids | EU | Energy demand | 0 | FEC
GR | TYNDP2026 | NT | 2050 | TWh | 308 | Sub_sector | Transport | Others | Transport (others) | Energetic | transport_other_final_demand_oil | Liquids | EU | Energy demand | 0 | FEC
GR | TYNDP2026 | NT | 2050 | TWh | 309 | Sub_sector | Transport | Others | Transport (others) | Energetic | transport_other_final_demand_other | Others | EU | Energy demand | 0 | FEC
GR | TYNDP2026 | NT | 2050 | TWh | 310 | Sub_sector | Transport | Others | Transport (others) | Energetic | transport_other_final_demand_ammonia | Ammonia | EU | Energy demand | 0 | FEC
GR | TYNDP2026 | NT | 2050 | TWh | 312 | Sub_sector | International transport | International aviation | Transport (int. aviation) | Energetic | transport_int_aviation_final_demand_electricity | Electricity | EU | Energy demand | 0.1611 | FEC
GR | TYNDP2026 | NT | 2050 | TWh | 313 | Sub_sector | International transport | International aviation | Transport (int. aviation) | Energetic | transport_int_aviation_final_demand_hydrogen | Hydrogen | EU | Energy demand | 0 | FEC
GR | TYNDP2026 | NT | 2050 | TWh | 314 | Sub_sector | International transport | International aviation | Transport (int. aviation) | Energetic | transport_int_aviation_final_demand_methane | Methane | EU | Energy demand | 0 | FEC
GR | TYNDP2026 | NT | 2050 | TWh | 315 | Sub_sector | International transport | International aviation | Transport (int. aviation) | Energetic | transport_int_aviation_final_demand_heat | Heat | EU | Energy demand | 0 | FEC
GR | TYNDP2026 | NT | 2050 | TWh | 316 | Sub_sector | International transport | International aviation | Transport (int. aviation) | Energetic | transport_int_aviation_final_demand_biofuels | Biomass | EU | Energy demand | 0 | FEC
GR | TYNDP2026 | NT | 2050 | TWh | 317 | Sub_sector | International transport | International aviation | Transport (int. aviation) | Energetic | transport_int_aviation_final_demand_coal | Solids | EU | Energy demand | 0 | FEC
GR | TYNDP2026 | NT | 2050 | TWh | 318 | Sub_sector | International transport | International aviation | Transport (int. aviation) | Energetic | transport_int_aviation_final_demand_oil | Liquids | EU | Energy demand | 14.6461 | FEC
GR | TYNDP2026 | NT | 2050 | TWh | 319 | Sub_sector | International transport | International aviation | Transport (int. aviation) | Energetic | transport_int_aviation_final_demand_other | Others | EU | Energy demand | 0 | FEC
GR | TYNDP2026 | NT | 2050 | TWh | 320 | Sub_sector | International transport | International aviation | Transport (int. aviation) | Energetic | transport_int_aviation_final_demand_ammonia | Ammonia | EU | Energy demand | 0 | FEC
GR | TYNDP2026 | NT | 2050 | TWh | 322 | Sub_sector | International transport | International shipping | Transport (int. shipping) | Energetic | transport_int_shipping_final_demand_electricity | Electricity | EU | Energy demand | 0.80049 | not_included_in_FEC
GR | TYNDP2026 | NT | 2050 | TWh | 323 | Sub_sector | International transport | International shipping | Transport (int. shipping) | Energetic | transport_int_shipping_final_demand_hydrogen | Hydrogen | EU | Energy demand | 0 | not_included_in_FEC
GR | TYNDP2026 | NT | 2050 | TWh | 324 | Sub_sector | International transport | International shipping | Transport (int. shipping) | Energetic | transport_int_shipping_final_demand_methane | Methane | EU | Energy demand | 10.5118 | not_included_in_FEC
GR | TYNDP2026 | NT | 2050 | TWh | 325 | Sub_sector | International transport | International shipping | Transport (int. shipping) | Energetic | transport_int_shipping_final_demand_heat | Heat | EU | Energy demand | 0 | not_included_in_FEC
GR | TYNDP2026 | NT | 2050 | TWh | 326 | Sub_sector | International transport | International shipping | Transport (int. shipping) | Energetic | transport_int_shipping_final_demand_biofuels | Biomass | EU | Energy demand | 0 | not_included_in_FEC
GR | TYNDP2026 | NT | 2050 | TWh | 327 | Sub_sector | International transport | International shipping | Transport (int. shipping) | Energetic | transport_int_shipping_final_demand_coal | Solids | EU | Energy demand | 0 | not_included_in_FEC
GR | TYNDP2026 | NT | 2050 | TWh | 328 | Sub_sector | International transport | International shipping | Transport (int. shipping) | Energetic | transport_int_shipping_final_demand_oil | Liquids | EU | Energy demand | 6.0636 | not_included_in_FEC
GR | TYNDP2026 | NT | 2050 | TWh | 329 | Sub_sector | International transport | International shipping | Transport (int. shipping) | Energetic | transport_int_shipping_final_demand_other | Others | EU | Energy demand | 0 | not_included_in_FEC
GR | TYNDP2026 | NT | 2050 | TWh | 330 | Sub_sector | International transport | International shipping | Transport (int. shipping) | Energetic | transport_int_shipping_final_demand_ammonia | Ammonia | EU | Energy demand | 3.0303 | not_included_in_FEC
GR | TYNDP2026 | NT | 2050 | TWh | 332 | Sub_sector | Households | Space heating | Households (heating) | Energetic | households_heating_final_demand_electricity | Electricity | EU | Energy demand | 5.4285 | FEC
GR | TYNDP2026 | NT | 2050 | TWh | 333 | Sub_sector | Households | Space heating | Households (heating) | Energetic | households_heating_final_demand_hydrogen | Hydrogen | EU | Energy demand | 0 | FEC
GR | TYNDP2026 | NT | 2050 | TWh | 334 | Sub_sector | Households | Space heating | Households (heating) | Energetic | households_heating_final_demand_methane | Methane | EU | Energy demand | 2.4722 | FEC
GR | TYNDP2026 | NT | 2050 | TWh | 335 | Sub_sector | Households | Space heating | Households (heating) | Energetic | households_heating_final_demand_heat | Heat | EU | Energy demand | 0.24949 | FEC
GR | TYNDP2026 | NT | 2050 | TWh | 336 | Sub_sector | Households | Space heating | Households (heating) | Energetic | households_heating_final_demand_biomass | Biomass | EU | Energy demand | 9.734 | FEC
GR | TYNDP2026 | NT | 2050 | TWh | 337 | Sub_sector | Households | Space heating | Households (heating) | Energetic | households_heating_final_demand_coal | Solids | EU | Energy demand | 0 | FEC
GR | TYNDP2026 | NT | 2050 | TWh | 338 | Sub_sector | Households | Space heating | Households (heating) | Energetic | households_heating_final_demand_oil | Liquids | EU | Energy demand | 0 | FEC
GR | TYNDP2026 | NT | 2050 | TWh | 339 | Sub_sector | Households | Space heating | Households (heating) | Energetic | households_heating_final_demand_other | Others | EU | Energy demand | 0 | FEC
GR | TYNDP2026 | NT | 2050 | TWh | 340 | Sub_sector | Households | Space heating | Households (heating) | Energetic | households_heating_final_demand_ammonia | Ammonia | EU | Energy demand | 0 | FEC
GR | TYNDP2026 | NT | 2050 | TWh | 343 | Sub_sector | Households | Cooling | Households (cooling) | Energetic | households_cooling_final_demand_electricity | Electricity | EU | Energy demand | 2.5181 | FEC
GR | TYNDP2026 | NT | 2050 | TWh | 344 | Sub_sector | Households | Cooling | Households (cooling) | Energetic | households_cooling_final_demand_hydrogen | Hydrogen | EU | Energy demand | 0 | FEC
GR | TYNDP2026 | NT | 2050 | TWh | 345 | Sub_sector | Households | Cooling | Households (cooling) | Energetic | households_cooling_final_demand_methane | Methane | EU | Energy demand | 0 | FEC
GR | TYNDP2026 | NT | 2050 | TWh | 346 | Sub_sector | Households | Cooling | Households (cooling) | Energetic | households_cooling_final_demand_heat | Heat | EU | Energy demand | 0 | FEC
GR | TYNDP2026 | NT | 2050 | TWh | 347 | Sub_sector | Households | Cooling | Households (cooling) | Energetic | households_cooling_final_demand_biomass | Biomass | EU | Energy demand | 0 | FEC
GR | TYNDP2026 | NT | 2050 | TWh | 348 | Sub_sector | Households | Cooling | Households (cooling) | Energetic | households_cooling_final_demand_coal | Solids | EU | Energy demand | 0 | FEC
GR | TYNDP2026 | NT | 2050 | TWh | 349 | Sub_sector | Households | Cooling | Households (cooling) | Energetic | households_cooling_final_demand_oil | Liquids | EU | Energy demand | 0 | FEC
GR | TYNDP2026 | NT | 2050 | TWh | 350 | Sub_sector | Households | Cooling | Households (cooling) | Energetic | households_cooling_final_demand_other | Others | EU | Energy demand | 0 | FEC
GR | TYNDP2026 | NT | 2050 | TWh | 351 | Sub_sector | Households | Cooling | Households (cooling) | Energetic | households_cooling_final_demand_ammonia | Ammonia | EU | Energy demand | 0 | FEC
GR | TYNDP2026 | NT | 2050 | TWh | 354 | Sub_sector | Households | Hot water | Households (hot water) | Energetic | households_hot_water_final_demand_electricity | Electricity | EU | Energy demand | 0.91706 | FEC
GR | TYNDP2026 | NT | 2050 | TWh | 355 | Sub_sector | Households | Hot water | Households (hot water) | Energetic | households_hot_water_final_demand_hydrogen | Hydrogen | EU | Energy demand | 0 | FEC
GR | TYNDP2026 | NT | 2050 | TWh | 356 | Sub_sector | Households | Hot water | Households (hot water) | Energetic | households_hot_water_final_demand_methane | Methane | EU | Energy demand | 0.4032 | FEC
GR | TYNDP2026 | NT | 2050 | TWh | 357 | Sub_sector | Households | Hot water | Households (hot water) | Energetic | households_hot_water_final_demand_heat | Heat | EU | Energy demand | 0.04032 | FEC
GR | TYNDP2026 | NT | 2050 | TWh | 358 | Sub_sector | Households | Hot water | Households (hot water) | Energetic | households_hot_water_final_demand_biomass | Biomass | EU | Energy demand | 1.4751 | FEC
GR | TYNDP2026 | NT | 2050 | TWh | 359 | Sub_sector | Households | Hot water | Households (hot water) | Energetic | households_hot_water_final_demand_coal | Solids | EU | Energy demand | 0 | FEC
GR | TYNDP2026 | NT | 2050 | TWh | 360 | Sub_sector | Households | Hot water | Households (hot water) | Energetic | households_hot_water_final_demand_oil | Liquids | EU | Energy demand | 0 | FEC
GR | TYNDP2026 | NT | 2050 | TWh | 361 | Sub_sector | Households | Hot water | Households (hot water) | Energetic | households_hot_water_final_demand_other | Others | EU | Energy demand | 3.5756 | FEC
GR | TYNDP2026 | NT | 2050 | TWh | 362 | Sub_sector | Households | Hot water | Households (hot water) | Energetic | households_hot_water_final_demand_ammonia | Ammonia | EU | Energy demand | 0 | FEC
GR | TYNDP2026 | NT | 2050 | TWh | 365 | Sub_sector | Households | Appliances | Households (appliances) | Energetic | households_appliances_final_demand_electricity | Electricity | EU | Energy demand | 11.5649 | FEC
GR | TYNDP2026 | NT | 2050 | TWh | 366 | Sub_sector | Households | Appliances | Households (appliances) | Energetic | households_appliances_final_demand_hydrogen | Hydrogen | EU | Energy demand | 0 | FEC
GR | TYNDP2026 | NT | 2050 | TWh | 367 | Sub_sector | Households | Appliances | Households (appliances) | Energetic | households_appliances_final_demand_methane | Methane | EU | Energy demand | 2.86e-09 | FEC
GR | TYNDP2026 | NT | 2050 | TWh | 368 | Sub_sector | Households | Appliances | Households (appliances) | Energetic | households_appliances_final_demand_heat | Heat | EU | Energy demand | 0 | FEC
GR | TYNDP2026 | NT | 2050 | TWh | 369 | Sub_sector | Households | Appliances | Households (appliances) | Energetic | households_appliances_final_demand_biomass | Biomass | EU | Energy demand | 0.19012 | FEC
GR | TYNDP2026 | NT | 2050 | TWh | 370 | Sub_sector | Households | Appliances | Households (appliances) | Energetic | households_appliances_final_demand_coal | Solids | EU | Energy demand | 0 | FEC
GR | TYNDP2026 | NT | 2050 | TWh | 371 | Sub_sector | Households | Appliances | Households (appliances) | Energetic | households_appliances_final_demand_oil | Liquids | EU | Energy demand | 0 | FEC
GR | TYNDP2026 | NT | 2050 | TWh | 372 | Sub_sector | Households | Appliances | Households (appliances) | Energetic | households_appliances_final_demand_other | Others | EU | Energy demand | 0 | FEC
GR | TYNDP2026 | NT | 2050 | TWh | 373 | Sub_sector | Households | Appliances | Households (appliances) | Energetic | households_appliances_final_demand_ammonia | Ammonia | EU | Energy demand | 0 | FEC
GR | TYNDP2026 | NT | 2050 | TWh | 375 | Sub_sector | Buildings | Space heating | Buildings (heat) | Energetic | buildings_heat_final_demand_electricity | Electricity | EU | Energy demand | 3.9538 | FEC
GR | TYNDP2026 | NT | 2050 | TWh | 376 | Sub_sector | Buildings | Space heating | Buildings (heat) | Energetic | buildings_heat_final_demand_hydrogen | Hydrogen | EU | Energy demand | 0 | FEC
GR | TYNDP2026 | NT | 2050 | TWh | 377 | Sub_sector | Buildings | Space heating | Buildings (heat) | Energetic | buildings_heat_final_demand_methane | Methane | EU | Energy demand | 0.36087 | FEC
GR | TYNDP2026 | NT | 2050 | TWh | 378 | Sub_sector | Buildings | Space heating | Buildings (heat) | Energetic | buildings_heat_final_demand_heat | Heat | EU | Energy demand | 0.23715 | FEC
GR | TYNDP2026 | NT | 2050 | TWh | 379 | Sub_sector | Buildings | Space heating | Buildings (heat) | Energetic | buildings_heat_final_demand_biomass | Biomass | EU | Energy demand | 0.70422 | FEC
GR | TYNDP2026 | NT | 2050 | TWh | 380 | Sub_sector | Buildings | Space heating | Buildings (heat) | Energetic | buildings_heat_final_demand_coal | Solids | EU | Energy demand | 0 | FEC
GR | TYNDP2026 | NT | 2050 | TWh | 381 | Sub_sector | Buildings | Space heating | Buildings (heat) | Energetic | buildings_heat_final_demand_oil | Liquids | EU | Energy demand | 0 | FEC
GR | TYNDP2026 | NT | 2050 | TWh | 382 | Sub_sector | Buildings | Space heating | Buildings (heat) | Energetic | buildings_heat_final_demand_other | Others | EU | Energy demand | 0.018591 | FEC
GR | TYNDP2026 | NT | 2050 | TWh | 383 | Sub_sector | Buildings | Space heating | Buildings (heat) | Energetic | buildings_heat_final_demand_ammonia | Ammonia | EU | Energy demand | 0 | FEC
GR | TYNDP2026 | NT | 2050 | TWh | 386 | Sub_sector | Buildings | Cooling | Buildings (cooling) | Energetic | buildings_cooling_final_demand_electricity | Electricity | EU | Energy demand | 7.2944 | FEC
GR | TYNDP2026 | NT | 2050 | TWh | 387 | Sub_sector | Buildings | Cooling | Buildings (cooling) | Energetic | buildings_cooling_final_demand_hydrogen | Hydrogen | EU | Energy demand | 0 | FEC
GR | TYNDP2026 | NT | 2050 | TWh | 388 | Sub_sector | Buildings | Cooling | Buildings (cooling) | Energetic | buildings_cooling_final_demand_methane | Methane | EU | Energy demand | 0 | FEC
GR | TYNDP2026 | NT | 2050 | TWh | 389 | Sub_sector | Buildings | Cooling | Buildings (cooling) | Energetic | buildings_cooling_final_demand_heat | Heat | EU | Energy demand | 0 | FEC
GR | TYNDP2026 | NT | 2050 | TWh | 390 | Sub_sector | Buildings | Cooling | Buildings (cooling) | Energetic | buildings_cooling_final_demand_biomass | Biomass | EU | Energy demand | 0 | FEC
GR | TYNDP2026 | NT | 2050 | TWh | 391 | Sub_sector | Buildings | Cooling | Buildings (cooling) | Energetic | buildings_cooling_final_demand_coal | Solids | EU | Energy demand | 0 | FEC
GR | TYNDP2026 | NT | 2050 | TWh | 392 | Sub_sector | Buildings | Cooling | Buildings (cooling) | Energetic | buildings_cooling_final_demand_oil | Liquids | EU | Energy demand | 0 | FEC
GR | TYNDP2026 | NT | 2050 | TWh | 393 | Sub_sector | Buildings | Cooling | Buildings (cooling) | Energetic | buildings_cooling_final_demand_other | Others | EU | Energy demand | 0 | FEC
GR | TYNDP2026 | NT | 2050 | TWh | 394 | Sub_sector | Buildings | Cooling | Buildings (cooling) | Energetic | buildings_cooling_final_demand_ammonia | Ammonia | EU | Energy demand | 0 | FEC
GR | TYNDP2026 | NT | 2050 | TWh | 397 | Sub_sector | Buildings | Appliances | Buildings (appliances) | Energetic | buildings_appliances_final_demand_electricity | Electricity | EU | Energy demand | 8.9223 | FEC
GR | TYNDP2026 | NT | 2050 | TWh | 398 | Sub_sector | Buildings | Appliances | Buildings (appliances) | Energetic | buildings_appliances_final_demand_hydrogen | Hydrogen | EU | Energy demand | 0 | FEC
GR | TYNDP2026 | NT | 2050 | TWh | 399 | Sub_sector | Buildings | Appliances | Buildings (appliances) | Energetic | buildings_appliances_final_demand_methane | Methane | EU | Energy demand | 0.36241 | FEC
GR | TYNDP2026 | NT | 2050 | TWh | 400 | Sub_sector | Buildings | Appliances | Buildings (appliances) | Energetic | buildings_appliances_final_demand_heat | Heat | EU | Energy demand | 0 | FEC
GR | TYNDP2026 | NT | 2050 | TWh | 401 | Sub_sector | Buildings | Appliances | Buildings (appliances) | Energetic | buildings_appliances_final_demand_biomass | Biomass | EU | Energy demand | 0 | FEC
GR | TYNDP2026 | NT | 2050 | TWh | 402 | Sub_sector | Buildings | Appliances | Buildings (appliances) | Energetic | buildings_appliances_final_demand_coal | Solids | EU | Energy demand | 0 | FEC
GR | TYNDP2026 | NT | 2050 | TWh | 403 | Sub_sector | Buildings | Appliances | Buildings (appliances) | Energetic | buildings_appliances_final_demand_oil | Liquids | EU | Energy demand | 0 | FEC
GR | TYNDP2026 | NT | 2050 | TWh | 404 | Sub_sector | Buildings | Appliances | Buildings (appliances) | Energetic | buildings_appliances_final_demand_other | Others | EU | Energy demand | 0 | FEC
GR | TYNDP2026 | NT | 2050 | TWh | 405 | Sub_sector | Buildings | Appliances | Buildings (appliances) | Energetic | buildings_appliances_final_demand_ammonia | Ammonia | EU | Energy demand | 0 | FEC
GR | TYNDP2026 | NT | 2050 | TWh | 407 | Sub_sector | Buildings | Datacenters | Datacenters & ICT | Energetic | datacentres_final_demand_electricity_energetic | Electricity | EU | Energy demand | 1.0644 | FEC
GR | TYNDP2026 | NT | 2050 | TWh | 408 | Sub_sector | Buildings | Datacenters | Datacenters & ICT | Energetic | datacentres_final_demand_hydrogen_energetic | Hydrogen | EU | Energy demand | 0 | FEC
GR | TYNDP2026 | NT | 2050 | TWh | 409 | Sub_sector | Buildings | Datacenters | Datacenters & ICT | Energetic | datacentres_final_demand_methane_energetic | Methane | EU | Energy demand | 0 | FEC
GR | TYNDP2026 | NT | 2050 | TWh | 410 | Sub_sector | Buildings | Datacenters | Datacenters & ICT | Energetic | datacentres_final_demand_heat_energetic | Heat | EU | Energy demand | 0 | FEC
GR | TYNDP2026 | NT | 2050 | TWh | 411 | Sub_sector | Buildings | Datacenters | Datacenters & ICT | Energetic | datacentres_final_demand_biomass_energetic | Biomass | EU | Energy demand | 0 | FEC
GR | TYNDP2026 | NT | 2050 | TWh | 412 | Sub_sector | Buildings | Datacenters | Datacenters & ICT | Energetic | datacentres_final_demand_coal_energetic | Solids | EU | Energy demand | 0 | FEC
GR | TYNDP2026 | NT | 2050 | TWh | 413 | Sub_sector | Buildings | Datacenters | Datacenters & ICT | Energetic | datacentres_final_demand_oil_energetic | Liquids | EU | Energy demand | 0 | FEC
GR | TYNDP2026 | NT | 2050 | TWh | 414 | Sub_sector | Buildings | Datacenters | Datacenters & ICT | Energetic | datacentres_final_demand_other_energetic | Others | EU | Energy demand | 0 | FEC
GR | TYNDP2026 | NT | 2050 | TWh | 415 | Sub_sector | Buildings | Datacenters | Datacenters & ICT | Energetic | datacentres_final_demand_ammonia_energetic | Ammonia | EU | Energy demand | 0 | FEC
GR | TYNDP2026 | NT | 2050 | TWh | 417 | Sub_sector | Transport | Others_Sector | Others_Sector | Energetic | other_final_demand_electricity_energetic | Electricity | EU | Energy demand | 0 | FEC
GR | TYNDP2026 | NT | 2050 | TWh | 418 | Sub_sector | Transport | Others_Sector | Others_Sector | Energetic | other_final_demand_hydrogen_energetic | Hydrogen | EU | Energy demand | 0 | FEC
GR | TYNDP2026 | NT | 2050 | TWh | 419 | Sub_sector | Transport | Pipeline Transport | Others_Sector | Energetic | other_final_demand_methane_energetic | Methane | EU | Energy demand | 0.051874 | FEC
GR | TYNDP2026 | NT | 2050 | TWh | 420 | Sub_sector | Transport | Others_Sector | Others_Sector | Energetic | other_final_demand_heat_energetic | Heat | EU | Energy demand | 0 | FEC
GR | TYNDP2026 | NT | 2050 | TWh | 421 | Sub_sector | Transport | Others_Sector | Others_Sector | Energetic | other_final_demand_biomass_energetic | Biomass | EU | Energy demand | 0 | FEC
GR | TYNDP2026 | NT | 2050 | TWh | 422 | Sub_sector | Transport | Others_Sector | Others_Sector | Energetic | other_final_demand_coal_energetic | Solids | EU | Energy demand | 0.0001575 | FEC
GR | TYNDP2026 | NT | 2050 | TWh | 423 | Sub_sector | Transport | Others_Sector | Others_Sector | Energetic | other_final_demand_oil_energetic | Liquids | EU | Energy demand | 2.6038 | FEC
GR | TYNDP2026 | NT | 2050 | TWh | 424 | Sub_sector | Others_Sector | Others_Sector | Others_Sector | Non-energetic | other_final_demand_oil_non_energetic | Liquids | EU | Energy demand | 0.21085 | not_included_in_FEC
GR | TYNDP2026 | NT | 2050 | TWh | 425 | Sub_sector | Transport | Others_Sector | Others_Sector | Energetic | other_final_demand_other_energetic | Others | EU | Energy demand | 0 | FEC
GR | TYNDP2026 | NT | 2050 | TWh | 426 | Sub_sector | Transport | Others_Sector | Others_Sector | Energetic | other_final_demand_ammonia_energetic | Ammonia | EU | Energy demand | 0 | FEC
GR | TYNDP2026 | NT | 2050 | TWh | 427 | Sub_sector | Industry | Surplus_Heat_in_Industry | Surplus_Heat_in_Industry | Energetic | final_demand_of_industry_unused_local_production_steam_hot_water | Heat | EU | Energy demand | 0 | FEC
GR | TYNDP2026 | NT | 2050 | TWh | 429 | Sub_sector | Agriculture | Total | Agriculture | Energetic | agriculture_final_demand_electricity_energetic | Electricity | EU | Energy demand | 2.691 | FEC
GR | TYNDP2026 | NT | 2050 | TWh | 430 | Sub_sector | Agriculture | Total | Agriculture | Energetic | agriculture_final_demand_hydrogen_energetic | Hydrogen | EU | Energy demand | 0 | FEC
GR | TYNDP2026 | NT | 2050 | TWh | 431 | Sub_sector | Agriculture | Total | Agriculture | Energetic | agriculture_final_demand_methane_energetic | Methane | EU | Energy demand | 0 | FEC
GR | TYNDP2026 | NT | 2050 | TWh | 432 | Sub_sector | Agriculture | Total | Agriculture | Energetic | agriculture_final_demand_heat_energetic | Heat | EU | Energy demand | 0 | FEC
GR | TYNDP2026 | NT | 2050 | TWh | 433 | Sub_sector | Agriculture | Total | Agriculture | Energetic | agriculture_final_demand_biomass_energetic | Biomass | EU | Energy demand | 0.86005 | FEC
GR | TYNDP2026 | NT | 2050 | TWh | 434 | Sub_sector | Agriculture | Total | Agriculture | Energetic | agriculture_final_demand_coal_energetic | Solids | EU | Energy demand | 0 | FEC
GR | TYNDP2026 | NT | 2050 | TWh | 435 | Sub_sector | Agriculture | Total | Agriculture | Energetic | agriculture_final_demand_oil_energetic | Liquids | EU | Energy demand | 0 | FEC
GR | TYNDP2026 | NT | 2050 | TWh | 436 | Sub_sector | Agriculture | Total | Agriculture | Energetic | agriculture_final_demand_other_energetic | Others | EU | Energy demand | 0 | FEC
GR | TYNDP2026 | NT | 2050 | TWh | 437 | Sub_sector | Agriculture | Total | Agriculture | Energetic | agriculture_final_demand_ammonia_energetic | Ammonia | EU | Energy demand | 0 | FEC
GR | TYNDP2026 | NT | 2050 | TWh | 447 | Sub_sector | Buildings | Surplus Energy | Buildings | Energetic | GAP | Electricity | EU | Energy demand | 0 | FEC
GR | TYNDP2026 | NT | 2050 | TWh | 448 | Sub_sector | Buildings | Surplus Energy | Buildings | Energetic | GAP | Hydrogen | EU | Energy demand | 0 | FEC
GR | TYNDP2026 | NT | 2050 | TWh | 449 | Sub_sector | Buildings | Surplus Energy | Buildings | Energetic | GAP | Methane | EU | Energy demand | 0 | FEC
GR | TYNDP2026 | NT | 2050 | TWh | 450 | Sub_sector | Buildings | Surplus Energy | Buildings | Energetic | GAP | Heat | EU | Energy demand | 0 | FEC
GR | TYNDP2026 | NT | 2050 | TWh | 451 | Sub_sector | Buildings | Surplus Energy | Buildings | Energetic | GAP | Biomass | EU | Energy demand | 9.01e-05 | FEC
GR | TYNDP2026 | NT | 2050 | TWh | 452 | Sub_sector | Buildings | Surplus Energy | Buildings | Energetic | GAP | Solids | EU | Energy demand | 0 | FEC
GR | TYNDP2026 | NT | 2050 | TWh | 453 | Sub_sector | Buildings | Surplus Energy | Buildings | Energetic | GAP | Liquids | EU | Energy demand | 0.17171 | FEC
GR | TYNDP2026 | NT | 2050 | TWh | 454 | Sub_sector | Buildings | Surplus Energy | Buildings | Energetic | GAP | Others | EU | Energy demand | 0 | FEC
GR | TYNDP2026 | NT | 2050 | TWh | 455 | Sub_sector | Buildings | Surplus Energy | Buildings | Energetic | GAP | Ammonia | EU | Energy demand | 0 | FEC
GR | TYNDP2026 | NT | 2050 | TWh | 456 | Sub_sector | Households | Surplus Energy | Households | Energetic | GAP | Electricity | EU | Energy demand | 0 | FEC
GR | TYNDP2026 | NT | 2050 | TWh | 457 | Sub_sector | Households | Surplus Energy | Households | Energetic | GAP | Hydrogen | EU | Energy demand | 0 | FEC
GR | TYNDP2026 | NT | 2050 | TWh | 458 | Sub_sector | Households | Surplus Energy | Households | Energetic | GAP | Methane | EU | Energy demand | 0 | FEC
GR | TYNDP2026 | NT | 2050 | TWh | 459 | Sub_sector | Households | Surplus Energy | Households | Energetic | GAP | Heat | EU | Energy demand | 0 | FEC
GR | TYNDP2026 | NT | 2050 | TWh | 460 | Sub_sector | Households | Surplus Energy | Households | Energetic | GAP | Biomass | EU | Energy demand | 0 | FEC
GR | TYNDP2026 | NT | 2050 | TWh | 461 | Sub_sector | Households | Surplus Energy | Households | Energetic | GAP | Solids | EU | Energy demand | 0 | FEC
GR | TYNDP2026 | NT | 2050 | TWh | 462 | Sub_sector | Households | Surplus Energy | Households | Energetic | GAP | Liquids | EU | Energy demand | 0 | FEC
GR | TYNDP2026 | NT | 2050 | TWh | 463 | Sub_sector | Households | Surplus Energy | Households | Energetic | GAP | Others | EU | Energy demand | 0 | FEC
GR | TYNDP2026 | NT | 2050 | TWh | 464 | Sub_sector | Households | Surplus Energy | Households | Energetic | GAP | Ammonia | EU | Energy demand | 0 | FEC
GR | TYNDP2026 | HEV | 2035 | TWh | 102 | Sub_sector | Industry | Aluminium | Industry (aluminium) | Energetic | industry_aluminium_demand_electricity_energetic | Electricity | EU | Energy demand | 3.1358 | FEC
GR | TYNDP2026 | HEV | 2035 | TWh | 103 | Sub_sector | Industry | Aluminium | Industry (aluminium) | Energetic | industry_aluminium_demand_hydrogen_energetic | Hydrogen | EU | Energy demand | 0 | FEC
GR | TYNDP2026 | HEV | 2035 | TWh | 104 | Sub_sector | Industry | Aluminium | Industry (aluminium) | Energetic | industry_aluminium_demand_methane_energetic | Methane | EU | Energy demand | 0.22101 | FEC
GR | TYNDP2026 | HEV | 2035 | TWh | 105 | Sub_sector | Industry | Aluminium | Industry (aluminium) | Energetic | industry_aluminium_demand_heat_energetic | Heat | EU | Energy demand | 0 | FEC
GR | TYNDP2026 | HEV | 2035 | TWh | 106 | Sub_sector | Industry | Aluminium | Industry (aluminium) | Energetic | industry_aluminium_demand_biomass_energetic | Biomass | EU | Energy demand | 0 | FEC
GR | TYNDP2026 | HEV | 2035 | TWh | 107 | Sub_sector | Industry | Aluminium | Industry (aluminium) | Energetic | industry_aluminium_demand_coal_energetic | Solids | EU | Energy demand | 0 | FEC
GR | TYNDP2026 | HEV | 2035 | TWh | 108 | Sub_sector | Industry | Aluminium | Industry (aluminium) | Energetic | industry_aluminium_demand_oil_energetic | Liquids | EU | Energy demand | 0 | FEC
GR | TYNDP2026 | HEV | 2035 | TWh | 109 | Sub_sector | Industry | Aluminium | Industry (aluminium) | Energetic | industry_aluminium_demand_others_energetic | Others | EU | Energy demand | 0 | FEC
GR | TYNDP2026 | HEV | 2035 | TWh | 110 | Sub_sector | Industry | Aluminium | Industry (aluminium) | Energetic | industry_ammonia_demand_others_energetic | Ammonia | EU | Energy demand | 0 | FEC
GR | TYNDP2026 | HEV | 2035 | TWh | 112 | Sub_sector | Industry | Chemicals | Industry (chemicals, energetic) | Energetic | industry_chemical_demand_electricity_energetic | Electricity | EU | Energy demand | 0.4422 | FEC
GR | TYNDP2026 | HEV | 2035 | TWh | 113 | Sub_sector | Industry | Chemicals | Industry (chemicals, energetic) | Energetic | industry_chemical_demand_hydrogen_energetic | Hydrogen | EU | Energy demand | 0 | FEC
GR | TYNDP2026 | HEV | 2035 | TWh | 114 | Sub_sector | Industry | Chemicals | Industry (chemicals, energetic) | Energetic | industry_chemical_demand_methane_energetic | Methane | EU | Energy demand | 6.76e-05 | FEC
GR | TYNDP2026 | HEV | 2035 | TWh | 115 | Sub_sector | Industry | Chemicals | Industry (chemicals, energetic) | Energetic | industry_chemical_demand_heat_energetic | Heat | EU | Energy demand | 0 | FEC
GR | TYNDP2026 | HEV | 2035 | TWh | 116 | Sub_sector | Industry | Chemicals | Industry (chemicals, energetic) | Energetic | industry_chemical_demand_biomass_energetic | Biomass | EU | Energy demand | 0 | FEC
GR | TYNDP2026 | HEV | 2035 | TWh | 117 | Sub_sector | Industry | Chemicals | Industry (chemicals, energetic) | Energetic | industry_chemical_demand_coal_energetic | Solids | EU | Energy demand | 0 | FEC
GR | TYNDP2026 | HEV | 2035 | TWh | 118 | Sub_sector | Industry | Chemicals | Industry (chemicals, energetic) | Energetic | industry_chemical_demand_oil_energetic | Liquids | EU | Energy demand | 0.17614 | FEC
GR | TYNDP2026 | HEV | 2035 | TWh | 119 | Sub_sector | Industry | Chemicals | Industry (chemicals, energetic) | Energetic | industry_chemical_demand_others_energetic | Others | EU | Energy demand | 0 | FEC
GR | TYNDP2026 | HEV | 2035 | TWh | 120 | Sub_sector | Industry | Chemicals | Industry (chemicals, energetic) | Energetic | industry_chemical_demand_ammonia_energetic | Ammonia | EU | Energy demand | 0 | FEC
GR | TYNDP2026 | HEV | 2035 | TWh | 122 | Sub_sector | Industry | Chemicals | Industry (chemicals, non-energetic) | Non-energetic | industry_chemical_demand_electricity_non_energetic | Electricity | EU | Energy demand | 0 | not_included_in_FEC
GR | TYNDP2026 | HEV | 2035 | TWh | 123 | Sub_sector | Industry | Chemicals | Industry (chemicals, non-energetic) | Non-energetic | industry_chemical_demand_hydrogen_non_energetic | Hydrogen | EU | Energy demand | 0 | not_included_in_FEC
GR | TYNDP2026 | HEV | 2035 | TWh | 124 | Sub_sector | Industry | Chemicals | Industry (chemicals, non-energetic) | Non-energetic | industry_chemical_demand_methane_non_energetic | Methane | EU | Energy demand | 4.3558 | not_included_in_FEC
GR | TYNDP2026 | HEV | 2035 | TWh | 125 | Sub_sector | Industry | Chemicals | Industry (chemicals, non-energetic) | Non-energetic | industry_chemical_demand_heat_non_energetic | Heat | EU | Energy demand | 0 | not_included_in_FEC
GR | TYNDP2026 | HEV | 2035 | TWh | 126 | Sub_sector | Industry | Chemicals | Industry (chemicals, non-energetic) | Non-energetic | industry_chemical_demand_biomass_non_energetic | Biomass | EU | Energy demand | 0 | not_included_in_FEC
GR | TYNDP2026 | HEV | 2035 | TWh | 127 | Sub_sector | Industry | Chemicals | Industry (chemicals, non-energetic) | Non-energetic | industry_chemical_demand_coal_non_energetic | Solids | EU | Energy demand | 0 | not_included_in_FEC
GR | TYNDP2026 | HEV | 2035 | TWh | 128 | Sub_sector | Industry | Chemicals | Industry (chemicals, non-energetic) | Non-energetic | industry_chemical_demand_oil_non_energetic | Liquids | EU | Energy demand | 3.247 | not_included_in_FEC
GR | TYNDP2026 | HEV | 2035 | TWh | 129 | Sub_sector | Industry | Chemicals | Industry (chemicals, non-energetic) | Non-energetic | industry_chemical_demand_others_non_energetic | Others | EU | Energy demand | 0 | not_included_in_FEC
GR | TYNDP2026 | HEV | 2035 | TWh | 130 | Sub_sector | Industry | Chemicals | Industry (chemicals, non-energetic) | Non-energetic | industry_chemical_demand_ammonia_non_energetic | Ammonia | EU | Energy demand | 0 | not_included_in_FEC
GR | TYNDP2026 | HEV | 2035 | TWh | 132 | Sub_sector | Industry | Fertilizers | Industry (fertilizers, energetic) | Energetic | industry_fertilizers_demand_electricity_energetic | Electricity | EU | Energy demand | 0.034732 | FEC
GR | TYNDP2026 | HEV | 2035 | TWh | 133 | Sub_sector | Industry | Fertilizers | Industry (fertilizers, energetic) | Energetic | industry_fertilizers_demand_hydrogen_energetic | Hydrogen | EU | Energy demand | 0 | FEC
GR | TYNDP2026 | HEV | 2035 | TWh | 134 | Sub_sector | Industry | Fertilizers | Industry (fertilizers, energetic) | Energetic | industry_fertilizers_demand_methane_energetic | Methane | EU | Energy demand | 0.3324 | FEC
GR | TYNDP2026 | HEV | 2035 | TWh | 135 | Sub_sector | Industry | Fertilizers | Industry (fertilizers, energetic) | Energetic | industry_fertilizers_demand_heat_energetic | Heat | EU | Energy demand | 0 | FEC
GR | TYNDP2026 | HEV | 2035 | TWh | 136 | Sub_sector | Industry | Fertilizers | Industry (fertilizers, energetic) | Energetic | industry_fertilizers_demand_biomass_energetic | Biomass | EU | Energy demand | 0 | FEC
GR | TYNDP2026 | HEV | 2035 | TWh | 137 | Sub_sector | Industry | Fertilizers | Industry (fertilizers, energetic) | Energetic | industry_fertilizers_demand_coal_energetic | Solids | EU | Energy demand | 0 | FEC
GR | TYNDP2026 | HEV | 2035 | TWh | 138 | Sub_sector | Industry | Fertilizers | Industry (fertilizers, energetic) | Energetic | industry_fertilizers_demand_oil_energetic | Liquids | EU | Energy demand | 0 | FEC
GR | TYNDP2026 | HEV | 2035 | TWh | 139 | Sub_sector | Industry | Fertilizers | Industry (fertilizers, energetic) | Energetic | industry_fertilizers_demand_others_energetic | Others | EU | Energy demand | 0 | FEC
GR | TYNDP2026 | HEV | 2035 | TWh | 140 | Sub_sector | Industry | Fertilizers | Industry (fertilizers, energetic) | Energetic | industry_fertilizers_demand_ammonia_energetic | Ammonia | EU | Energy demand | 0 | FEC
GR | TYNDP2026 | HEV | 2035 | TWh | 142 | Sub_sector | Industry | Fertilizers | Industry (fertilizers, non-energetic) | Non-energetic | industry_fertilizers_demand_electricity_non_energetic | Electricity | EU | Energy demand | 0 | not_included_in_FEC
GR | TYNDP2026 | HEV | 2035 | TWh | 143 | Sub_sector | Industry | Fertilizers | Industry (fertilizers, non-energetic) | Non-energetic | industry_fertilizers_demand_hydrogen_non_energetic | Hydrogen | EU | Energy demand | 0 | not_included_in_FEC
GR | TYNDP2026 | HEV | 2035 | TWh | 144 | Sub_sector | Industry | Fertilizers | Industry (fertilizers, non-energetic) | Non-energetic | industry_fertilizers_demand_methane_non_energetic | Methane | EU | Energy demand | 0.7398 | not_included_in_FEC
GR | TYNDP2026 | HEV | 2035 | TWh | 145 | Sub_sector | Industry | Fertilizers | Industry (fertilizers, non-energetic) | Non-energetic | industry_fertilizers_demand_heat_non_energetic | Heat | EU | Energy demand | 0 | not_included_in_FEC
GR | TYNDP2026 | HEV | 2035 | TWh | 146 | Sub_sector | Industry | Fertilizers | Industry (fertilizers, non-energetic) | Non-energetic | industry_fertilizers_demand_biomass_non_energetic | Biomass | EU | Energy demand | 0 | not_included_in_FEC
GR | TYNDP2026 | HEV | 2035 | TWh | 147 | Sub_sector | Industry | Fertilizers | Industry (fertilizers, non-energetic) | Non-energetic | industry_fertilizers_demand_coal_non_energetic | Solids | EU | Energy demand | 0 | not_included_in_FEC
GR | TYNDP2026 | HEV | 2035 | TWh | 148 | Sub_sector | Industry | Fertilizers | Industry (fertilizers, non-energetic) | Non-energetic | industry_fertilizers_demand_oil_non_energetic | Liquids | EU | Energy demand | 0 | not_included_in_FEC
GR | TYNDP2026 | HEV | 2035 | TWh | 149 | Sub_sector | Industry | Fertilizers | Industry (fertilizers, non-energetic) | Non-energetic | industry_fertilizers_demand_others_non_energetic | Others | EU | Energy demand | 0 | not_included_in_FEC
GR | TYNDP2026 | HEV | 2035 | TWh | 150 | Sub_sector | Industry | Fertilizers | Industry (fertilizers, non-energetic) | Non-energetic | industry_fertilizers_demand_ammonia_non_energetic | Ammonia | EU | Energy demand | 0 | not_included_in_FEC
GR | TYNDP2026 | HEV | 2035 | TWh | 152 | Sub_sector | Industry | Food | Industry (food) | Energetic | industry_food_demand_electricity_energetic | Electricity | EU | Energy demand | 1.8461 | FEC
GR | TYNDP2026 | HEV | 2035 | TWh | 153 | Sub_sector | Industry | Food | Industry (food) | Energetic | industry_food_demand_hydrogen_energetic | Hydrogen | EU | Energy demand | 0 | FEC
GR | TYNDP2026 | HEV | 2035 | TWh | 154 | Sub_sector | Industry | Food | Industry (food) | Energetic | industry_food_demand_methane_energetic | Methane | EU | Energy demand | 0.76916 | FEC
GR | TYNDP2026 | HEV | 2035 | TWh | 155 | Sub_sector | Industry | Food | Industry (food) | Energetic | industry_food_demand_heat_energetic | Heat | EU | Energy demand | 0 | FEC
GR | TYNDP2026 | HEV | 2035 | TWh | 156 | Sub_sector | Industry | Food | Industry (food) | Energetic | industry_food_demand_biomass_energetic | Biomass | EU | Energy demand | 1.1255 | FEC
GR | TYNDP2026 | HEV | 2035 | TWh | 157 | Sub_sector | Industry | Food | Industry (food) | Energetic | industry_food_demand_coal_energetic | Solids | EU | Energy demand | 0 | FEC
GR | TYNDP2026 | HEV | 2035 | TWh | 158 | Sub_sector | Industry | Food | Industry (food) | Energetic | industry_food_demand_oil_energetic | Liquids | EU | Energy demand | 1.958 | FEC
GR | TYNDP2026 | HEV | 2035 | TWh | 159 | Sub_sector | Industry | Food | Industry (food) | Energetic | industry_food_demand_others_energetic | Others | EU | Energy demand | 0 | FEC
GR | TYNDP2026 | HEV | 2035 | TWh | 160 | Sub_sector | Industry | Food | Industry (food) | Energetic | industry_food_demand_ammonia_energetic | Ammonia | EU | Energy demand | 0 | FEC
GR | TYNDP2026 | HEV | 2035 | TWh | 162 | Sub_sector | Industry | Metals | Industry (metal) | Energetic | industry_metal_demand_electricity_energetic | Electricity | EU | Energy demand | 0.93276 | FEC
GR | TYNDP2026 | HEV | 2035 | TWh | 163 | Sub_sector | Industry | Metals | Industry (metal) | Energetic | industry_metal_demand_hydrogen_energetic | Hydrogen | EU | Energy demand | 0 | FEC
GR | TYNDP2026 | HEV | 2035 | TWh | 164 | Sub_sector | Industry | Metals | Industry (metal) | Energetic | industry_metal_demand_methane_energetic | Methane | EU | Energy demand | 1.1724 | FEC
GR | TYNDP2026 | HEV | 2035 | TWh | 165 | Sub_sector | Industry | Metals | Industry (metal) | Energetic | industry_metal_demand_heat_energetic | Heat | EU | Energy demand | 0 | FEC
GR | TYNDP2026 | HEV | 2035 | TWh | 166 | Sub_sector | Industry | Metals | Industry (metal) | Energetic | industry_metal_demand_biomass_energetic | Biomass | EU | Energy demand | 0 | FEC
GR | TYNDP2026 | HEV | 2035 | TWh | 167 | Sub_sector | Industry | Metals | Industry (metal) | Energetic | industry_metal_demand_coal_energetic | Solids | EU | Energy demand | 1.1912 | FEC
GR | TYNDP2026 | HEV | 2035 | TWh | 168 | Sub_sector | Industry | Metals | Industry (metal) | Energetic | industry_metal_demand_oil_energetic | Liquids | EU | Energy demand | 0.076669 | FEC
GR | TYNDP2026 | HEV | 2035 | TWh | 169 | Sub_sector | Industry | Metals | Industry (metal) | Energetic | industry_metal_demand_others_energetic | Others | EU | Energy demand | 0 | FEC
GR | TYNDP2026 | HEV | 2035 | TWh | 170 | Sub_sector | Industry | Metals | Industry (metal) | Energetic | industry_metal_demand_ammonia_energetic | Ammonia | EU | Energy demand | 0 | FEC
GR | TYNDP2026 | HEV | 2035 | TWh | 172 | Sub_sector | Industry | Others | Industry (other, energetic) | Energetic | industry_other_demand_electricity_energetic | Electricity | EU | Energy demand | 4.6385 | FEC
GR | TYNDP2026 | HEV | 2035 | TWh | 173 | Sub_sector | Industry | Others | Industry (other, energetic) | Energetic | industry_other_demand_hydrogen_energetic | Hydrogen | EU | Energy demand | 0 | FEC
GR | TYNDP2026 | HEV | 2035 | TWh | 174 | Sub_sector | Industry | Others | Industry (other, energetic) | Energetic | industry_other_demand_methane_energetic | Methane | EU | Energy demand | 0.67104 | FEC
GR | TYNDP2026 | HEV | 2035 | TWh | 175 | Sub_sector | Industry | Others | Industry (other, energetic) | Energetic | industry_other_demand_heat_energetic | Heat | EU | Energy demand | 0 | FEC
GR | TYNDP2026 | HEV | 2035 | TWh | 176 | Sub_sector | Industry | Others | Industry (other, energetic) | Energetic | industry_other_demand_biomass_energetic | Biomass | EU | Energy demand | 0.24203 | FEC
GR | TYNDP2026 | HEV | 2035 | TWh | 177 | Sub_sector | Industry | Others | Industry (other, energetic) | Energetic | industry_other_demand_coal_energetic | Solids | EU | Energy demand | 0.59095 | FEC
GR | TYNDP2026 | HEV | 2035 | TWh | 178 | Sub_sector | Industry | Others | Industry (other, energetic) | Energetic | industry_other_demand_oil_energetic | Liquids | EU | Energy demand | 5.6597 | FEC
GR | TYNDP2026 | HEV | 2035 | TWh | 179 | Sub_sector | Industry | Others | Industry (other, energetic) | Energetic | industry_other_demand_others_energetic | Others | EU | Energy demand | 0 | FEC
GR | TYNDP2026 | HEV | 2035 | TWh | 180 | Sub_sector | Industry | Others | Industry (other, energetic) | Energetic | industry_other_demand_ammonia_energetic | Ammonia | EU | Energy demand | 0 | FEC
GR | TYNDP2026 | HEV | 2035 | TWh | 182 | Sub_sector | Industry | Others | Industry (other, non-energetic) | Non-energetic | industry_other_demand_electricity_non_energetic | Electricity | EU | Energy demand | 0 | not_included_in_FEC
GR | TYNDP2026 | HEV | 2035 | TWh | 183 | Sub_sector | Industry | Others | Industry (other, non-energetic) | Non-energetic | industry_other_demand_hydrogen_non_energetic | Hydrogen | EU | Energy demand | 0 | not_included_in_FEC
GR | TYNDP2026 | HEV | 2035 | TWh | 184 | Sub_sector | Industry | Others | Industry (other, non-energetic) | Non-energetic | industry_other_demand_methane_non_energetic | Methane | EU | Energy demand | 0 | not_included_in_FEC
GR | TYNDP2026 | HEV | 2035 | TWh | 185 | Sub_sector | Industry | Others | Industry (other, non-energetic) | Non-energetic | industry_other_demand_heat_non_energetic | Heat | EU | Energy demand | 0 | not_included_in_FEC
GR | TYNDP2026 | HEV | 2035 | TWh | 186 | Sub_sector | Industry | Others | Industry (other, non-energetic) | Non-energetic | industry_other_demand_biomass_non_energetic | Biomass | EU | Energy demand | 0 | not_included_in_FEC
GR | TYNDP2026 | HEV | 2035 | TWh | 187 | Sub_sector | Industry | Others | Industry (other, non-energetic) | Non-energetic | industry_other_demand_coal_non_energetic | Solids | EU | Energy demand | 0 | not_included_in_FEC
GR | TYNDP2026 | HEV | 2035 | TWh | 188 | Sub_sector | Industry | Others | Industry (other, non-energetic) | Non-energetic | industry_other_demand_oil_non_energetic | Liquids | EU | Energy demand | 1.8137 | not_included_in_FEC
GR | TYNDP2026 | HEV | 2035 | TWh | 189 | Sub_sector | Industry | Others | Industry (other, non-energetic) | Non-energetic | industry_other_demand_others_non_energetic | Others | EU | Energy demand | 0 | not_included_in_FEC
GR | TYNDP2026 | HEV | 2035 | TWh | 190 | Sub_sector | Industry | Others | Industry (other, non-energetic) | Non-energetic | industry_other_demand_ammonia_non_energetic | Ammonia | EU | Energy demand | 0 | not_included_in_FEC
GR | TYNDP2026 | HEV | 2035 | TWh | 192 | Sub_sector | Industry | Paper | Industry (paper) | Energetic | industry_paper_demand_electricity_energetic | Electricity | EU | Energy demand | 0 | FEC
GR | TYNDP2026 | HEV | 2035 | TWh | 193 | Sub_sector | Industry | Paper | Industry (paper) | Energetic | industry_paper_demand_hydrogen_energetic | Hydrogen | EU | Energy demand | 0 | FEC
GR | TYNDP2026 | HEV | 2035 | TWh | 194 | Sub_sector | Industry | Paper | Industry (paper) | Energetic | industry_paper_demand_methane_energetic | Methane | EU | Energy demand | 0 | FEC
GR | TYNDP2026 | HEV | 2035 | TWh | 195 | Sub_sector | Industry | Paper | Industry (paper) | Energetic | industry_paper_demand_heat_energetic | Heat | EU | Energy demand | 0 | FEC
GR | TYNDP2026 | HEV | 2035 | TWh | 196 | Sub_sector | Industry | Paper | Industry (paper) | Energetic | industry_paper_demand_biomass_energetic | Biomass | EU | Energy demand | 0 | FEC
GR | TYNDP2026 | HEV | 2035 | TWh | 197 | Sub_sector | Industry | Paper | Industry (paper) | Energetic | industry_paper_demand_coal_energetic | Solids | EU | Energy demand | 0 | FEC
GR | TYNDP2026 | HEV | 2035 | TWh | 198 | Sub_sector | Industry | Paper | Industry (paper) | Energetic | industry_paper_demand_oil_energetic | Liquids | EU | Energy demand | 0 | FEC
GR | TYNDP2026 | HEV | 2035 | TWh | 199 | Sub_sector | Industry | Paper | Industry (paper) | Energetic | industry_paper_demand_others_energetic | Others | EU | Energy demand | 0 | FEC
GR | TYNDP2026 | HEV | 2035 | TWh | 200 | Sub_sector | Industry | Paper | Industry (paper) | Energetic | industry_paper_demand_ammonia_energetic | Ammonia | EU | Energy demand | 0 | FEC
GR | TYNDP2026 | HEV | 2035 | TWh | 202 | Sub_sector | Industry | Refineries | Industry (refineries, energetic) | Energetic | industry_refinery_demand_electricity_energetic | Electricity | EU | Energy demand | 0.67044 | not_included_in_FEC
GR | TYNDP2026 | HEV | 2035 | TWh | 203 | Sub_sector | Industry | Refineries | Industry (refineries, energetic) | Energetic | industry_refinery_demand_hydrogen_energetic | Hydrogen | EU | Energy demand | 0 | not_included_in_FEC
GR | TYNDP2026 | HEV | 2035 | TWh | 204 | Sub_sector | Industry | Refineries | Industry (refineries, energetic) | Energetic | industry_refinery_demand_methane_energetic | Methane | EU | Energy demand | 0.76444 | not_included_in_FEC
GR | TYNDP2026 | HEV | 2035 | TWh | 205 | Sub_sector | Industry | Refineries | Industry (refineries, energetic) | Energetic | industry_refinery_demand_heat_energetic | Heat | EU | Energy demand | 0.66889 | not_included_in_FEC
GR | TYNDP2026 | HEV | 2035 | TWh | 206 | Sub_sector | Industry | Refineries | Industry (refineries, energetic) | Energetic | industry_refinery_demand_biomass_energetic | Biomass | EU | Energy demand | 0 | not_included_in_FEC
GR | TYNDP2026 | HEV | 2035 | TWh | 207 | Sub_sector | Industry | Refineries | Industry (refineries, energetic) | Energetic | industry_refinery_demand_coal_energetic | Solids | EU | Energy demand | 0 | not_included_in_FEC
GR | TYNDP2026 | HEV | 2035 | TWh | 208 | Sub_sector | Industry | Refineries | Industry (refineries, energetic) | Energetic | industry_refinery_demand_oil_energetic | Liquids | EU | Energy demand | 9.8779 | not_included_in_FEC
GR | TYNDP2026 | HEV | 2035 | TWh | 209 | Sub_sector | Industry | Refineries | Industry (refineries, energetic) | Energetic | industry_refinery_demand_others_energetic | Others | EU | Energy demand | 0 | not_included_in_FEC
GR | TYNDP2026 | HEV | 2035 | TWh | 210 | Sub_sector | Industry | Refineries | Industry (refineries, energetic) | Energetic | industry_refinery_demand_ammonia_energetic | Ammonia | EU | Energy demand | 0 | not_included_in_FEC
GR | TYNDP2026 | HEV | 2035 | TWh | 212 | Sub_sector | Industry | Refineries | Industry (refineries, non-energetic) | Non-energetic | industry_refinery_demand_electricity_non_energetic | Electricity | EU | Energy demand | 0 | not_included_in_FEC
GR | TYNDP2026 | HEV | 2035 | TWh | 213 | Sub_sector | Industry | Refineries | Industry (refineries, non-energetic) | Non-energetic | industry_refinery_demand_hydrogen_non_energetic | Hydrogen | EU | Energy demand | 0 | not_included_in_FEC
GR | TYNDP2026 | HEV | 2035 | TWh | 214 | Sub_sector | Industry | Refineries | Industry (refineries, non-energetic) | Non-energetic | industry_refinery_demand_methane_non_energetic | Methane | EU | Energy demand | 0 | not_included_in_FEC
GR | TYNDP2026 | HEV | 2035 | TWh | 215 | Sub_sector | Industry | Refineries | Industry (refineries, non-energetic) | Non-energetic | industry_refinery_demand_heat_non_energetic | Heat | EU | Energy demand | 0 | not_included_in_FEC
GR | TYNDP2026 | HEV | 2035 | TWh | 216 | Sub_sector | Industry | Refineries | Industry (refineries, non-energetic) | Non-energetic | industry_refinery_demand_biomass_non_energetic | Biomass | EU | Energy demand | 0 | not_included_in_FEC
GR | TYNDP2026 | HEV | 2035 | TWh | 217 | Sub_sector | Industry | Refineries | Industry (refineries, non-energetic) | Non-energetic | industry_refinery_demand_coal_non_energetic | Solids | EU | Energy demand | 0 | not_included_in_FEC
GR | TYNDP2026 | HEV | 2035 | TWh | 218 | Sub_sector | Industry | Refineries | Industry (refineries, non-energetic) | Non-energetic | industry_refinery_demand_oil_non_energetic | Liquids | EU | Energy demand | 0 | not_included_in_FEC
GR | TYNDP2026 | HEV | 2035 | TWh | 219 | Sub_sector | Industry | Refineries | Industry (refineries, non-energetic) | Non-energetic | industry_refinery_demand_others_non_energetic | Others | EU | Energy demand | 0 | not_included_in_FEC
GR | TYNDP2026 | HEV | 2035 | TWh | 220 | Sub_sector | Industry | Refineries | Industry (refineries, non-energetic) | Non-energetic | industry_refinery_demand_ammonia_non_energetic | Ammonia | EU | Energy demand | 0 | not_included_in_FEC
GR | TYNDP2026 | HEV | 2035 | TWh | 222 | Sub_sector | Industry | Steel | Industry (steel) | Energetic | industry_steel_demand_electricity_energetic | Electricity | EU | Energy demand | 1.0443 | FEC
GR | TYNDP2026 | HEV | 2035 | TWh | 223 | Sub_sector | Industry | Steel | Industry (steel) | Energetic | industry_steel_demand_hydrogen_energetic | Hydrogen | EU | Energy demand | 0 | FEC
GR | TYNDP2026 | HEV | 2035 | TWh | 224 | Sub_sector | Industry | Steel | Industry (steel) | Energetic | industry_steel_demand_methane_energetic | Methane | EU | Energy demand | 0.28263 | FEC
GR | TYNDP2026 | HEV | 2035 | TWh | 225 | Sub_sector | Industry | Steel | Industry (steel) | Energetic | industry_steel_demand_heat_energetic | Heat | EU | Energy demand | 0 | FEC
GR | TYNDP2026 | HEV | 2035 | TWh | 226 | Sub_sector | Industry | Steel | Industry (steel) | Energetic | industry_steel_demand_biomass_energetic | Biomass | EU | Energy demand | 0 | FEC
GR | TYNDP2026 | HEV | 2035 | TWh | 227 | Sub_sector | Industry | Steel | Industry (steel) | Energetic | industry_steel_demand_coal_energetic | Solids | EU | Energy demand | 0 | FEC
GR | TYNDP2026 | HEV | 2035 | TWh | 228 | Sub_sector | Industry | Steel | Industry (steel) | Energetic | industry_steel_demand_oil_energetic | Liquids | EU | Energy demand | 0.10871 | FEC
GR | TYNDP2026 | HEV | 2035 | TWh | 229 | Sub_sector | Industry | Steel | Industry (steel) | Energetic | industry_steel_demand_others_energetic | Others | EU | Energy demand | 0 | FEC
GR | TYNDP2026 | HEV | 2035 | TWh | 230 | Sub_sector | Industry | Steel | Industry (steel) | Energetic | industry_steel_demand_ammonia_energetic | Ammonia | EU | Energy demand | 0 | FEC
GR | TYNDP2026 | HEV | 2035 | TWh | 232 | Sub_sector | Transport | Cars | Transport (cars) | Energetic | transport_cars_final_demand_electricity | Electricity | EU | Energy demand | 4.9351 | FEC
GR | TYNDP2026 | HEV | 2035 | TWh | 233 | Sub_sector | Transport | Cars | Transport (cars) | Energetic | transport_cars_final_demand_hydrogen | Hydrogen | EU | Energy demand | 0 | FEC
GR | TYNDP2026 | HEV | 2035 | TWh | 234 | Sub_sector | Transport | Cars | Transport (cars) | Energetic | transport_cars_final_demand_methane | Methane | EU | Energy demand | 0.043171 | FEC
GR | TYNDP2026 | HEV | 2035 | TWh | 235 | Sub_sector | Transport | Cars | Transport (cars) | Energetic | transport_cars_final_demand_heat | Heat | EU | Energy demand | 0 | FEC
GR | TYNDP2026 | HEV | 2035 | TWh | 236 | Sub_sector | Transport | Cars | Transport (cars) | Energetic | transport_cars_final_demand_biomass | Biomass | EU | Energy demand | 0 | FEC
GR | TYNDP2026 | HEV | 2035 | TWh | 237 | Sub_sector | Transport | Cars | Transport (cars) | Energetic | transport_cars_final_demand_coal | Solids | EU | Energy demand | 0 | FEC
GR | TYNDP2026 | HEV | 2035 | TWh | 238 | Sub_sector | Transport | Cars | Transport (cars) | Energetic | transport_cars_final_demand_oil | Liquids | EU | Energy demand | 32.2375 | FEC
GR | TYNDP2026 | HEV | 2035 | TWh | 239 | Sub_sector | Transport | Cars | Transport (cars) | Energetic | transport_cars_final_demand_other | Others | EU | Energy demand | 0 | FEC
GR | TYNDP2026 | HEV | 2035 | TWh | 240 | Sub_sector | Transport | Cars | Transport (cars) | Energetic | transport_cars_final_demand_ammonia | Ammonia | EU | Energy demand | 0 | FEC
GR | TYNDP2026 | HEV | 2035 | TWh | 242 | Sub_sector | Transport | Busses | Transport (busses) | Energetic | transport_busses_final_demand_electricity | Electricity | EU | Energy demand | 1.0496 | FEC
GR | TYNDP2026 | HEV | 2035 | TWh | 243 | Sub_sector | Transport | Busses | Transport (busses) | Energetic | transport_busses_final_demand_hydrogen | Hydrogen | EU | Energy demand | 0 | FEC
GR | TYNDP2026 | HEV | 2035 | TWh | 244 | Sub_sector | Transport | Busses | Transport (busses) | Energetic | transport_busses_final_demand_methane | Methane | EU | Energy demand | 0.021658 | FEC
GR | TYNDP2026 | HEV | 2035 | TWh | 245 | Sub_sector | Transport | Busses | Transport (busses) | Energetic | transport_busses_final_demand_heat | Heat | EU | Energy demand | 0 | FEC
GR | TYNDP2026 | HEV | 2035 | TWh | 246 | Sub_sector | Transport | Busses | Transport (busses) | Energetic | transport_busses_final_demand_biomass | Biomass | EU | Energy demand | 0 | FEC
GR | TYNDP2026 | HEV | 2035 | TWh | 247 | Sub_sector | Transport | Busses | Transport (busses) | Energetic | transport_busses_final_demand_coal | Solids | EU | Energy demand | 0 | FEC
GR | TYNDP2026 | HEV | 2035 | TWh | 248 | Sub_sector | Transport | Busses | Transport (busses) | Energetic | transport_busses_final_demand_oil | Liquids | EU | Energy demand | 0.033647 | FEC
GR | TYNDP2026 | HEV | 2035 | TWh | 249 | Sub_sector | Transport | Busses | Transport (busses) | Energetic | transport_busses_final_demand_other | Others | EU | Energy demand | 0 | FEC
GR | TYNDP2026 | HEV | 2035 | TWh | 250 | Sub_sector | Transport | Busses | Transport (busses) | Energetic | transport_busses_final_demand_ammonia | Ammonia | EU | Energy demand | 0 | FEC
GR | TYNDP2026 | HEV | 2035 | TWh | 252 | Sub_sector | Transport | Trucks | Transport (trucks) | Energetic | transport_trucks_final_demand_electricity | Electricity | EU | Energy demand | 1.6301 | FEC
GR | TYNDP2026 | HEV | 2035 | TWh | 253 | Sub_sector | Transport | Trucks | Transport (trucks) | Energetic | transport_trucks_final_demand_hydrogen | Hydrogen | EU | Energy demand | 0.014263 | FEC
GR | TYNDP2026 | HEV | 2035 | TWh | 254 | Sub_sector | Transport | Trucks | Transport (trucks) | Energetic | transport_trucks_final_demand_methane | Methane | EU | Energy demand | 0.93064 | FEC
GR | TYNDP2026 | HEV | 2035 | TWh | 255 | Sub_sector | Transport | Trucks | Transport (trucks) | Energetic | transport_trucks_final_demand_heat | Heat | EU | Energy demand | 0 | FEC
GR | TYNDP2026 | HEV | 2035 | TWh | 256 | Sub_sector | Transport | Trucks | Transport (trucks) | Energetic | transport_trucks_final_demand_biomass | Biomass | EU | Energy demand | 0 | FEC
GR | TYNDP2026 | HEV | 2035 | TWh | 257 | Sub_sector | Transport | Trucks | Transport (trucks) | Energetic | transport_trucks_final_demand_coal | Solids | EU | Energy demand | 0 | FEC
GR | TYNDP2026 | HEV | 2035 | TWh | 258 | Sub_sector | Transport | Trucks | Transport (trucks) | Energetic | transport_trucks_final_demand_oil | Liquids | EU | Energy demand | 15.9343 | FEC
GR | TYNDP2026 | HEV | 2035 | TWh | 259 | Sub_sector | Transport | Trucks | Transport (trucks) | Energetic | transport_trucks_final_demand_other | Others | EU | Energy demand | 0 | FEC
GR | TYNDP2026 | HEV | 2035 | TWh | 260 | Sub_sector | Transport | Trucks | Transport (trucks) | Energetic | transport_trucks_final_demand_ammonia | Ammonia | EU | Energy demand | 0 | FEC
GR | TYNDP2026 | HEV | 2035 | TWh | 262 | Sub_sector | Transport | Vans | Transport (vans) | Energetic | transport_vans_final_demand_electricity | Electricity | EU | Energy demand | 0 | FEC
GR | TYNDP2026 | HEV | 2035 | TWh | 263 | Sub_sector | Transport | Vans | Transport (vans) | Energetic | transport_vans_final_demand_hydrogen | Hydrogen | EU | Energy demand | 0 | FEC
GR | TYNDP2026 | HEV | 2035 | TWh | 264 | Sub_sector | Transport | Vans | Transport (vans) | Energetic | transport_vans_final_demand_methane | Methane | EU | Energy demand | 0 | FEC
GR | TYNDP2026 | HEV | 2035 | TWh | 265 | Sub_sector | Transport | Vans | Transport (vans) | Energetic | transport_vans_final_demand_heat | Heat | EU | Energy demand | 0 | FEC
GR | TYNDP2026 | HEV | 2035 | TWh | 266 | Sub_sector | Transport | Vans | Transport (vans) | Energetic | transport_vans_final_demand_biomass | Biomass | EU | Energy demand | 0 | FEC
GR | TYNDP2026 | HEV | 2035 | TWh | 267 | Sub_sector | Transport | Vans | Transport (vans) | Energetic | transport_vans_final_demand_coal | Solids | EU | Energy demand | 0 | FEC
GR | TYNDP2026 | HEV | 2035 | TWh | 268 | Sub_sector | Transport | Vans | Transport (vans) | Energetic | transport_vans_final_demand_oil | Liquids | EU | Energy demand | 0 | FEC
GR | TYNDP2026 | HEV | 2035 | TWh | 269 | Sub_sector | Transport | Vans | Transport (vans) | Energetic | transport_vans_final_demand_other | Others | EU | Energy demand | 0 | FEC
GR | TYNDP2026 | HEV | 2035 | TWh | 270 | Sub_sector | Transport | Vans | Transport (vans) | Energetic | transport_vans_final_demand_ammonia | Ammonia | EU | Energy demand | 0 | FEC
GR | TYNDP2026 | HEV | 2035 | TWh | 272 | Sub_sector | Transport | Freight trains | Transport (trains) | Energetic | transport_trains_final_demand_electricity | Electricity | EU | Energy demand | 0.10627 | FEC
GR | TYNDP2026 | HEV | 2035 | TWh | 273 | Sub_sector | Transport | Freight trains | Transport (trains) | Energetic | transport_trains_final_demand_hydrogen | Hydrogen | EU | Energy demand | 0 | FEC
GR | TYNDP2026 | HEV | 2035 | TWh | 274 | Sub_sector | Transport | Freight trains | Transport (trains) | Energetic | transport_trains_final_demand_methane | Methane | EU | Energy demand | 0 | FEC
GR | TYNDP2026 | HEV | 2035 | TWh | 275 | Sub_sector | Transport | Freight trains | Transport (trains) | Energetic | transport_trains_final_demand_heat | Heat | EU | Energy demand | 0 | FEC
GR | TYNDP2026 | HEV | 2035 | TWh | 276 | Sub_sector | Transport | Freight trains | Transport (trains) | Energetic | transport_trains_final_demand_biomass | Biomass | EU | Energy demand | 0 | FEC
GR | TYNDP2026 | HEV | 2035 | TWh | 277 | Sub_sector | Transport | Freight trains | Transport (trains) | Energetic | transport_trains_final_demand_coal | Solids | EU | Energy demand | 0 | FEC
GR | TYNDP2026 | HEV | 2035 | TWh | 278 | Sub_sector | Transport | Freight trains | Transport (trains) | Energetic | transport_trains_final_demand_oil | Liquids | EU | Energy demand | 0 | FEC
GR | TYNDP2026 | HEV | 2035 | TWh | 279 | Sub_sector | Transport | Freight trains | Transport (trains) | Energetic | transport_trains_final_demand_other | Others | EU | Energy demand | 0 | FEC
GR | TYNDP2026 | HEV | 2035 | TWh | 280 | Sub_sector | Transport | Freight trains | Transport (trains) | Energetic | transport_trains_final_demand_ammonia | Ammonia | EU | Energy demand | 0 | FEC
GR | TYNDP2026 | HEV | 2035 | TWh | 282 | Sub_sector | Transport | Ships | Transport (ships) | Energetic | transport_ships_final_demand_electricity | Electricity | EU | Energy demand | 0.12089 | FEC
GR | TYNDP2026 | HEV | 2035 | TWh | 283 | Sub_sector | Transport | Ships | Transport (ships) | Energetic | transport_ships_final_demand_hydrogen | Hydrogen | EU | Energy demand | 0 | FEC
GR | TYNDP2026 | HEV | 2035 | TWh | 284 | Sub_sector | Transport | Ships | Transport (ships) | Energetic | transport_ships_final_demand_methane | Methane | EU | Energy demand | 1.6688 | FEC
GR | TYNDP2026 | HEV | 2035 | TWh | 285 | Sub_sector | Transport | Ships | Transport (ships) | Energetic | transport_ships_final_demand_heat | Heat | EU | Energy demand | 0 | FEC
GR | TYNDP2026 | HEV | 2035 | TWh | 286 | Sub_sector | Transport | Ships | Transport (ships) | Energetic | transport_ships_final_demand_biomass | Biomass | EU | Energy demand | 0 | FEC
GR | TYNDP2026 | HEV | 2035 | TWh | 287 | Sub_sector | Transport | Ships | Transport (ships) | Energetic | transport_ships_final_demand_coal | Solids | EU | Energy demand | 0 | FEC
GR | TYNDP2026 | HEV | 2035 | TWh | 288 | Sub_sector | Transport | Ships | Transport (ships) | Energetic | transport_ships_final_demand_oil | Liquids | EU | Energy demand | 2.0118 | FEC
GR | TYNDP2026 | HEV | 2035 | TWh | 289 | Sub_sector | Transport | Ships | Transport (ships) | Energetic | transport_ships_final_demand_other | Others | EU | Energy demand | 0 | FEC
GR | TYNDP2026 | HEV | 2035 | TWh | 290 | Sub_sector | Transport | Ships | Transport (ships) | Energetic | transport_ships_final_demand_ammonia | Ammonia | EU | Energy demand | 0 | FEC
GR | TYNDP2026 | HEV | 2035 | TWh | 292 | Sub_sector | Transport | Planes | Transport (planes) | Energetic | transport_planes_final_demand_electricity | Electricity | EU | Energy demand | 0 | FEC
GR | TYNDP2026 | HEV | 2035 | TWh | 293 | Sub_sector | Transport | Planes | Transport (planes) | Energetic | transport_planes_final_demand_hydrogen | Hydrogen | EU | Energy demand | 0 | FEC
GR | TYNDP2026 | HEV | 2035 | TWh | 294 | Sub_sector | Transport | Planes | Transport (planes) | Energetic | transport_planes_final_demand_methane | Methane | EU | Energy demand | 0 | FEC
GR | TYNDP2026 | HEV | 2035 | TWh | 295 | Sub_sector | Transport | Planes | Transport (planes) | Energetic | transport_planes_final_demand_heat | Heat | EU | Energy demand | 0 | FEC
GR | TYNDP2026 | HEV | 2035 | TWh | 296 | Sub_sector | Transport | Planes | Transport (planes) | Energetic | transport_planes_final_demand_biomass | Biomass | EU | Energy demand | 0 | FEC
GR | TYNDP2026 | HEV | 2035 | TWh | 297 | Sub_sector | Transport | Planes | Transport (planes) | Energetic | transport_planes_final_demand_coal | Solids | EU | Energy demand | 0 | FEC
GR | TYNDP2026 | HEV | 2035 | TWh | 298 | Sub_sector | Transport | Planes | Transport (planes) | Energetic | transport_planes_final_demand_oil | Liquids | EU | Energy demand | 11.1511 | FEC
GR | TYNDP2026 | HEV | 2035 | TWh | 299 | Sub_sector | Transport | Planes | Transport (planes) | Energetic | transport_planes_final_demand_other | Others | EU | Energy demand | 0 | FEC
GR | TYNDP2026 | HEV | 2035 | TWh | 300 | Sub_sector | Transport | Planes | Transport (planes) | Energetic | transport_planes_final_demand_ammonia | Ammonia | EU | Energy demand | 0 | FEC
GR | TYNDP2026 | HEV | 2035 | TWh | 302 | Sub_sector | Transport | Others | Transport (others) | Energetic | transport_other_final_demand_electricity | Electricity | EU | Energy demand | 0 | FEC
GR | TYNDP2026 | HEV | 2035 | TWh | 303 | Sub_sector | Transport | Others | Transport (others) | Energetic | transport_other_final_demand_hydrogen | Hydrogen | EU | Energy demand | 0 | FEC
GR | TYNDP2026 | HEV | 2035 | TWh | 304 | Sub_sector | Transport | Others | Transport (others) | Energetic | transport_other_final_demand_methane | Methane | EU | Energy demand | 0 | FEC
GR | TYNDP2026 | HEV | 2035 | TWh | 305 | Sub_sector | Transport | Others | Transport (others) | Energetic | transport_other_final_demand_heat | Heat | EU | Energy demand | 0 | FEC
GR | TYNDP2026 | HEV | 2035 | TWh | 306 | Sub_sector | Transport | Others | Transport (others) | Energetic | transport_other_final_demand_biomass | Biomass | EU | Energy demand | 0 | FEC
GR | TYNDP2026 | HEV | 2035 | TWh | 307 | Sub_sector | Transport | Others | Transport (others) | Energetic | transport_other_final_demand_coal | Solids | EU | Energy demand | 0 | FEC
GR | TYNDP2026 | HEV | 2035 | TWh | 308 | Sub_sector | Transport | Others | Transport (others) | Energetic | transport_other_final_demand_oil | Liquids | EU | Energy demand | 0 | FEC
GR | TYNDP2026 | HEV | 2035 | TWh | 309 | Sub_sector | Transport | Others | Transport (others) | Energetic | transport_other_final_demand_other | Others | EU | Energy demand | 0 | FEC
GR | TYNDP2026 | HEV | 2035 | TWh | 310 | Sub_sector | Transport | Others | Transport (others) | Energetic | transport_other_final_demand_ammonia | Ammonia | EU | Energy demand | 0 | FEC
GR | TYNDP2026 | HEV | 2035 | TWh | 312 | Sub_sector | International transport | International aviation | Transport (int. aviation) | Energetic | transport_int_aviation_final_demand_electricity | Electricity | EU | Energy demand | 0 | FEC
GR | TYNDP2026 | HEV | 2035 | TWh | 313 | Sub_sector | International transport | International aviation | Transport (int. aviation) | Energetic | transport_int_aviation_final_demand_hydrogen | Hydrogen | EU | Energy demand | 0 | FEC
GR | TYNDP2026 | HEV | 2035 | TWh | 314 | Sub_sector | International transport | International aviation | Transport (int. aviation) | Energetic | transport_int_aviation_final_demand_methane | Methane | EU | Energy demand | 0 | FEC
GR | TYNDP2026 | HEV | 2035 | TWh | 315 | Sub_sector | International transport | International aviation | Transport (int. aviation) | Energetic | transport_int_aviation_final_demand_heat | Heat | EU | Energy demand | 0 | FEC
GR | TYNDP2026 | HEV | 2035 | TWh | 316 | Sub_sector | International transport | International aviation | Transport (int. aviation) | Energetic | transport_int_aviation_final_demand_biofuels | Biomass | EU | Energy demand | 0 | FEC
GR | TYNDP2026 | HEV | 2035 | TWh | 317 | Sub_sector | International transport | International aviation | Transport (int. aviation) | Energetic | transport_int_aviation_final_demand_coal | Solids | EU | Energy demand | 0 | FEC
GR | TYNDP2026 | HEV | 2035 | TWh | 318 | Sub_sector | International transport | International aviation | Transport (int. aviation) | Energetic | transport_int_aviation_final_demand_oil | Liquids | EU | Energy demand | 14.6223 | FEC
GR | TYNDP2026 | HEV | 2035 | TWh | 319 | Sub_sector | International transport | International aviation | Transport (int. aviation) | Energetic | transport_int_aviation_final_demand_other | Others | EU | Energy demand | 0 | FEC
GR | TYNDP2026 | HEV | 2035 | TWh | 320 | Sub_sector | International transport | International aviation | Transport (int. aviation) | Energetic | transport_int_aviation_final_demand_ammonia | Ammonia | EU | Energy demand | 0 | FEC
GR | TYNDP2026 | HEV | 2035 | TWh | 322 | Sub_sector | International transport | International shipping | Transport (int. shipping) | Energetic | transport_int_shipping_final_demand_electricity | Electricity | EU | Energy demand | 0.3396 | not_included_in_FEC
GR | TYNDP2026 | HEV | 2035 | TWh | 323 | Sub_sector | International transport | International shipping | Transport (int. shipping) | Energetic | transport_int_shipping_final_demand_hydrogen | Hydrogen | EU | Energy demand | 0 | not_included_in_FEC
GR | TYNDP2026 | HEV | 2035 | TWh | 324 | Sub_sector | International transport | International shipping | Transport (int. shipping) | Energetic | transport_int_shipping_final_demand_methane | Methane | EU | Energy demand | 6.4979 | not_included_in_FEC
GR | TYNDP2026 | HEV | 2035 | TWh | 325 | Sub_sector | International transport | International shipping | Transport (int. shipping) | Energetic | transport_int_shipping_final_demand_heat | Heat | EU | Energy demand | 0 | not_included_in_FEC
GR | TYNDP2026 | HEV | 2035 | TWh | 326 | Sub_sector | International transport | International shipping | Transport (int. shipping) | Energetic | transport_int_shipping_final_demand_biofuels | Biomass | EU | Energy demand | 0 | not_included_in_FEC
GR | TYNDP2026 | HEV | 2035 | TWh | 327 | Sub_sector | International transport | International shipping | Transport (int. shipping) | Energetic | transport_int_shipping_final_demand_coal | Solids | EU | Energy demand | 0 | not_included_in_FEC
GR | TYNDP2026 | HEV | 2035 | TWh | 328 | Sub_sector | International transport | International shipping | Transport (int. shipping) | Energetic | transport_int_shipping_final_demand_oil | Liquids | EU | Energy demand | 14.1862 | not_included_in_FEC
GR | TYNDP2026 | HEV | 2035 | TWh | 329 | Sub_sector | International transport | International shipping | Transport (int. shipping) | Energetic | transport_int_shipping_final_demand_other | Others | EU | Energy demand | 0 | not_included_in_FEC
GR | TYNDP2026 | HEV | 2035 | TWh | 330 | Sub_sector | International transport | International shipping | Transport (int. shipping) | Energetic | transport_int_shipping_final_demand_ammonia | Ammonia | EU | Energy demand | 0 | not_included_in_FEC
GR | TYNDP2026 | HEV | 2035 | TWh | 332 | Sub_sector | Households | Space heating | Households (heating) | Energetic | households_heating_final_demand_electricity | Electricity | EU | Energy demand | 6.7705 | FEC
GR | TYNDP2026 | HEV | 2035 | TWh | 333 | Sub_sector | Households | Space heating | Households (heating) | Energetic | households_heating_final_demand_hydrogen | Hydrogen | EU | Energy demand | 0 | FEC
GR | TYNDP2026 | HEV | 2035 | TWh | 334 | Sub_sector | Households | Space heating | Households (heating) | Energetic | households_heating_final_demand_methane | Methane | EU | Energy demand | 3.2323 | FEC
GR | TYNDP2026 | HEV | 2035 | TWh | 335 | Sub_sector | Households | Space heating | Households (heating) | Energetic | households_heating_final_demand_heat | Heat | EU | Energy demand | 0.2241 | FEC
GR | TYNDP2026 | HEV | 2035 | TWh | 336 | Sub_sector | Households | Space heating | Households (heating) | Energetic | households_heating_final_demand_biomass | Biomass | EU | Energy demand | 0 | FEC
GR | TYNDP2026 | HEV | 2035 | TWh | 337 | Sub_sector | Households | Space heating | Households (heating) | Energetic | households_heating_final_demand_coal | Solids | EU | Energy demand | 0 | FEC
GR | TYNDP2026 | HEV | 2035 | TWh | 338 | Sub_sector | Households | Space heating | Households (heating) | Energetic | households_heating_final_demand_oil | Liquids | EU | Energy demand | 1.6233 | FEC
GR | TYNDP2026 | HEV | 2035 | TWh | 339 | Sub_sector | Households | Space heating | Households (heating) | Energetic | households_heating_final_demand_other | Others | EU | Energy demand | 0.023902 | FEC
GR | TYNDP2026 | HEV | 2035 | TWh | 340 | Sub_sector | Households | Space heating | Households (heating) | Energetic | households_heating_final_demand_ammonia | Ammonia | EU | Energy demand | 0 | FEC
GR | TYNDP2026 | HEV | 2035 | TWh | 343 | Sub_sector | Households | Cooling | Households (cooling) | Energetic | households_cooling_final_demand_electricity | Electricity | EU | Energy demand | 2.3561 | FEC
GR | TYNDP2026 | HEV | 2035 | TWh | 344 | Sub_sector | Households | Cooling | Households (cooling) | Energetic | households_cooling_final_demand_hydrogen | Hydrogen | EU | Energy demand | 0 | FEC
GR | TYNDP2026 | HEV | 2035 | TWh | 345 | Sub_sector | Households | Cooling | Households (cooling) | Energetic | households_cooling_final_demand_methane | Methane | EU | Energy demand | 0 | FEC
GR | TYNDP2026 | HEV | 2035 | TWh | 346 | Sub_sector | Households | Cooling | Households (cooling) | Energetic | households_cooling_final_demand_heat | Heat | EU | Energy demand | 0 | FEC
GR | TYNDP2026 | HEV | 2035 | TWh | 347 | Sub_sector | Households | Cooling | Households (cooling) | Energetic | households_cooling_final_demand_biomass | Biomass | EU | Energy demand | 0 | FEC
GR | TYNDP2026 | HEV | 2035 | TWh | 348 | Sub_sector | Households | Cooling | Households (cooling) | Energetic | households_cooling_final_demand_coal | Solids | EU | Energy demand | 0 | FEC
GR | TYNDP2026 | HEV | 2035 | TWh | 349 | Sub_sector | Households | Cooling | Households (cooling) | Energetic | households_cooling_final_demand_oil | Liquids | EU | Energy demand | 0 | FEC
GR | TYNDP2026 | HEV | 2035 | TWh | 350 | Sub_sector | Households | Cooling | Households (cooling) | Energetic | households_cooling_final_demand_other | Others | EU | Energy demand | 0 | FEC
GR | TYNDP2026 | HEV | 2035 | TWh | 351 | Sub_sector | Households | Cooling | Households (cooling) | Energetic | households_cooling_final_demand_ammonia | Ammonia | EU | Energy demand | 0 | FEC
GR | TYNDP2026 | HEV | 2035 | TWh | 354 | Sub_sector | Households | Hot water | Households (hot water) | Energetic | households_hot_water_final_demand_electricity | Electricity | EU | Energy demand | 1.6352 | FEC
GR | TYNDP2026 | HEV | 2035 | TWh | 355 | Sub_sector | Households | Hot water | Households (hot water) | Energetic | households_hot_water_final_demand_hydrogen | Hydrogen | EU | Energy demand | 0 | FEC
GR | TYNDP2026 | HEV | 2035 | TWh | 356 | Sub_sector | Households | Hot water | Households (hot water) | Energetic | households_hot_water_final_demand_methane | Methane | EU | Energy demand | 0.73335 | FEC
GR | TYNDP2026 | HEV | 2035 | TWh | 357 | Sub_sector | Households | Hot water | Households (hot water) | Energetic | households_hot_water_final_demand_heat | Heat | EU | Energy demand | 0.22494 | FEC
GR | TYNDP2026 | HEV | 2035 | TWh | 358 | Sub_sector | Households | Hot water | Households (hot water) | Energetic | households_hot_water_final_demand_biomass | Biomass | EU | Energy demand | 0 | FEC
GR | TYNDP2026 | HEV | 2035 | TWh | 359 | Sub_sector | Households | Hot water | Households (hot water) | Energetic | households_hot_water_final_demand_coal | Solids | EU | Energy demand | 0 | FEC
GR | TYNDP2026 | HEV | 2035 | TWh | 360 | Sub_sector | Households | Hot water | Households (hot water) | Energetic | households_hot_water_final_demand_oil | Liquids | EU | Energy demand | 0.30989 | FEC
GR | TYNDP2026 | HEV | 2035 | TWh | 361 | Sub_sector | Households | Hot water | Households (hot water) | Energetic | households_hot_water_final_demand_other | Others | EU | Energy demand | 1.8216 | FEC
GR | TYNDP2026 | HEV | 2035 | TWh | 362 | Sub_sector | Households | Hot water | Households (hot water) | Energetic | households_hot_water_final_demand_ammonia | Ammonia | EU | Energy demand | 0 | FEC
GR | TYNDP2026 | HEV | 2035 | TWh | 365 | Sub_sector | Households | Appliances | Households (appliances) | Energetic | households_appliances_final_demand_electricity | Electricity | EU | Energy demand | 10.7138 | FEC
GR | TYNDP2026 | HEV | 2035 | TWh | 366 | Sub_sector | Households | Appliances | Households (appliances) | Energetic | households_appliances_final_demand_hydrogen | Hydrogen | EU | Energy demand | 0 | FEC
GR | TYNDP2026 | HEV | 2035 | TWh | 367 | Sub_sector | Households | Appliances | Households (appliances) | Energetic | households_appliances_final_demand_methane | Methane | EU | Energy demand | 0 | FEC
GR | TYNDP2026 | HEV | 2035 | TWh | 368 | Sub_sector | Households | Appliances | Households (appliances) | Energetic | households_appliances_final_demand_heat | Heat | EU | Energy demand | 0 | FEC
GR | TYNDP2026 | HEV | 2035 | TWh | 369 | Sub_sector | Households | Appliances | Households (appliances) | Energetic | households_appliances_final_demand_biomass | Biomass | EU | Energy demand | 0.17926 | FEC
GR | TYNDP2026 | HEV | 2035 | TWh | 370 | Sub_sector | Households | Appliances | Households (appliances) | Energetic | households_appliances_final_demand_coal | Solids | EU | Energy demand | 0 | FEC
GR | TYNDP2026 | HEV | 2035 | TWh | 371 | Sub_sector | Households | Appliances | Households (appliances) | Energetic | households_appliances_final_demand_oil | Liquids | EU | Energy demand | 0 | FEC
GR | TYNDP2026 | HEV | 2035 | TWh | 372 | Sub_sector | Households | Appliances | Households (appliances) | Energetic | households_appliances_final_demand_other | Others | EU | Energy demand | 0 | FEC
GR | TYNDP2026 | HEV | 2035 | TWh | 373 | Sub_sector | Households | Appliances | Households (appliances) | Energetic | households_appliances_final_demand_ammonia | Ammonia | EU | Energy demand | 0 | FEC
GR | TYNDP2026 | HEV | 2035 | TWh | 375 | Sub_sector | Buildings | Space heating | Buildings (heat) | Energetic | buildings_heat_final_demand_electricity | Electricity | EU | Energy demand | 5.6232 | FEC
GR | TYNDP2026 | HEV | 2035 | TWh | 376 | Sub_sector | Buildings | Space heating | Buildings (heat) | Energetic | buildings_heat_final_demand_hydrogen | Hydrogen | EU | Energy demand | 0 | FEC
GR | TYNDP2026 | HEV | 2035 | TWh | 377 | Sub_sector | Buildings | Space heating | Buildings (heat) | Energetic | buildings_heat_final_demand_methane | Methane | EU | Energy demand | 0 | FEC
GR | TYNDP2026 | HEV | 2035 | TWh | 378 | Sub_sector | Buildings | Space heating | Buildings (heat) | Energetic | buildings_heat_final_demand_heat | Heat | EU | Energy demand | 0 | FEC
GR | TYNDP2026 | HEV | 2035 | TWh | 379 | Sub_sector | Buildings | Space heating | Buildings (heat) | Energetic | buildings_heat_final_demand_biomass | Biomass | EU | Energy demand | 0.071797 | FEC
GR | TYNDP2026 | HEV | 2035 | TWh | 380 | Sub_sector | Buildings | Space heating | Buildings (heat) | Energetic | buildings_heat_final_demand_coal | Solids | EU | Energy demand | 0 | FEC
GR | TYNDP2026 | HEV | 2035 | TWh | 381 | Sub_sector | Buildings | Space heating | Buildings (heat) | Energetic | buildings_heat_final_demand_oil | Liquids | EU | Energy demand | 1.103 | FEC
GR | TYNDP2026 | HEV | 2035 | TWh | 382 | Sub_sector | Buildings | Space heating | Buildings (heat) | Energetic | buildings_heat_final_demand_other | Others | EU | Energy demand | 0.015781 | FEC
GR | TYNDP2026 | HEV | 2035 | TWh | 383 | Sub_sector | Buildings | Space heating | Buildings (heat) | Energetic | buildings_heat_final_demand_ammonia | Ammonia | EU | Energy demand | 0 | FEC
GR | TYNDP2026 | HEV | 2035 | TWh | 386 | Sub_sector | Buildings | Cooling | Buildings (cooling) | Energetic | buildings_cooling_final_demand_electricity | Electricity | EU | Energy demand | 2.1645 | FEC
GR | TYNDP2026 | HEV | 2035 | TWh | 387 | Sub_sector | Buildings | Cooling | Buildings (cooling) | Energetic | buildings_cooling_final_demand_hydrogen | Hydrogen | EU | Energy demand | 0 | FEC
GR | TYNDP2026 | HEV | 2035 | TWh | 388 | Sub_sector | Buildings | Cooling | Buildings (cooling) | Energetic | buildings_cooling_final_demand_methane | Methane | EU | Energy demand | 0 | FEC
GR | TYNDP2026 | HEV | 2035 | TWh | 389 | Sub_sector | Buildings | Cooling | Buildings (cooling) | Energetic | buildings_cooling_final_demand_heat | Heat | EU | Energy demand | 0 | FEC
GR | TYNDP2026 | HEV | 2035 | TWh | 390 | Sub_sector | Buildings | Cooling | Buildings (cooling) | Energetic | buildings_cooling_final_demand_biomass | Biomass | EU | Energy demand | 0 | FEC
GR | TYNDP2026 | HEV | 2035 | TWh | 391 | Sub_sector | Buildings | Cooling | Buildings (cooling) | Energetic | buildings_cooling_final_demand_coal | Solids | EU | Energy demand | 0 | FEC
GR | TYNDP2026 | HEV | 2035 | TWh | 392 | Sub_sector | Buildings | Cooling | Buildings (cooling) | Energetic | buildings_cooling_final_demand_oil | Liquids | EU | Energy demand | 0 | FEC
GR | TYNDP2026 | HEV | 2035 | TWh | 393 | Sub_sector | Buildings | Cooling | Buildings (cooling) | Energetic | buildings_cooling_final_demand_other | Others | EU | Energy demand | 0 | FEC
GR | TYNDP2026 | HEV | 2035 | TWh | 394 | Sub_sector | Buildings | Cooling | Buildings (cooling) | Energetic | buildings_cooling_final_demand_ammonia | Ammonia | EU | Energy demand | 0 | FEC
GR | TYNDP2026 | HEV | 2035 | TWh | 397 | Sub_sector | Buildings | Appliances | Buildings (appliances) | Energetic | buildings_appliances_final_demand_electricity | Electricity | EU | Energy demand | 11.44 | FEC
GR | TYNDP2026 | HEV | 2035 | TWh | 398 | Sub_sector | Buildings | Appliances | Buildings (appliances) | Energetic | buildings_appliances_final_demand_hydrogen | Hydrogen | EU | Energy demand | 0 | FEC
GR | TYNDP2026 | HEV | 2035 | TWh | 399 | Sub_sector | Buildings | Appliances | Buildings (appliances) | Energetic | buildings_appliances_final_demand_methane | Methane | EU | Energy demand | 1.0556 | FEC
GR | TYNDP2026 | HEV | 2035 | TWh | 400 | Sub_sector | Buildings | Appliances | Buildings (appliances) | Energetic | buildings_appliances_final_demand_heat | Heat | EU | Energy demand | 0 | FEC
GR | TYNDP2026 | HEV | 2035 | TWh | 401 | Sub_sector | Buildings | Appliances | Buildings (appliances) | Energetic | buildings_appliances_final_demand_biomass | Biomass | EU | Energy demand | 0 | FEC
GR | TYNDP2026 | HEV | 2035 | TWh | 402 | Sub_sector | Buildings | Appliances | Buildings (appliances) | Energetic | buildings_appliances_final_demand_coal | Solids | EU | Energy demand | 0 | FEC
GR | TYNDP2026 | HEV | 2035 | TWh | 403 | Sub_sector | Buildings | Appliances | Buildings (appliances) | Energetic | buildings_appliances_final_demand_oil | Liquids | EU | Energy demand | 0 | FEC
GR | TYNDP2026 | HEV | 2035 | TWh | 404 | Sub_sector | Buildings | Appliances | Buildings (appliances) | Energetic | buildings_appliances_final_demand_other | Others | EU | Energy demand | 0 | FEC
GR | TYNDP2026 | HEV | 2035 | TWh | 405 | Sub_sector | Buildings | Appliances | Buildings (appliances) | Energetic | buildings_appliances_final_demand_ammonia | Ammonia | EU | Energy demand | 0 | FEC
GR | TYNDP2026 | HEV | 2035 | TWh | 407 | Sub_sector | Buildings | Datacenters | Datacenters & ICT | Energetic | datacentres_final_demand_electricity_energetic | Electricity | EU | Energy demand | 1.5677 | FEC
GR | TYNDP2026 | HEV | 2035 | TWh | 408 | Sub_sector | Buildings | Datacenters | Datacenters & ICT | Energetic | datacentres_final_demand_hydrogen_energetic | Hydrogen | EU | Energy demand | 0 | FEC
GR | TYNDP2026 | HEV | 2035 | TWh | 409 | Sub_sector | Buildings | Datacenters | Datacenters & ICT | Energetic | datacentres_final_demand_methane_energetic | Methane | EU | Energy demand | 0 | FEC
GR | TYNDP2026 | HEV | 2035 | TWh | 410 | Sub_sector | Buildings | Datacenters | Datacenters & ICT | Energetic | datacentres_final_demand_heat_energetic | Heat | EU | Energy demand | 0 | FEC
GR | TYNDP2026 | HEV | 2035 | TWh | 411 | Sub_sector | Buildings | Datacenters | Datacenters & ICT | Energetic | datacentres_final_demand_biomass_energetic | Biomass | EU | Energy demand | 0 | FEC
GR | TYNDP2026 | HEV | 2035 | TWh | 412 | Sub_sector | Buildings | Datacenters | Datacenters & ICT | Energetic | datacentres_final_demand_coal_energetic | Solids | EU | Energy demand | 0 | FEC
GR | TYNDP2026 | HEV | 2035 | TWh | 413 | Sub_sector | Buildings | Datacenters | Datacenters & ICT | Energetic | datacentres_final_demand_oil_energetic | Liquids | EU | Energy demand | 0 | FEC
GR | TYNDP2026 | HEV | 2035 | TWh | 414 | Sub_sector | Buildings | Datacenters | Datacenters & ICT | Energetic | datacentres_final_demand_other_energetic | Others | EU | Energy demand | 0 | FEC
GR | TYNDP2026 | HEV | 2035 | TWh | 415 | Sub_sector | Buildings | Datacenters | Datacenters & ICT | Energetic | datacentres_final_demand_ammonia_energetic | Ammonia | EU | Energy demand | 0 | FEC
GR | TYNDP2026 | HEV | 2035 | TWh | 417 | Sub_sector | Transport | Others_Sector | Others_Sector | Energetic | other_final_demand_electricity_energetic | Electricity | EU | Energy demand | 0 | FEC
GR | TYNDP2026 | HEV | 2035 | TWh | 418 | Sub_sector | Transport | Others_Sector | Others_Sector | Energetic | other_final_demand_hydrogen_energetic | Hydrogen | EU | Energy demand | 0 | FEC
GR | TYNDP2026 | HEV | 2035 | TWh | 419 | Sub_sector | Transport | Pipeline Transport | Others_Sector | Energetic | other_final_demand_methane_energetic | Methane | EU | Energy demand | 0.051874 | FEC
GR | TYNDP2026 | HEV | 2035 | TWh | 420 | Sub_sector | Transport | Others_Sector | Others_Sector | Energetic | other_final_demand_heat_energetic | Heat | EU | Energy demand | 0 | FEC
GR | TYNDP2026 | HEV | 2035 | TWh | 421 | Sub_sector | Transport | Others_Sector | Others_Sector | Energetic | other_final_demand_biomass_energetic | Biomass | EU | Energy demand | 0 | FEC
GR | TYNDP2026 | HEV | 2035 | TWh | 422 | Sub_sector | Transport | Others_Sector | Others_Sector | Energetic | other_final_demand_coal_energetic | Solids | EU | Energy demand | 0.0001575 | FEC
GR | TYNDP2026 | HEV | 2035 | TWh | 423 | Sub_sector | Transport | Others_Sector | Others_Sector | Energetic | other_final_demand_oil_energetic | Liquids | EU | Energy demand | 2.6038 | FEC
GR | TYNDP2026 | HEV | 2035 | TWh | 424 | Sub_sector | Others_Sector | Others_Sector | Others_Sector | Non-energetic | other_final_demand_oil_non_energetic | Liquids | EU | Energy demand | 0.21085 | not_included_in_FEC
GR | TYNDP2026 | HEV | 2035 | TWh | 425 | Sub_sector | Transport | Others_Sector | Others_Sector | Energetic | other_final_demand_other_energetic | Others | EU | Energy demand | 0 | FEC
GR | TYNDP2026 | HEV | 2035 | TWh | 426 | Sub_sector | Transport | Others_Sector | Others_Sector | Energetic | other_final_demand_ammonia_energetic | Ammonia | EU | Energy demand | 0 | FEC
GR | TYNDP2026 | HEV | 2035 | TWh | 427 | Sub_sector | Industry | Surplus_Heat_in_Industry | Surplus_Heat_in_Industry | Energetic | final_demand_of_industry_unused_local_production_steam_hot_water | Heat | EU | Energy demand | 0 | FEC
GR | TYNDP2026 | HEV | 2035 | TWh | 429 | Sub_sector | Agriculture | Total | Agriculture | Energetic | agriculture_final_demand_electricity_energetic | Electricity | EU | Energy demand | 2.7995 | FEC
GR | TYNDP2026 | HEV | 2035 | TWh | 430 | Sub_sector | Agriculture | Total | Agriculture | Energetic | agriculture_final_demand_hydrogen_energetic | Hydrogen | EU | Energy demand | 0 | FEC
GR | TYNDP2026 | HEV | 2035 | TWh | 431 | Sub_sector | Agriculture | Total | Agriculture | Energetic | agriculture_final_demand_methane_energetic | Methane | EU | Energy demand | 0 | FEC
GR | TYNDP2026 | HEV | 2035 | TWh | 432 | Sub_sector | Agriculture | Total | Agriculture | Energetic | agriculture_final_demand_heat_energetic | Heat | EU | Energy demand | 0 | FEC
GR | TYNDP2026 | HEV | 2035 | TWh | 433 | Sub_sector | Agriculture | Total | Agriculture | Energetic | agriculture_final_demand_biomass_energetic | Biomass | EU | Energy demand | 0 | FEC
GR | TYNDP2026 | HEV | 2035 | TWh | 434 | Sub_sector | Agriculture | Total | Agriculture | Energetic | agriculture_final_demand_coal_energetic | Solids | EU | Energy demand | 0 | FEC
GR | TYNDP2026 | HEV | 2035 | TWh | 435 | Sub_sector | Agriculture | Total | Agriculture | Energetic | agriculture_final_demand_oil_energetic | Liquids | EU | Energy demand | 0 | FEC
GR | TYNDP2026 | HEV | 2035 | TWh | 436 | Sub_sector | Agriculture | Total | Agriculture | Energetic | agriculture_final_demand_other_energetic | Others | EU | Energy demand | 0 | FEC
GR | TYNDP2026 | HEV | 2035 | TWh | 437 | Sub_sector | Agriculture | Total | Agriculture | Energetic | agriculture_final_demand_ammonia_energetic | Ammonia | EU | Energy demand | 0 | FEC
GR | TYNDP2026 | HEV | 2035 | TWh | 447 | Sub_sector | Buildings | Surplus Energy | Buildings | Energetic | GAP | Electricity | EU | Energy demand | 0 | FEC
GR | TYNDP2026 | HEV | 2035 | TWh | 448 | Sub_sector | Buildings | Surplus Energy | Buildings | Energetic | GAP | Hydrogen | EU | Energy demand | 0 | FEC
GR | TYNDP2026 | HEV | 2035 | TWh | 449 | Sub_sector | Buildings | Surplus Energy | Buildings | Energetic | GAP | Methane | EU | Energy demand | 0 | FEC
GR | TYNDP2026 | HEV | 2035 | TWh | 450 | Sub_sector | Buildings | Surplus Energy | Buildings | Energetic | GAP | Heat | EU | Energy demand | 0 | FEC
GR | TYNDP2026 | HEV | 2035 | TWh | 451 | Sub_sector | Buildings | Surplus Energy | Buildings | Energetic | GAP | Biomass | EU | Energy demand | 0.0002625 | FEC
GR | TYNDP2026 | HEV | 2035 | TWh | 452 | Sub_sector | Buildings | Surplus Energy | Buildings | Energetic | GAP | Solids | EU | Energy demand | 0 | FEC
GR | TYNDP2026 | HEV | 2035 | TWh | 453 | Sub_sector | Buildings | Surplus Energy | Buildings | Energetic | GAP | Liquids | EU | Energy demand | 0.50016 | FEC
GR | TYNDP2026 | HEV | 2035 | TWh | 454 | Sub_sector | Buildings | Surplus Energy | Buildings | Energetic | GAP | Others | EU | Energy demand | 0 | FEC
GR | TYNDP2026 | HEV | 2035 | TWh | 455 | Sub_sector | Buildings | Surplus Energy | Buildings | Energetic | GAP | Ammonia | EU | Energy demand | 0 | FEC
GR | TYNDP2026 | HEV | 2035 | TWh | 456 | Sub_sector | Households | Surplus Energy | Households | Energetic | GAP | Electricity | EU | Energy demand | 0 | FEC
GR | TYNDP2026 | HEV | 2035 | TWh | 457 | Sub_sector | Households | Surplus Energy | Households | Energetic | GAP | Hydrogen | EU | Energy demand | 0 | FEC
GR | TYNDP2026 | HEV | 2035 | TWh | 458 | Sub_sector | Households | Surplus Energy | Households | Energetic | GAP | Methane | EU | Energy demand | 0 | FEC
GR | TYNDP2026 | HEV | 2035 | TWh | 459 | Sub_sector | Households | Surplus Energy | Households | Energetic | GAP | Heat | EU | Energy demand | 0 | FEC
GR | TYNDP2026 | HEV | 2035 | TWh | 460 | Sub_sector | Households | Surplus Energy | Households | Energetic | GAP | Biomass | EU | Energy demand | 0 | FEC
GR | TYNDP2026 | HEV | 2035 | TWh | 461 | Sub_sector | Households | Surplus Energy | Households | Energetic | GAP | Solids | EU | Energy demand | 0 | FEC
GR | TYNDP2026 | HEV | 2035 | TWh | 462 | Sub_sector | Households | Surplus Energy | Households | Energetic | GAP | Liquids | EU | Energy demand | 0 | FEC
GR | TYNDP2026 | HEV | 2035 | TWh | 463 | Sub_sector | Households | Surplus Energy | Households | Energetic | GAP | Others | EU | Energy demand | 0 | FEC
GR | TYNDP2026 | HEV | 2035 | TWh | 464 | Sub_sector | Households | Surplus Energy | Households | Energetic | GAP | Ammonia | EU | Energy demand | 0 | FEC
GR | TYNDP2026 | HEV | 2040 | TWh | 102 | Sub_sector | Industry | Aluminium | Industry (aluminium) | Energetic | industry_aluminium_demand_electricity_energetic | Electricity | EU | Energy demand | 3.1358 | FEC
GR | TYNDP2026 | HEV | 2040 | TWh | 103 | Sub_sector | Industry | Aluminium | Industry (aluminium) | Energetic | industry_aluminium_demand_hydrogen_energetic | Hydrogen | EU | Energy demand | 0 | FEC
GR | TYNDP2026 | HEV | 2040 | TWh | 104 | Sub_sector | Industry | Aluminium | Industry (aluminium) | Energetic | industry_aluminium_demand_methane_energetic | Methane | EU | Energy demand | 0.22101 | FEC
GR | TYNDP2026 | HEV | 2040 | TWh | 105 | Sub_sector | Industry | Aluminium | Industry (aluminium) | Energetic | industry_aluminium_demand_heat_energetic | Heat | EU | Energy demand | 0 | FEC
GR | TYNDP2026 | HEV | 2040 | TWh | 106 | Sub_sector | Industry | Aluminium | Industry (aluminium) | Energetic | industry_aluminium_demand_biomass_energetic | Biomass | EU | Energy demand | 0 | FEC
GR | TYNDP2026 | HEV | 2040 | TWh | 107 | Sub_sector | Industry | Aluminium | Industry (aluminium) | Energetic | industry_aluminium_demand_coal_energetic | Solids | EU | Energy demand | 0 | FEC
GR | TYNDP2026 | HEV | 2040 | TWh | 108 | Sub_sector | Industry | Aluminium | Industry (aluminium) | Energetic | industry_aluminium_demand_oil_energetic | Liquids | EU | Energy demand | 0 | FEC
GR | TYNDP2026 | HEV | 2040 | TWh | 109 | Sub_sector | Industry | Aluminium | Industry (aluminium) | Energetic | industry_aluminium_demand_others_energetic | Others | EU | Energy demand | 0 | FEC
GR | TYNDP2026 | HEV | 2040 | TWh | 110 | Sub_sector | Industry | Aluminium | Industry (aluminium) | Energetic | industry_ammonia_demand_others_energetic | Ammonia | EU | Energy demand | 0 | FEC
GR | TYNDP2026 | HEV | 2040 | TWh | 112 | Sub_sector | Industry | Chemicals | Industry (chemicals, energetic) | Energetic | industry_chemical_demand_electricity_energetic | Electricity | EU | Energy demand | 0.12693 | FEC
GR | TYNDP2026 | HEV | 2040 | TWh | 113 | Sub_sector | Industry | Chemicals | Industry (chemicals, energetic) | Energetic | industry_chemical_demand_hydrogen_energetic | Hydrogen | EU | Energy demand | 0 | FEC
GR | TYNDP2026 | HEV | 2040 | TWh | 114 | Sub_sector | Industry | Chemicals | Industry (chemicals, energetic) | Energetic | industry_chemical_demand_methane_energetic | Methane | EU | Energy demand | 0.001092 | FEC
GR | TYNDP2026 | HEV | 2040 | TWh | 115 | Sub_sector | Industry | Chemicals | Industry (chemicals, energetic) | Energetic | industry_chemical_demand_heat_energetic | Heat | EU | Energy demand | 0 | FEC
GR | TYNDP2026 | HEV | 2040 | TWh | 116 | Sub_sector | Industry | Chemicals | Industry (chemicals, energetic) | Energetic | industry_chemical_demand_biomass_energetic | Biomass | EU | Energy demand | 0 | FEC
GR | TYNDP2026 | HEV | 2040 | TWh | 117 | Sub_sector | Industry | Chemicals | Industry (chemicals, energetic) | Energetic | industry_chemical_demand_coal_energetic | Solids | EU | Energy demand | 0 | FEC
GR | TYNDP2026 | HEV | 2040 | TWh | 118 | Sub_sector | Industry | Chemicals | Industry (chemicals, energetic) | Energetic | industry_chemical_demand_oil_energetic | Liquids | EU | Energy demand | 0.001549 | FEC
GR | TYNDP2026 | HEV | 2040 | TWh | 119 | Sub_sector | Industry | Chemicals | Industry (chemicals, energetic) | Energetic | industry_chemical_demand_others_energetic | Others | EU | Energy demand | 0 | FEC
GR | TYNDP2026 | HEV | 2040 | TWh | 120 | Sub_sector | Industry | Chemicals | Industry (chemicals, energetic) | Energetic | industry_chemical_demand_ammonia_energetic | Ammonia | EU | Energy demand | 0 | FEC
GR | TYNDP2026 | HEV | 2040 | TWh | 122 | Sub_sector | Industry | Chemicals | Industry (chemicals, non-energetic) | Non-energetic | industry_chemical_demand_electricity_non_energetic | Electricity | EU | Energy demand | 0 | not_included_in_FEC
GR | TYNDP2026 | HEV | 2040 | TWh | 123 | Sub_sector | Industry | Chemicals | Industry (chemicals, non-energetic) | Non-energetic | industry_chemical_demand_hydrogen_non_energetic | Hydrogen | EU | Energy demand | 0.021136 | not_included_in_FEC
GR | TYNDP2026 | HEV | 2040 | TWh | 124 | Sub_sector | Industry | Chemicals | Industry (chemicals, non-energetic) | Non-energetic | industry_chemical_demand_methane_non_energetic | Methane | EU | Energy demand | 1.1898 | not_included_in_FEC
GR | TYNDP2026 | HEV | 2040 | TWh | 125 | Sub_sector | Industry | Chemicals | Industry (chemicals, non-energetic) | Non-energetic | industry_chemical_demand_heat_non_energetic | Heat | EU | Energy demand | 0 | not_included_in_FEC
GR | TYNDP2026 | HEV | 2040 | TWh | 126 | Sub_sector | Industry | Chemicals | Industry (chemicals, non-energetic) | Non-energetic | industry_chemical_demand_biomass_non_energetic | Biomass | EU | Energy demand | 0 | not_included_in_FEC
GR | TYNDP2026 | HEV | 2040 | TWh | 127 | Sub_sector | Industry | Chemicals | Industry (chemicals, non-energetic) | Non-energetic | industry_chemical_demand_coal_non_energetic | Solids | EU | Energy demand | 0 | not_included_in_FEC
GR | TYNDP2026 | HEV | 2040 | TWh | 128 | Sub_sector | Industry | Chemicals | Industry (chemicals, non-energetic) | Non-energetic | industry_chemical_demand_oil_non_energetic | Liquids | EU | Energy demand | 0.90266 | not_included_in_FEC
GR | TYNDP2026 | HEV | 2040 | TWh | 129 | Sub_sector | Industry | Chemicals | Industry (chemicals, non-energetic) | Non-energetic | industry_chemical_demand_others_non_energetic | Others | EU | Energy demand | 0 | not_included_in_FEC
GR | TYNDP2026 | HEV | 2040 | TWh | 130 | Sub_sector | Industry | Chemicals | Industry (chemicals, non-energetic) | Non-energetic | industry_chemical_demand_ammonia_non_energetic | Ammonia | EU | Energy demand | 0 | not_included_in_FEC
GR | TYNDP2026 | HEV | 2040 | TWh | 132 | Sub_sector | Industry | Fertilizers | Industry (fertilizers, energetic) | Energetic | industry_fertilizers_demand_electricity_energetic | Electricity | EU | Energy demand | 0.043415 | FEC
GR | TYNDP2026 | HEV | 2040 | TWh | 133 | Sub_sector | Industry | Fertilizers | Industry (fertilizers, energetic) | Energetic | industry_fertilizers_demand_hydrogen_energetic | Hydrogen | EU | Energy demand | 0 | FEC
GR | TYNDP2026 | HEV | 2040 | TWh | 134 | Sub_sector | Industry | Fertilizers | Industry (fertilizers, energetic) | Energetic | industry_fertilizers_demand_methane_energetic | Methane | EU | Energy demand | 0.25114 | FEC
GR | TYNDP2026 | HEV | 2040 | TWh | 135 | Sub_sector | Industry | Fertilizers | Industry (fertilizers, energetic) | Energetic | industry_fertilizers_demand_heat_energetic | Heat | EU | Energy demand | 0 | FEC
GR | TYNDP2026 | HEV | 2040 | TWh | 136 | Sub_sector | Industry | Fertilizers | Industry (fertilizers, energetic) | Energetic | industry_fertilizers_demand_biomass_energetic | Biomass | EU | Energy demand | 0 | FEC
GR | TYNDP2026 | HEV | 2040 | TWh | 137 | Sub_sector | Industry | Fertilizers | Industry (fertilizers, energetic) | Energetic | industry_fertilizers_demand_coal_energetic | Solids | EU | Energy demand | 0 | FEC
GR | TYNDP2026 | HEV | 2040 | TWh | 138 | Sub_sector | Industry | Fertilizers | Industry (fertilizers, energetic) | Energetic | industry_fertilizers_demand_oil_energetic | Liquids | EU | Energy demand | 0 | FEC
GR | TYNDP2026 | HEV | 2040 | TWh | 139 | Sub_sector | Industry | Fertilizers | Industry (fertilizers, energetic) | Energetic | industry_fertilizers_demand_others_energetic | Others | EU | Energy demand | 0 | FEC
GR | TYNDP2026 | HEV | 2040 | TWh | 140 | Sub_sector | Industry | Fertilizers | Industry (fertilizers, energetic) | Energetic | industry_fertilizers_demand_ammonia_energetic | Ammonia | EU | Energy demand | 0 | FEC
GR | TYNDP2026 | HEV | 2040 | TWh | 142 | Sub_sector | Industry | Fertilizers | Industry (fertilizers, non-energetic) | Non-energetic | industry_fertilizers_demand_electricity_non_energetic | Electricity | EU | Energy demand | 0 | not_included_in_FEC
GR | TYNDP2026 | HEV | 2040 | TWh | 143 | Sub_sector | Industry | Fertilizers | Industry (fertilizers, non-energetic) | Non-energetic | industry_fertilizers_demand_hydrogen_non_energetic | Hydrogen | EU | Energy demand | 0.68997 | not_included_in_FEC
GR | TYNDP2026 | HEV | 2040 | TWh | 144 | Sub_sector | Industry | Fertilizers | Industry (fertilizers, non-energetic) | Non-energetic | industry_fertilizers_demand_methane_non_energetic | Methane | EU | Energy demand | 0.2867 | not_included_in_FEC
GR | TYNDP2026 | HEV | 2040 | TWh | 145 | Sub_sector | Industry | Fertilizers | Industry (fertilizers, non-energetic) | Non-energetic | industry_fertilizers_demand_heat_non_energetic | Heat | EU | Energy demand | 0 | not_included_in_FEC
GR | TYNDP2026 | HEV | 2040 | TWh | 146 | Sub_sector | Industry | Fertilizers | Industry (fertilizers, non-energetic) | Non-energetic | industry_fertilizers_demand_biomass_non_energetic | Biomass | EU | Energy demand | 0 | not_included_in_FEC
GR | TYNDP2026 | HEV | 2040 | TWh | 147 | Sub_sector | Industry | Fertilizers | Industry (fertilizers, non-energetic) | Non-energetic | industry_fertilizers_demand_coal_non_energetic | Solids | EU | Energy demand | 0 | not_included_in_FEC
GR | TYNDP2026 | HEV | 2040 | TWh | 148 | Sub_sector | Industry | Fertilizers | Industry (fertilizers, non-energetic) | Non-energetic | industry_fertilizers_demand_oil_non_energetic | Liquids | EU | Energy demand | 0 | not_included_in_FEC
GR | TYNDP2026 | HEV | 2040 | TWh | 149 | Sub_sector | Industry | Fertilizers | Industry (fertilizers, non-energetic) | Non-energetic | industry_fertilizers_demand_others_non_energetic | Others | EU | Energy demand | 0 | not_included_in_FEC
GR | TYNDP2026 | HEV | 2040 | TWh | 150 | Sub_sector | Industry | Fertilizers | Industry (fertilizers, non-energetic) | Non-energetic | industry_fertilizers_demand_ammonia_non_energetic | Ammonia | EU | Energy demand | 0 | not_included_in_FEC
GR | TYNDP2026 | HEV | 2040 | TWh | 152 | Sub_sector | Industry | Food | Industry (food) | Energetic | industry_food_demand_electricity_energetic | Electricity | EU | Energy demand | 3.3957 | FEC
GR | TYNDP2026 | HEV | 2040 | TWh | 153 | Sub_sector | Industry | Food | Industry (food) | Energetic | industry_food_demand_hydrogen_energetic | Hydrogen | EU | Energy demand | 0 | FEC
GR | TYNDP2026 | HEV | 2040 | TWh | 154 | Sub_sector | Industry | Food | Industry (food) | Energetic | industry_food_demand_methane_energetic | Methane | EU | Energy demand | 0.10309 | FEC
GR | TYNDP2026 | HEV | 2040 | TWh | 155 | Sub_sector | Industry | Food | Industry (food) | Energetic | industry_food_demand_heat_energetic | Heat | EU | Energy demand | 0 | FEC
GR | TYNDP2026 | HEV | 2040 | TWh | 156 | Sub_sector | Industry | Food | Industry (food) | Energetic | industry_food_demand_biomass_energetic | Biomass | EU | Energy demand | 1.4696 | FEC
GR | TYNDP2026 | HEV | 2040 | TWh | 157 | Sub_sector | Industry | Food | Industry (food) | Energetic | industry_food_demand_coal_energetic | Solids | EU | Energy demand | 0 | FEC
GR | TYNDP2026 | HEV | 2040 | TWh | 158 | Sub_sector | Industry | Food | Industry (food) | Energetic | industry_food_demand_oil_energetic | Liquids | EU | Energy demand | 0.49095 | FEC
GR | TYNDP2026 | HEV | 2040 | TWh | 159 | Sub_sector | Industry | Food | Industry (food) | Energetic | industry_food_demand_others_energetic | Others | EU | Energy demand | 0 | FEC
GR | TYNDP2026 | HEV | 2040 | TWh | 160 | Sub_sector | Industry | Food | Industry (food) | Energetic | industry_food_demand_ammonia_energetic | Ammonia | EU | Energy demand | 0 | FEC
GR | TYNDP2026 | HEV | 2040 | TWh | 162 | Sub_sector | Industry | Metals | Industry (metal) | Energetic | industry_metal_demand_electricity_energetic | Electricity | EU | Energy demand | 0 | FEC
GR | TYNDP2026 | HEV | 2040 | TWh | 163 | Sub_sector | Industry | Metals | Industry (metal) | Energetic | industry_metal_demand_hydrogen_energetic | Hydrogen | EU | Energy demand | 0 | FEC
GR | TYNDP2026 | HEV | 2040 | TWh | 164 | Sub_sector | Industry | Metals | Industry (metal) | Energetic | industry_metal_demand_methane_energetic | Methane | EU | Energy demand | 0 | FEC
GR | TYNDP2026 | HEV | 2040 | TWh | 165 | Sub_sector | Industry | Metals | Industry (metal) | Energetic | industry_metal_demand_heat_energetic | Heat | EU | Energy demand | 0 | FEC
GR | TYNDP2026 | HEV | 2040 | TWh | 166 | Sub_sector | Industry | Metals | Industry (metal) | Energetic | industry_metal_demand_biomass_energetic | Biomass | EU | Energy demand | 0 | FEC
GR | TYNDP2026 | HEV | 2040 | TWh | 167 | Sub_sector | Industry | Metals | Industry (metal) | Energetic | industry_metal_demand_coal_energetic | Solids | EU | Energy demand | 0 | FEC
GR | TYNDP2026 | HEV | 2040 | TWh | 168 | Sub_sector | Industry | Metals | Industry (metal) | Energetic | industry_metal_demand_oil_energetic | Liquids | EU | Energy demand | 0 | FEC
GR | TYNDP2026 | HEV | 2040 | TWh | 169 | Sub_sector | Industry | Metals | Industry (metal) | Energetic | industry_metal_demand_others_energetic | Others | EU | Energy demand | 0 | FEC
GR | TYNDP2026 | HEV | 2040 | TWh | 170 | Sub_sector | Industry | Metals | Industry (metal) | Energetic | industry_metal_demand_ammonia_energetic | Ammonia | EU | Energy demand | 0 | FEC
GR | TYNDP2026 | HEV | 2040 | TWh | 172 | Sub_sector | Industry | Others | Industry (other, energetic) | Energetic | industry_other_demand_electricity_energetic | Electricity | EU | Energy demand | 8.1435 | FEC
GR | TYNDP2026 | HEV | 2040 | TWh | 173 | Sub_sector | Industry | Others | Industry (other, energetic) | Energetic | industry_other_demand_hydrogen_energetic | Hydrogen | EU | Energy demand | 0 | FEC
GR | TYNDP2026 | HEV | 2040 | TWh | 174 | Sub_sector | Industry | Others | Industry (other, energetic) | Energetic | industry_other_demand_methane_energetic | Methane | EU | Energy demand | 0.015719 | FEC
GR | TYNDP2026 | HEV | 2040 | TWh | 175 | Sub_sector | Industry | Others | Industry (other, energetic) | Energetic | industry_other_demand_heat_energetic | Heat | EU | Energy demand | 0 | FEC
GR | TYNDP2026 | HEV | 2040 | TWh | 176 | Sub_sector | Industry | Others | Industry (other, energetic) | Energetic | industry_other_demand_biomass_energetic | Biomass | EU | Energy demand | 1.2997 | FEC
GR | TYNDP2026 | HEV | 2040 | TWh | 177 | Sub_sector | Industry | Others | Industry (other, energetic) | Energetic | industry_other_demand_coal_energetic | Solids | EU | Energy demand | 0 | FEC
GR | TYNDP2026 | HEV | 2040 | TWh | 178 | Sub_sector | Industry | Others | Industry (other, energetic) | Energetic | industry_other_demand_oil_energetic | Liquids | EU | Energy demand | 6.2773 | FEC
GR | TYNDP2026 | HEV | 2040 | TWh | 179 | Sub_sector | Industry | Others | Industry (other, energetic) | Energetic | industry_other_demand_others_energetic | Others | EU | Energy demand | 0 | FEC
GR | TYNDP2026 | HEV | 2040 | TWh | 180 | Sub_sector | Industry | Others | Industry (other, energetic) | Energetic | industry_other_demand_ammonia_energetic | Ammonia | EU | Energy demand | 0 | FEC
GR | TYNDP2026 | HEV | 2040 | TWh | 182 | Sub_sector | Industry | Others | Industry (other, non-energetic) | Non-energetic | industry_other_demand_electricity_non_energetic | Electricity | EU | Energy demand | 0 | not_included_in_FEC
GR | TYNDP2026 | HEV | 2040 | TWh | 183 | Sub_sector | Industry | Others | Industry (other, non-energetic) | Non-energetic | industry_other_demand_hydrogen_non_energetic | Hydrogen | EU | Energy demand | 0 | not_included_in_FEC
GR | TYNDP2026 | HEV | 2040 | TWh | 184 | Sub_sector | Industry | Others | Industry (other, non-energetic) | Non-energetic | industry_other_demand_methane_non_energetic | Methane | EU | Energy demand | 0 | not_included_in_FEC
GR | TYNDP2026 | HEV | 2040 | TWh | 185 | Sub_sector | Industry | Others | Industry (other, non-energetic) | Non-energetic | industry_other_demand_heat_non_energetic | Heat | EU | Energy demand | 0 | not_included_in_FEC
GR | TYNDP2026 | HEV | 2040 | TWh | 186 | Sub_sector | Industry | Others | Industry (other, non-energetic) | Non-energetic | industry_other_demand_biomass_non_energetic | Biomass | EU | Energy demand | 0 | not_included_in_FEC
GR | TYNDP2026 | HEV | 2040 | TWh | 187 | Sub_sector | Industry | Others | Industry (other, non-energetic) | Non-energetic | industry_other_demand_coal_non_energetic | Solids | EU | Energy demand | 0 | not_included_in_FEC
GR | TYNDP2026 | HEV | 2040 | TWh | 188 | Sub_sector | Industry | Others | Industry (other, non-energetic) | Non-energetic | industry_other_demand_oil_non_energetic | Liquids | EU | Energy demand | 1.8137 | not_included_in_FEC
GR | TYNDP2026 | HEV | 2040 | TWh | 189 | Sub_sector | Industry | Others | Industry (other, non-energetic) | Non-energetic | industry_other_demand_others_non_energetic | Others | EU | Energy demand | 0 | not_included_in_FEC
GR | TYNDP2026 | HEV | 2040 | TWh | 190 | Sub_sector | Industry | Others | Industry (other, non-energetic) | Non-energetic | industry_other_demand_ammonia_non_energetic | Ammonia | EU | Energy demand | 0 | not_included_in_FEC
GR | TYNDP2026 | HEV | 2040 | TWh | 192 | Sub_sector | Industry | Paper | Industry (paper) | Energetic | industry_paper_demand_electricity_energetic | Electricity | EU | Energy demand | 0.49919 | FEC
GR | TYNDP2026 | HEV | 2040 | TWh | 193 | Sub_sector | Industry | Paper | Industry (paper) | Energetic | industry_paper_demand_hydrogen_energetic | Hydrogen | EU | Energy demand | 0 | FEC
GR | TYNDP2026 | HEV | 2040 | TWh | 194 | Sub_sector | Industry | Paper | Industry (paper) | Energetic | industry_paper_demand_methane_energetic | Methane | EU | Energy demand | 0.21218 | FEC
GR | TYNDP2026 | HEV | 2040 | TWh | 195 | Sub_sector | Industry | Paper | Industry (paper) | Energetic | industry_paper_demand_heat_energetic | Heat | EU | Energy demand | 0 | FEC
GR | TYNDP2026 | HEV | 2040 | TWh | 196 | Sub_sector | Industry | Paper | Industry (paper) | Energetic | industry_paper_demand_biomass_energetic | Biomass | EU | Energy demand | 0.25706 | FEC
GR | TYNDP2026 | HEV | 2040 | TWh | 197 | Sub_sector | Industry | Paper | Industry (paper) | Energetic | industry_paper_demand_coal_energetic | Solids | EU | Energy demand | 0 | FEC
GR | TYNDP2026 | HEV | 2040 | TWh | 198 | Sub_sector | Industry | Paper | Industry (paper) | Energetic | industry_paper_demand_oil_energetic | Liquids | EU | Energy demand | 0 | FEC
GR | TYNDP2026 | HEV | 2040 | TWh | 199 | Sub_sector | Industry | Paper | Industry (paper) | Energetic | industry_paper_demand_others_energetic | Others | EU | Energy demand | 0 | FEC
GR | TYNDP2026 | HEV | 2040 | TWh | 200 | Sub_sector | Industry | Paper | Industry (paper) | Energetic | industry_paper_demand_ammonia_energetic | Ammonia | EU | Energy demand | 0 | FEC
GR | TYNDP2026 | HEV | 2040 | TWh | 202 | Sub_sector | Industry | Refineries | Industry (refineries, energetic) | Energetic | industry_refinery_demand_electricity_energetic | Electricity | EU | Energy demand | 0.55898 | not_included_in_FEC
GR | TYNDP2026 | HEV | 2040 | TWh | 203 | Sub_sector | Industry | Refineries | Industry (refineries, energetic) | Energetic | industry_refinery_demand_hydrogen_energetic | Hydrogen | EU | Energy demand | 0.25225 | not_included_in_FEC
GR | TYNDP2026 | HEV | 2040 | TWh | 204 | Sub_sector | Industry | Refineries | Industry (refineries, energetic) | Energetic | industry_refinery_demand_methane_energetic | Methane | EU | Energy demand | 0.50182 | not_included_in_FEC
GR | TYNDP2026 | HEV | 2040 | TWh | 205 | Sub_sector | Industry | Refineries | Industry (refineries, energetic) | Energetic | industry_refinery_demand_heat_energetic | Heat | EU | Energy demand | 0.77438 | not_included_in_FEC
GR | TYNDP2026 | HEV | 2040 | TWh | 206 | Sub_sector | Industry | Refineries | Industry (refineries, energetic) | Energetic | industry_refinery_demand_biomass_energetic | Biomass | EU | Energy demand | 0 | not_included_in_FEC
GR | TYNDP2026 | HEV | 2040 | TWh | 207 | Sub_sector | Industry | Refineries | Industry (refineries, energetic) | Energetic | industry_refinery_demand_coal_energetic | Solids | EU | Energy demand | 0 | not_included_in_FEC
GR | TYNDP2026 | HEV | 2040 | TWh | 208 | Sub_sector | Industry | Refineries | Industry (refineries, energetic) | Energetic | industry_refinery_demand_oil_energetic | Liquids | EU | Energy demand | 6.0243 | not_included_in_FEC
GR | TYNDP2026 | HEV | 2040 | TWh | 209 | Sub_sector | Industry | Refineries | Industry (refineries, energetic) | Energetic | industry_refinery_demand_others_energetic | Others | EU | Energy demand | 0 | not_included_in_FEC
GR | TYNDP2026 | HEV | 2040 | TWh | 210 | Sub_sector | Industry | Refineries | Industry (refineries, energetic) | Energetic | industry_refinery_demand_ammonia_energetic | Ammonia | EU | Energy demand | 0 | not_included_in_FEC
GR | TYNDP2026 | HEV | 2040 | TWh | 212 | Sub_sector | Industry | Refineries | Industry (refineries, non-energetic) | Non-energetic | industry_refinery_demand_electricity_non_energetic | Electricity | EU | Energy demand | 0 | not_included_in_FEC
GR | TYNDP2026 | HEV | 2040 | TWh | 213 | Sub_sector | Industry | Refineries | Industry (refineries, non-energetic) | Non-energetic | industry_refinery_demand_hydrogen_non_energetic | Hydrogen | EU | Energy demand | 0 | not_included_in_FEC
GR | TYNDP2026 | HEV | 2040 | TWh | 214 | Sub_sector | Industry | Refineries | Industry (refineries, non-energetic) | Non-energetic | industry_refinery_demand_methane_non_energetic | Methane | EU | Energy demand | 0 | not_included_in_FEC
GR | TYNDP2026 | HEV | 2040 | TWh | 215 | Sub_sector | Industry | Refineries | Industry (refineries, non-energetic) | Non-energetic | industry_refinery_demand_heat_non_energetic | Heat | EU | Energy demand | 0 | not_included_in_FEC
GR | TYNDP2026 | HEV | 2040 | TWh | 216 | Sub_sector | Industry | Refineries | Industry (refineries, non-energetic) | Non-energetic | industry_refinery_demand_biomass_non_energetic | Biomass | EU | Energy demand | 0 | not_included_in_FEC
GR | TYNDP2026 | HEV | 2040 | TWh | 217 | Sub_sector | Industry | Refineries | Industry (refineries, non-energetic) | Non-energetic | industry_refinery_demand_coal_non_energetic | Solids | EU | Energy demand | 0 | not_included_in_FEC
GR | TYNDP2026 | HEV | 2040 | TWh | 218 | Sub_sector | Industry | Refineries | Industry (refineries, non-energetic) | Non-energetic | industry_refinery_demand_oil_non_energetic | Liquids | EU | Energy demand | 0 | not_included_in_FEC
GR | TYNDP2026 | HEV | 2040 | TWh | 219 | Sub_sector | Industry | Refineries | Industry (refineries, non-energetic) | Non-energetic | industry_refinery_demand_others_non_energetic | Others | EU | Energy demand | 0 | not_included_in_FEC
GR | TYNDP2026 | HEV | 2040 | TWh | 220 | Sub_sector | Industry | Refineries | Industry (refineries, non-energetic) | Non-energetic | industry_refinery_demand_ammonia_non_energetic | Ammonia | EU | Energy demand | 0 | not_included_in_FEC
GR | TYNDP2026 | HEV | 2040 | TWh | 222 | Sub_sector | Industry | Steel | Industry (steel) | Energetic | industry_steel_demand_electricity_energetic | Electricity | EU | Energy demand | 1.3053 | FEC
GR | TYNDP2026 | HEV | 2040 | TWh | 223 | Sub_sector | Industry | Steel | Industry (steel) | Energetic | industry_steel_demand_hydrogen_energetic | Hydrogen | EU | Energy demand | 0 | FEC
GR | TYNDP2026 | HEV | 2040 | TWh | 224 | Sub_sector | Industry | Steel | Industry (steel) | Energetic | industry_steel_demand_methane_energetic | Methane | EU | Energy demand | 0.35329 | FEC
GR | TYNDP2026 | HEV | 2040 | TWh | 225 | Sub_sector | Industry | Steel | Industry (steel) | Energetic | industry_steel_demand_heat_energetic | Heat | EU | Energy demand | 0 | FEC
GR | TYNDP2026 | HEV | 2040 | TWh | 226 | Sub_sector | Industry | Steel | Industry (steel) | Energetic | industry_steel_demand_biomass_energetic | Biomass | EU | Energy demand | 0 | FEC
GR | TYNDP2026 | HEV | 2040 | TWh | 227 | Sub_sector | Industry | Steel | Industry (steel) | Energetic | industry_steel_demand_coal_energetic | Solids | EU | Energy demand | 0 | FEC
GR | TYNDP2026 | HEV | 2040 | TWh | 228 | Sub_sector | Industry | Steel | Industry (steel) | Energetic | industry_steel_demand_oil_energetic | Liquids | EU | Energy demand | 0.13588 | FEC
GR | TYNDP2026 | HEV | 2040 | TWh | 229 | Sub_sector | Industry | Steel | Industry (steel) | Energetic | industry_steel_demand_others_energetic | Others | EU | Energy demand | 0 | FEC
GR | TYNDP2026 | HEV | 2040 | TWh | 230 | Sub_sector | Industry | Steel | Industry (steel) | Energetic | industry_steel_demand_ammonia_energetic | Ammonia | EU | Energy demand | 0 | FEC
GR | TYNDP2026 | HEV | 2040 | TWh | 232 | Sub_sector | Transport | Cars | Transport (cars) | Energetic | transport_cars_final_demand_electricity | Electricity | EU | Energy demand | 9.3196 | FEC
GR | TYNDP2026 | HEV | 2040 | TWh | 233 | Sub_sector | Transport | Cars | Transport (cars) | Energetic | transport_cars_final_demand_hydrogen | Hydrogen | EU | Energy demand | 0 | FEC
GR | TYNDP2026 | HEV | 2040 | TWh | 234 | Sub_sector | Transport | Cars | Transport (cars) | Energetic | transport_cars_final_demand_methane | Methane | EU | Energy demand | 0.29293 | FEC
GR | TYNDP2026 | HEV | 2040 | TWh | 235 | Sub_sector | Transport | Cars | Transport (cars) | Energetic | transport_cars_final_demand_heat | Heat | EU | Energy demand | 0 | FEC
GR | TYNDP2026 | HEV | 2040 | TWh | 236 | Sub_sector | Transport | Cars | Transport (cars) | Energetic | transport_cars_final_demand_biomass | Biomass | EU | Energy demand | 0 | FEC
GR | TYNDP2026 | HEV | 2040 | TWh | 237 | Sub_sector | Transport | Cars | Transport (cars) | Energetic | transport_cars_final_demand_coal | Solids | EU | Energy demand | 0 | FEC
GR | TYNDP2026 | HEV | 2040 | TWh | 238 | Sub_sector | Transport | Cars | Transport (cars) | Energetic | transport_cars_final_demand_oil | Liquids | EU | Energy demand | 42.0685 | FEC
GR | TYNDP2026 | HEV | 2040 | TWh | 239 | Sub_sector | Transport | Cars | Transport (cars) | Energetic | transport_cars_final_demand_other | Others | EU | Energy demand | 0 | FEC
GR | TYNDP2026 | HEV | 2040 | TWh | 240 | Sub_sector | Transport | Cars | Transport (cars) | Energetic | transport_cars_final_demand_ammonia | Ammonia | EU | Energy demand | 0 | FEC
GR | TYNDP2026 | HEV | 2040 | TWh | 242 | Sub_sector | Transport | Busses | Transport (busses) | Energetic | transport_busses_final_demand_electricity | Electricity | EU | Energy demand | 1.4536 | FEC
GR | TYNDP2026 | HEV | 2040 | TWh | 243 | Sub_sector | Transport | Busses | Transport (busses) | Energetic | transport_busses_final_demand_hydrogen | Hydrogen | EU | Energy demand | 0.2457 | FEC
GR | TYNDP2026 | HEV | 2040 | TWh | 244 | Sub_sector | Transport | Busses | Transport (busses) | Energetic | transport_busses_final_demand_methane | Methane | EU | Energy demand | 0.18452 | FEC
GR | TYNDP2026 | HEV | 2040 | TWh | 245 | Sub_sector | Transport | Busses | Transport (busses) | Energetic | transport_busses_final_demand_heat | Heat | EU | Energy demand | 0 | FEC
GR | TYNDP2026 | HEV | 2040 | TWh | 246 | Sub_sector | Transport | Busses | Transport (busses) | Energetic | transport_busses_final_demand_biomass | Biomass | EU | Energy demand | 0 | FEC
GR | TYNDP2026 | HEV | 2040 | TWh | 247 | Sub_sector | Transport | Busses | Transport (busses) | Energetic | transport_busses_final_demand_coal | Solids | EU | Energy demand | 0 | FEC
GR | TYNDP2026 | HEV | 2040 | TWh | 248 | Sub_sector | Transport | Busses | Transport (busses) | Energetic | transport_busses_final_demand_oil | Liquids | EU | Energy demand | 1.4542 | FEC
GR | TYNDP2026 | HEV | 2040 | TWh | 249 | Sub_sector | Transport | Busses | Transport (busses) | Energetic | transport_busses_final_demand_other | Others | EU | Energy demand | 0 | FEC
GR | TYNDP2026 | HEV | 2040 | TWh | 250 | Sub_sector | Transport | Busses | Transport (busses) | Energetic | transport_busses_final_demand_ammonia | Ammonia | EU | Energy demand | 0 | FEC
GR | TYNDP2026 | HEV | 2040 | TWh | 252 | Sub_sector | Transport | Trucks | Transport (trucks) | Energetic | transport_trucks_final_demand_electricity | Electricity | EU | Energy demand | 5.0015 | FEC
GR | TYNDP2026 | HEV | 2040 | TWh | 253 | Sub_sector | Transport | Trucks | Transport (trucks) | Energetic | transport_trucks_final_demand_hydrogen | Hydrogen | EU | Energy demand | 0.36346 | FEC
GR | TYNDP2026 | HEV | 2040 | TWh | 254 | Sub_sector | Transport | Trucks | Transport (trucks) | Energetic | transport_trucks_final_demand_methane | Methane | EU | Energy demand | 0.81445 | FEC
GR | TYNDP2026 | HEV | 2040 | TWh | 255 | Sub_sector | Transport | Trucks | Transport (trucks) | Energetic | transport_trucks_final_demand_heat | Heat | EU | Energy demand | 0 | FEC
GR | TYNDP2026 | HEV | 2040 | TWh | 256 | Sub_sector | Transport | Trucks | Transport (trucks) | Energetic | transport_trucks_final_demand_biomass | Biomass | EU | Energy demand | 0 | FEC
GR | TYNDP2026 | HEV | 2040 | TWh | 257 | Sub_sector | Transport | Trucks | Transport (trucks) | Energetic | transport_trucks_final_demand_coal | Solids | EU | Energy demand | 0 | FEC
GR | TYNDP2026 | HEV | 2040 | TWh | 258 | Sub_sector | Transport | Trucks | Transport (trucks) | Energetic | transport_trucks_final_demand_oil | Liquids | EU | Energy demand | 3.1911 | FEC
GR | TYNDP2026 | HEV | 2040 | TWh | 259 | Sub_sector | Transport | Trucks | Transport (trucks) | Energetic | transport_trucks_final_demand_other | Others | EU | Energy demand | 0 | FEC
GR | TYNDP2026 | HEV | 2040 | TWh | 260 | Sub_sector | Transport | Trucks | Transport (trucks) | Energetic | transport_trucks_final_demand_ammonia | Ammonia | EU | Energy demand | 0 | FEC
GR | TYNDP2026 | HEV | 2040 | TWh | 262 | Sub_sector | Transport | Vans | Transport (vans) | Energetic | transport_vans_final_demand_electricity | Electricity | EU | Energy demand | 0 | FEC
GR | TYNDP2026 | HEV | 2040 | TWh | 263 | Sub_sector | Transport | Vans | Transport (vans) | Energetic | transport_vans_final_demand_hydrogen | Hydrogen | EU | Energy demand | 0 | FEC
GR | TYNDP2026 | HEV | 2040 | TWh | 264 | Sub_sector | Transport | Vans | Transport (vans) | Energetic | transport_vans_final_demand_methane | Methane | EU | Energy demand | 0 | FEC
GR | TYNDP2026 | HEV | 2040 | TWh | 265 | Sub_sector | Transport | Vans | Transport (vans) | Energetic | transport_vans_final_demand_heat | Heat | EU | Energy demand | 0 | FEC
GR | TYNDP2026 | HEV | 2040 | TWh | 266 | Sub_sector | Transport | Vans | Transport (vans) | Energetic | transport_vans_final_demand_biomass | Biomass | EU | Energy demand | 0 | FEC
GR | TYNDP2026 | HEV | 2040 | TWh | 267 | Sub_sector | Transport | Vans | Transport (vans) | Energetic | transport_vans_final_demand_coal | Solids | EU | Energy demand | 0 | FEC
GR | TYNDP2026 | HEV | 2040 | TWh | 268 | Sub_sector | Transport | Vans | Transport (vans) | Energetic | transport_vans_final_demand_oil | Liquids | EU | Energy demand | 0 | FEC
GR | TYNDP2026 | HEV | 2040 | TWh | 269 | Sub_sector | Transport | Vans | Transport (vans) | Energetic | transport_vans_final_demand_other | Others | EU | Energy demand | 0 | FEC
GR | TYNDP2026 | HEV | 2040 | TWh | 270 | Sub_sector | Transport | Vans | Transport (vans) | Energetic | transport_vans_final_demand_ammonia | Ammonia | EU | Energy demand | 0 | FEC
GR | TYNDP2026 | HEV | 2040 | TWh | 272 | Sub_sector | Transport | Freight trains | Transport (trains) | Energetic | transport_trains_final_demand_electricity | Electricity | EU | Energy demand | 0.36386 | FEC
GR | TYNDP2026 | HEV | 2040 | TWh | 273 | Sub_sector | Transport | Freight trains | Transport (trains) | Energetic | transport_trains_final_demand_hydrogen | Hydrogen | EU | Energy demand | 0 | FEC
GR | TYNDP2026 | HEV | 2040 | TWh | 274 | Sub_sector | Transport | Freight trains | Transport (trains) | Energetic | transport_trains_final_demand_methane | Methane | EU | Energy demand | 0 | FEC
GR | TYNDP2026 | HEV | 2040 | TWh | 275 | Sub_sector | Transport | Freight trains | Transport (trains) | Energetic | transport_trains_final_demand_heat | Heat | EU | Energy demand | 0 | FEC
GR | TYNDP2026 | HEV | 2040 | TWh | 276 | Sub_sector | Transport | Freight trains | Transport (trains) | Energetic | transport_trains_final_demand_biomass | Biomass | EU | Energy demand | 0 | FEC
GR | TYNDP2026 | HEV | 2040 | TWh | 277 | Sub_sector | Transport | Freight trains | Transport (trains) | Energetic | transport_trains_final_demand_coal | Solids | EU | Energy demand | 0 | FEC
GR | TYNDP2026 | HEV | 2040 | TWh | 278 | Sub_sector | Transport | Freight trains | Transport (trains) | Energetic | transport_trains_final_demand_oil | Liquids | EU | Energy demand | 0 | FEC
GR | TYNDP2026 | HEV | 2040 | TWh | 279 | Sub_sector | Transport | Freight trains | Transport (trains) | Energetic | transport_trains_final_demand_other | Others | EU | Energy demand | 0 | FEC
GR | TYNDP2026 | HEV | 2040 | TWh | 280 | Sub_sector | Transport | Freight trains | Transport (trains) | Energetic | transport_trains_final_demand_ammonia | Ammonia | EU | Energy demand | 0 | FEC
GR | TYNDP2026 | HEV | 2040 | TWh | 282 | Sub_sector | Transport | Ships | Transport (ships) | Energetic | transport_ships_final_demand_electricity | Electricity | EU | Energy demand | 0.15528 | FEC
GR | TYNDP2026 | HEV | 2040 | TWh | 283 | Sub_sector | Transport | Ships | Transport (ships) | Energetic | transport_ships_final_demand_hydrogen | Hydrogen | EU | Energy demand | 0 | FEC
GR | TYNDP2026 | HEV | 2040 | TWh | 284 | Sub_sector | Transport | Ships | Transport (ships) | Energetic | transport_ships_final_demand_methane | Methane | EU | Energy demand | 2.1636 | FEC
GR | TYNDP2026 | HEV | 2040 | TWh | 285 | Sub_sector | Transport | Ships | Transport (ships) | Energetic | transport_ships_final_demand_heat | Heat | EU | Energy demand | 0 | FEC
GR | TYNDP2026 | HEV | 2040 | TWh | 286 | Sub_sector | Transport | Ships | Transport (ships) | Energetic | transport_ships_final_demand_biomass | Biomass | EU | Energy demand | 0 | FEC
GR | TYNDP2026 | HEV | 2040 | TWh | 287 | Sub_sector | Transport | Ships | Transport (ships) | Energetic | transport_ships_final_demand_coal | Solids | EU | Energy demand | 0 | FEC
GR | TYNDP2026 | HEV | 2040 | TWh | 288 | Sub_sector | Transport | Ships | Transport (ships) | Energetic | transport_ships_final_demand_oil | Liquids | EU | Energy demand | 5.1334 | FEC
GR | TYNDP2026 | HEV | 2040 | TWh | 289 | Sub_sector | Transport | Ships | Transport (ships) | Energetic | transport_ships_final_demand_other | Others | EU | Energy demand | 0 | FEC
GR | TYNDP2026 | HEV | 2040 | TWh | 290 | Sub_sector | Transport | Ships | Transport (ships) | Energetic | transport_ships_final_demand_ammonia | Ammonia | EU | Energy demand | 0 | FEC
GR | TYNDP2026 | HEV | 2040 | TWh | 292 | Sub_sector | Transport | Planes | Transport (planes) | Energetic | transport_planes_final_demand_electricity | Electricity | EU | Energy demand | 0 | FEC
GR | TYNDP2026 | HEV | 2040 | TWh | 293 | Sub_sector | Transport | Planes | Transport (planes) | Energetic | transport_planes_final_demand_hydrogen | Hydrogen | EU | Energy demand | 0 | FEC
GR | TYNDP2026 | HEV | 2040 | TWh | 294 | Sub_sector | Transport | Planes | Transport (planes) | Energetic | transport_planes_final_demand_methane | Methane | EU | Energy demand | 0 | FEC
GR | TYNDP2026 | HEV | 2040 | TWh | 295 | Sub_sector | Transport | Planes | Transport (planes) | Energetic | transport_planes_final_demand_heat | Heat | EU | Energy demand | 0 | FEC
GR | TYNDP2026 | HEV | 2040 | TWh | 296 | Sub_sector | Transport | Planes | Transport (planes) | Energetic | transport_planes_final_demand_biomass | Biomass | EU | Energy demand | 0 | FEC
GR | TYNDP2026 | HEV | 2040 | TWh | 297 | Sub_sector | Transport | Planes | Transport (planes) | Energetic | transport_planes_final_demand_coal | Solids | EU | Energy demand | 0 | FEC
GR | TYNDP2026 | HEV | 2040 | TWh | 298 | Sub_sector | Transport | Planes | Transport (planes) | Energetic | transport_planes_final_demand_oil | Liquids | EU | Energy demand | 3.7597 | FEC
GR | TYNDP2026 | HEV | 2040 | TWh | 299 | Sub_sector | Transport | Planes | Transport (planes) | Energetic | transport_planes_final_demand_other | Others | EU | Energy demand | 0 | FEC
GR | TYNDP2026 | HEV | 2040 | TWh | 300 | Sub_sector | Transport | Planes | Transport (planes) | Energetic | transport_planes_final_demand_ammonia | Ammonia | EU | Energy demand | 0 | FEC
GR | TYNDP2026 | HEV | 2040 | TWh | 302 | Sub_sector | Transport | Others | Transport (others) | Energetic | transport_other_final_demand_electricity | Electricity | EU | Energy demand | 0 | FEC
GR | TYNDP2026 | HEV | 2040 | TWh | 303 | Sub_sector | Transport | Others | Transport (others) | Energetic | transport_other_final_demand_hydrogen | Hydrogen | EU | Energy demand | 0 | FEC
GR | TYNDP2026 | HEV | 2040 | TWh | 304 | Sub_sector | Transport | Others | Transport (others) | Energetic | transport_other_final_demand_methane | Methane | EU | Energy demand | 0 | FEC
GR | TYNDP2026 | HEV | 2040 | TWh | 305 | Sub_sector | Transport | Others | Transport (others) | Energetic | transport_other_final_demand_heat | Heat | EU | Energy demand | 0 | FEC
GR | TYNDP2026 | HEV | 2040 | TWh | 306 | Sub_sector | Transport | Others | Transport (others) | Energetic | transport_other_final_demand_biomass | Biomass | EU | Energy demand | 0 | FEC
GR | TYNDP2026 | HEV | 2040 | TWh | 307 | Sub_sector | Transport | Others | Transport (others) | Energetic | transport_other_final_demand_coal | Solids | EU | Energy demand | 0 | FEC
GR | TYNDP2026 | HEV | 2040 | TWh | 308 | Sub_sector | Transport | Others | Transport (others) | Energetic | transport_other_final_demand_oil | Liquids | EU | Energy demand | 0 | FEC
GR | TYNDP2026 | HEV | 2040 | TWh | 309 | Sub_sector | Transport | Others | Transport (others) | Energetic | transport_other_final_demand_other | Others | EU | Energy demand | 0 | FEC
GR | TYNDP2026 | HEV | 2040 | TWh | 310 | Sub_sector | Transport | Others | Transport (others) | Energetic | transport_other_final_demand_ammonia | Ammonia | EU | Energy demand | 0 | FEC
GR | TYNDP2026 | HEV | 2040 | TWh | 312 | Sub_sector | International transport | International aviation | Transport (int. aviation) | Energetic | transport_int_aviation_final_demand_electricity | Electricity | EU | Energy demand | 0.033662 | FEC
GR | TYNDP2026 | HEV | 2040 | TWh | 313 | Sub_sector | International transport | International aviation | Transport (int. aviation) | Energetic | transport_int_aviation_final_demand_hydrogen | Hydrogen | EU | Energy demand | 0 | FEC
GR | TYNDP2026 | HEV | 2040 | TWh | 314 | Sub_sector | International transport | International aviation | Transport (int. aviation) | Energetic | transport_int_aviation_final_demand_methane | Methane | EU | Energy demand | 0 | FEC
GR | TYNDP2026 | HEV | 2040 | TWh | 315 | Sub_sector | International transport | International aviation | Transport (int. aviation) | Energetic | transport_int_aviation_final_demand_heat | Heat | EU | Energy demand | 0 | FEC
GR | TYNDP2026 | HEV | 2040 | TWh | 316 | Sub_sector | International transport | International aviation | Transport (int. aviation) | Energetic | transport_int_aviation_final_demand_biofuels | Biomass | EU | Energy demand | 0 | FEC
GR | TYNDP2026 | HEV | 2040 | TWh | 317 | Sub_sector | International transport | International aviation | Transport (int. aviation) | Energetic | transport_int_aviation_final_demand_coal | Solids | EU | Energy demand | 0 | FEC
GR | TYNDP2026 | HEV | 2040 | TWh | 318 | Sub_sector | International transport | International aviation | Transport (int. aviation) | Energetic | transport_int_aviation_final_demand_oil | Liquids | EU | Energy demand | 14.7527 | FEC
GR | TYNDP2026 | HEV | 2040 | TWh | 319 | Sub_sector | International transport | International aviation | Transport (int. aviation) | Energetic | transport_int_aviation_final_demand_other | Others | EU | Energy demand | 0 | FEC
GR | TYNDP2026 | HEV | 2040 | TWh | 320 | Sub_sector | International transport | International aviation | Transport (int. aviation) | Energetic | transport_int_aviation_final_demand_ammonia | Ammonia | EU | Energy demand | 0 | FEC
GR | TYNDP2026 | HEV | 2040 | TWh | 322 | Sub_sector | International transport | International shipping | Transport (int. shipping) | Energetic | transport_int_shipping_final_demand_electricity | Electricity | EU | Energy demand | 0.5028 | not_included_in_FEC
GR | TYNDP2026 | HEV | 2040 | TWh | 323 | Sub_sector | International transport | International shipping | Transport (int. shipping) | Energetic | transport_int_shipping_final_demand_hydrogen | Hydrogen | EU | Energy demand | 0 | not_included_in_FEC
GR | TYNDP2026 | HEV | 2040 | TWh | 324 | Sub_sector | International transport | International shipping | Transport (int. shipping) | Energetic | transport_int_shipping_final_demand_methane | Methane | EU | Energy demand | 8.5911 | not_included_in_FEC
GR | TYNDP2026 | HEV | 2040 | TWh | 325 | Sub_sector | International transport | International shipping | Transport (int. shipping) | Energetic | transport_int_shipping_final_demand_heat | Heat | EU | Energy demand | 0 | not_included_in_FEC
GR | TYNDP2026 | HEV | 2040 | TWh | 326 | Sub_sector | International transport | International shipping | Transport (int. shipping) | Energetic | transport_int_shipping_final_demand_biofuels | Biomass | EU | Energy demand | 0 | not_included_in_FEC
GR | TYNDP2026 | HEV | 2040 | TWh | 327 | Sub_sector | International transport | International shipping | Transport (int. shipping) | Energetic | transport_int_shipping_final_demand_coal | Solids | EU | Energy demand | 0 | not_included_in_FEC
GR | TYNDP2026 | HEV | 2040 | TWh | 328 | Sub_sector | International transport | International shipping | Transport (int. shipping) | Energetic | transport_int_shipping_final_demand_oil | Liquids | EU | Energy demand | 10.7759 | not_included_in_FEC
GR | TYNDP2026 | HEV | 2040 | TWh | 329 | Sub_sector | International transport | International shipping | Transport (int. shipping) | Energetic | transport_int_shipping_final_demand_other | Others | EU | Energy demand | 0 | not_included_in_FEC
GR | TYNDP2026 | HEV | 2040 | TWh | 330 | Sub_sector | International transport | International shipping | Transport (int. shipping) | Energetic | transport_int_shipping_final_demand_ammonia | Ammonia | EU | Energy demand | 0 | not_included_in_FEC
GR | TYNDP2026 | HEV | 2040 | TWh | 332 | Sub_sector | Households | Space heating | Households (heating) | Energetic | households_heating_final_demand_electricity | Electricity | EU | Energy demand | 5.043 | FEC
GR | TYNDP2026 | HEV | 2040 | TWh | 333 | Sub_sector | Households | Space heating | Households (heating) | Energetic | households_heating_final_demand_hydrogen | Hydrogen | EU | Energy demand | 0 | FEC
GR | TYNDP2026 | HEV | 2040 | TWh | 334 | Sub_sector | Households | Space heating | Households (heating) | Energetic | households_heating_final_demand_methane | Methane | EU | Energy demand | 1.5965 | FEC
GR | TYNDP2026 | HEV | 2040 | TWh | 335 | Sub_sector | Households | Space heating | Households (heating) | Energetic | households_heating_final_demand_heat | Heat | EU | Energy demand | 0.31481 | FEC
GR | TYNDP2026 | HEV | 2040 | TWh | 336 | Sub_sector | Households | Space heating | Households (heating) | Energetic | households_heating_final_demand_biomass | Biomass | EU | Energy demand | 9.8631 | FEC
GR | TYNDP2026 | HEV | 2040 | TWh | 337 | Sub_sector | Households | Space heating | Households (heating) | Energetic | households_heating_final_demand_coal | Solids | EU | Energy demand | 0 | FEC
GR | TYNDP2026 | HEV | 2040 | TWh | 338 | Sub_sector | Households | Space heating | Households (heating) | Energetic | households_heating_final_demand_oil | Liquids | EU | Energy demand | 0.98861 | FEC
GR | TYNDP2026 | HEV | 2040 | TWh | 339 | Sub_sector | Households | Space heating | Households (heating) | Energetic | households_heating_final_demand_other | Others | EU | Energy demand | 0 | FEC
GR | TYNDP2026 | HEV | 2040 | TWh | 340 | Sub_sector | Households | Space heating | Households (heating) | Energetic | households_heating_final_demand_ammonia | Ammonia | EU | Energy demand | 0 | FEC
GR | TYNDP2026 | HEV | 2040 | TWh | 343 | Sub_sector | Households | Cooling | Households (cooling) | Energetic | households_cooling_final_demand_electricity | Electricity | EU | Energy demand | 6.3476 | FEC
GR | TYNDP2026 | HEV | 2040 | TWh | 344 | Sub_sector | Households | Cooling | Households (cooling) | Energetic | households_cooling_final_demand_hydrogen | Hydrogen | EU | Energy demand | 0 | FEC
GR | TYNDP2026 | HEV | 2040 | TWh | 345 | Sub_sector | Households | Cooling | Households (cooling) | Energetic | households_cooling_final_demand_methane | Methane | EU | Energy demand | 0 | FEC
GR | TYNDP2026 | HEV | 2040 | TWh | 346 | Sub_sector | Households | Cooling | Households (cooling) | Energetic | households_cooling_final_demand_heat | Heat | EU | Energy demand | 0 | FEC
GR | TYNDP2026 | HEV | 2040 | TWh | 347 | Sub_sector | Households | Cooling | Households (cooling) | Energetic | households_cooling_final_demand_biomass | Biomass | EU | Energy demand | 0 | FEC
GR | TYNDP2026 | HEV | 2040 | TWh | 348 | Sub_sector | Households | Cooling | Households (cooling) | Energetic | households_cooling_final_demand_coal | Solids | EU | Energy demand | 0 | FEC
GR | TYNDP2026 | HEV | 2040 | TWh | 349 | Sub_sector | Households | Cooling | Households (cooling) | Energetic | households_cooling_final_demand_oil | Liquids | EU | Energy demand | 0 | FEC
GR | TYNDP2026 | HEV | 2040 | TWh | 350 | Sub_sector | Households | Cooling | Households (cooling) | Energetic | households_cooling_final_demand_other | Others | EU | Energy demand | 0 | FEC
GR | TYNDP2026 | HEV | 2040 | TWh | 351 | Sub_sector | Households | Cooling | Households (cooling) | Energetic | households_cooling_final_demand_ammonia | Ammonia | EU | Energy demand | 0 | FEC
GR | TYNDP2026 | HEV | 2040 | TWh | 354 | Sub_sector | Households | Hot water | Households (hot water) | Energetic | households_hot_water_final_demand_electricity | Electricity | EU | Energy demand | 0.856 | FEC
GR | TYNDP2026 | HEV | 2040 | TWh | 355 | Sub_sector | Households | Hot water | Households (hot water) | Energetic | households_hot_water_final_demand_hydrogen | Hydrogen | EU | Energy demand | 0 | FEC
GR | TYNDP2026 | HEV | 2040 | TWh | 356 | Sub_sector | Households | Hot water | Households (hot water) | Energetic | households_hot_water_final_demand_methane | Methane | EU | Energy demand | 0.18612 | FEC
GR | TYNDP2026 | HEV | 2040 | TWh | 357 | Sub_sector | Households | Hot water | Households (hot water) | Energetic | households_hot_water_final_demand_heat | Heat | EU | Energy demand | 0.050601 | FEC
GR | TYNDP2026 | HEV | 2040 | TWh | 358 | Sub_sector | Households | Hot water | Households (hot water) | Energetic | households_hot_water_final_demand_biomass | Biomass | EU | Energy demand | 1.2018 | FEC
GR | TYNDP2026 | HEV | 2040 | TWh | 359 | Sub_sector | Households | Hot water | Households (hot water) | Energetic | households_hot_water_final_demand_coal | Solids | EU | Energy demand | 0 | FEC
GR | TYNDP2026 | HEV | 2040 | TWh | 360 | Sub_sector | Households | Hot water | Households (hot water) | Energetic | households_hot_water_final_demand_oil | Liquids | EU | Energy demand | 0.089178 | FEC
GR | TYNDP2026 | HEV | 2040 | TWh | 361 | Sub_sector | Households | Hot water | Households (hot water) | Energetic | households_hot_water_final_demand_other | Others | EU | Energy demand | 3.8654 | FEC
GR | TYNDP2026 | HEV | 2040 | TWh | 362 | Sub_sector | Households | Hot water | Households (hot water) | Energetic | households_hot_water_final_demand_ammonia | Ammonia | EU | Energy demand | 0 | FEC
GR | TYNDP2026 | HEV | 2040 | TWh | 365 | Sub_sector | Households | Appliances | Households (appliances) | Energetic | households_appliances_final_demand_electricity | Electricity | EU | Energy demand | 9.7876 | FEC
GR | TYNDP2026 | HEV | 2040 | TWh | 366 | Sub_sector | Households | Appliances | Households (appliances) | Energetic | households_appliances_final_demand_hydrogen | Hydrogen | EU | Energy demand | 0 | FEC
GR | TYNDP2026 | HEV | 2040 | TWh | 367 | Sub_sector | Households | Appliances | Households (appliances) | Energetic | households_appliances_final_demand_methane | Methane | EU | Energy demand | 0.25006 | FEC
GR | TYNDP2026 | HEV | 2040 | TWh | 368 | Sub_sector | Households | Appliances | Households (appliances) | Energetic | households_appliances_final_demand_heat | Heat | EU | Energy demand | 0 | FEC
GR | TYNDP2026 | HEV | 2040 | TWh | 369 | Sub_sector | Households | Appliances | Households (appliances) | Energetic | households_appliances_final_demand_biomass | Biomass | EU | Energy demand | 0.17564 | FEC
GR | TYNDP2026 | HEV | 2040 | TWh | 370 | Sub_sector | Households | Appliances | Households (appliances) | Energetic | households_appliances_final_demand_coal | Solids | EU | Energy demand | 0 | FEC
GR | TYNDP2026 | HEV | 2040 | TWh | 371 | Sub_sector | Households | Appliances | Households (appliances) | Energetic | households_appliances_final_demand_oil | Liquids | EU | Energy demand | 0 | FEC
GR | TYNDP2026 | HEV | 2040 | TWh | 372 | Sub_sector | Households | Appliances | Households (appliances) | Energetic | households_appliances_final_demand_other | Others | EU | Energy demand | 0 | FEC
GR | TYNDP2026 | HEV | 2040 | TWh | 373 | Sub_sector | Households | Appliances | Households (appliances) | Energetic | households_appliances_final_demand_ammonia | Ammonia | EU | Energy demand | 0 | FEC
GR | TYNDP2026 | HEV | 2040 | TWh | 375 | Sub_sector | Buildings | Space heating | Buildings (heat) | Energetic | buildings_heat_final_demand_electricity | Electricity | EU | Energy demand | 6.1549 | FEC
GR | TYNDP2026 | HEV | 2040 | TWh | 376 | Sub_sector | Buildings | Space heating | Buildings (heat) | Energetic | buildings_heat_final_demand_hydrogen | Hydrogen | EU | Energy demand | 0 | FEC
GR | TYNDP2026 | HEV | 2040 | TWh | 377 | Sub_sector | Buildings | Space heating | Buildings (heat) | Energetic | buildings_heat_final_demand_methane | Methane | EU | Energy demand | 0.015251 | FEC
GR | TYNDP2026 | HEV | 2040 | TWh | 378 | Sub_sector | Buildings | Space heating | Buildings (heat) | Energetic | buildings_heat_final_demand_heat | Heat | EU | Energy demand | 0 | FEC
GR | TYNDP2026 | HEV | 2040 | TWh | 379 | Sub_sector | Buildings | Space heating | Buildings (heat) | Energetic | buildings_heat_final_demand_biomass | Biomass | EU | Energy demand | 0.49675 | FEC
GR | TYNDP2026 | HEV | 2040 | TWh | 380 | Sub_sector | Buildings | Space heating | Buildings (heat) | Energetic | buildings_heat_final_demand_coal | Solids | EU | Energy demand | 0 | FEC
GR | TYNDP2026 | HEV | 2040 | TWh | 381 | Sub_sector | Buildings | Space heating | Buildings (heat) | Energetic | buildings_heat_final_demand_oil | Liquids | EU | Energy demand | 0 | FEC
GR | TYNDP2026 | HEV | 2040 | TWh | 382 | Sub_sector | Buildings | Space heating | Buildings (heat) | Energetic | buildings_heat_final_demand_other | Others | EU | Energy demand | 0.70897 | FEC
GR | TYNDP2026 | HEV | 2040 | TWh | 383 | Sub_sector | Buildings | Space heating | Buildings (heat) | Energetic | buildings_heat_final_demand_ammonia | Ammonia | EU | Energy demand | 0 | FEC
GR | TYNDP2026 | HEV | 2040 | TWh | 386 | Sub_sector | Buildings | Cooling | Buildings (cooling) | Energetic | buildings_cooling_final_demand_electricity | Electricity | EU | Energy demand | 8.2614 | FEC
GR | TYNDP2026 | HEV | 2040 | TWh | 387 | Sub_sector | Buildings | Cooling | Buildings (cooling) | Energetic | buildings_cooling_final_demand_hydrogen | Hydrogen | EU | Energy demand | 0 | FEC
GR | TYNDP2026 | HEV | 2040 | TWh | 388 | Sub_sector | Buildings | Cooling | Buildings (cooling) | Energetic | buildings_cooling_final_demand_methane | Methane | EU | Energy demand | 0 | FEC
GR | TYNDP2026 | HEV | 2040 | TWh | 389 | Sub_sector | Buildings | Cooling | Buildings (cooling) | Energetic | buildings_cooling_final_demand_heat | Heat | EU | Energy demand | 0 | FEC
GR | TYNDP2026 | HEV | 2040 | TWh | 390 | Sub_sector | Buildings | Cooling | Buildings (cooling) | Energetic | buildings_cooling_final_demand_biomass | Biomass | EU | Energy demand | 0 | FEC
GR | TYNDP2026 | HEV | 2040 | TWh | 391 | Sub_sector | Buildings | Cooling | Buildings (cooling) | Energetic | buildings_cooling_final_demand_coal | Solids | EU | Energy demand | 0 | FEC
GR | TYNDP2026 | HEV | 2040 | TWh | 392 | Sub_sector | Buildings | Cooling | Buildings (cooling) | Energetic | buildings_cooling_final_demand_oil | Liquids | EU | Energy demand | 0 | FEC
GR | TYNDP2026 | HEV | 2040 | TWh | 393 | Sub_sector | Buildings | Cooling | Buildings (cooling) | Energetic | buildings_cooling_final_demand_other | Others | EU | Energy demand | 0 | FEC
GR | TYNDP2026 | HEV | 2040 | TWh | 394 | Sub_sector | Buildings | Cooling | Buildings (cooling) | Energetic | buildings_cooling_final_demand_ammonia | Ammonia | EU | Energy demand | 0 | FEC
GR | TYNDP2026 | HEV | 2040 | TWh | 397 | Sub_sector | Buildings | Appliances | Buildings (appliances) | Energetic | buildings_appliances_final_demand_electricity | Electricity | EU | Energy demand | 6.4873 | FEC
GR | TYNDP2026 | HEV | 2040 | TWh | 398 | Sub_sector | Buildings | Appliances | Buildings (appliances) | Energetic | buildings_appliances_final_demand_hydrogen | Hydrogen | EU | Energy demand | 0 | FEC
GR | TYNDP2026 | HEV | 2040 | TWh | 399 | Sub_sector | Buildings | Appliances | Buildings (appliances) | Energetic | buildings_appliances_final_demand_methane | Methane | EU | Energy demand | 0.50685 | FEC
GR | TYNDP2026 | HEV | 2040 | TWh | 400 | Sub_sector | Buildings | Appliances | Buildings (appliances) | Energetic | buildings_appliances_final_demand_heat | Heat | EU | Energy demand | 0 | FEC
GR | TYNDP2026 | HEV | 2040 | TWh | 401 | Sub_sector | Buildings | Appliances | Buildings (appliances) | Energetic | buildings_appliances_final_demand_biomass | Biomass | EU | Energy demand | 0 | FEC
GR | TYNDP2026 | HEV | 2040 | TWh | 402 | Sub_sector | Buildings | Appliances | Buildings (appliances) | Energetic | buildings_appliances_final_demand_coal | Solids | EU | Energy demand | 0 | FEC
GR | TYNDP2026 | HEV | 2040 | TWh | 403 | Sub_sector | Buildings | Appliances | Buildings (appliances) | Energetic | buildings_appliances_final_demand_oil | Liquids | EU | Energy demand | 0 | FEC
GR | TYNDP2026 | HEV | 2040 | TWh | 404 | Sub_sector | Buildings | Appliances | Buildings (appliances) | Energetic | buildings_appliances_final_demand_other | Others | EU | Energy demand | 0 | FEC
GR | TYNDP2026 | HEV | 2040 | TWh | 405 | Sub_sector | Buildings | Appliances | Buildings (appliances) | Energetic | buildings_appliances_final_demand_ammonia | Ammonia | EU | Energy demand | 0 | FEC
GR | TYNDP2026 | HEV | 2040 | TWh | 407 | Sub_sector | Buildings | Datacenters | Datacenters & ICT | Energetic | datacentres_final_demand_electricity_energetic | Electricity | EU | Energy demand | 1.1443 | FEC
GR | TYNDP2026 | HEV | 2040 | TWh | 408 | Sub_sector | Buildings | Datacenters | Datacenters & ICT | Energetic | datacentres_final_demand_hydrogen_energetic | Hydrogen | EU | Energy demand | 0 | FEC
GR | TYNDP2026 | HEV | 2040 | TWh | 409 | Sub_sector | Buildings | Datacenters | Datacenters & ICT | Energetic | datacentres_final_demand_methane_energetic | Methane | EU | Energy demand | 0 | FEC
GR | TYNDP2026 | HEV | 2040 | TWh | 410 | Sub_sector | Buildings | Datacenters | Datacenters & ICT | Energetic | datacentres_final_demand_heat_energetic | Heat | EU | Energy demand | 0 | FEC
GR | TYNDP2026 | HEV | 2040 | TWh | 411 | Sub_sector | Buildings | Datacenters | Datacenters & ICT | Energetic | datacentres_final_demand_biomass_energetic | Biomass | EU | Energy demand | 0 | FEC
GR | TYNDP2026 | HEV | 2040 | TWh | 412 | Sub_sector | Buildings | Datacenters | Datacenters & ICT | Energetic | datacentres_final_demand_coal_energetic | Solids | EU | Energy demand | 0 | FEC
GR | TYNDP2026 | HEV | 2040 | TWh | 413 | Sub_sector | Buildings | Datacenters | Datacenters & ICT | Energetic | datacentres_final_demand_oil_energetic | Liquids | EU | Energy demand | 0 | FEC
GR | TYNDP2026 | HEV | 2040 | TWh | 414 | Sub_sector | Buildings | Datacenters | Datacenters & ICT | Energetic | datacentres_final_demand_other_energetic | Others | EU | Energy demand | 0 | FEC
GR | TYNDP2026 | HEV | 2040 | TWh | 415 | Sub_sector | Buildings | Datacenters | Datacenters & ICT | Energetic | datacentres_final_demand_ammonia_energetic | Ammonia | EU | Energy demand | 0 | FEC
GR | TYNDP2026 | HEV | 2040 | TWh | 417 | Sub_sector | Transport | Others_Sector | Others_Sector | Energetic | other_final_demand_electricity_energetic | Electricity | EU | Energy demand | 0 | FEC
GR | TYNDP2026 | HEV | 2040 | TWh | 418 | Sub_sector | Transport | Others_Sector | Others_Sector | Energetic | other_final_demand_hydrogen_energetic | Hydrogen | EU | Energy demand | 0 | FEC
GR | TYNDP2026 | HEV | 2040 | TWh | 419 | Sub_sector | Transport | Pipeline Transport | Others_Sector | Energetic | other_final_demand_methane_energetic | Methane | EU | Energy demand | 0.051874 | FEC
GR | TYNDP2026 | HEV | 2040 | TWh | 420 | Sub_sector | Transport | Others_Sector | Others_Sector | Energetic | other_final_demand_heat_energetic | Heat | EU | Energy demand | 0 | FEC
GR | TYNDP2026 | HEV | 2040 | TWh | 421 | Sub_sector | Transport | Others_Sector | Others_Sector | Energetic | other_final_demand_biomass_energetic | Biomass | EU | Energy demand | 0 | FEC
GR | TYNDP2026 | HEV | 2040 | TWh | 422 | Sub_sector | Transport | Others_Sector | Others_Sector | Energetic | other_final_demand_coal_energetic | Solids | EU | Energy demand | 0.0001575 | FEC
GR | TYNDP2026 | HEV | 2040 | TWh | 423 | Sub_sector | Transport | Others_Sector | Others_Sector | Energetic | other_final_demand_oil_energetic | Liquids | EU | Energy demand | 2.6038 | FEC
GR | TYNDP2026 | HEV | 2040 | TWh | 424 | Sub_sector | Others_Sector | Others_Sector | Others_Sector | Non-energetic | other_final_demand_oil_non_energetic | Liquids | EU | Energy demand | 0.21085 | not_included_in_FEC
GR | TYNDP2026 | HEV | 2040 | TWh | 425 | Sub_sector | Transport | Others_Sector | Others_Sector | Energetic | other_final_demand_other_energetic | Others | EU | Energy demand | 0 | FEC
GR | TYNDP2026 | HEV | 2040 | TWh | 426 | Sub_sector | Transport | Others_Sector | Others_Sector | Energetic | other_final_demand_ammonia_energetic | Ammonia | EU | Energy demand | 0 | FEC
GR | TYNDP2026 | HEV | 2040 | TWh | 427 | Sub_sector | Industry | Surplus_Heat_in_Industry | Surplus_Heat_in_Industry | Energetic | final_demand_of_industry_unused_local_production_steam_hot_water | Heat | EU | Energy demand | 0 | FEC
GR | TYNDP2026 | HEV | 2040 | TWh | 429 | Sub_sector | Agriculture | Total | Agriculture | Energetic | agriculture_final_demand_electricity_energetic | Electricity | EU | Energy demand | 2.7529 | FEC
GR | TYNDP2026 | HEV | 2040 | TWh | 430 | Sub_sector | Agriculture | Total | Agriculture | Energetic | agriculture_final_demand_hydrogen_energetic | Hydrogen | EU | Energy demand | 0 | FEC
GR | TYNDP2026 | HEV | 2040 | TWh | 431 | Sub_sector | Agriculture | Total | Agriculture | Energetic | agriculture_final_demand_methane_energetic | Methane | EU | Energy demand | 1.92e-10 | FEC
GR | TYNDP2026 | HEV | 2040 | TWh | 432 | Sub_sector | Agriculture | Total | Agriculture | Energetic | agriculture_final_demand_heat_energetic | Heat | EU | Energy demand | 0 | FEC
GR | TYNDP2026 | HEV | 2040 | TWh | 433 | Sub_sector | Agriculture | Total | Agriculture | Energetic | agriculture_final_demand_biomass_energetic | Biomass | EU | Energy demand | 0.34833 | FEC
GR | TYNDP2026 | HEV | 2040 | TWh | 434 | Sub_sector | Agriculture | Total | Agriculture | Energetic | agriculture_final_demand_coal_energetic | Solids | EU | Energy demand | 0 | FEC
GR | TYNDP2026 | HEV | 2040 | TWh | 435 | Sub_sector | Agriculture | Total | Agriculture | Energetic | agriculture_final_demand_oil_energetic | Liquids | EU | Energy demand | 0.46834 | FEC
GR | TYNDP2026 | HEV | 2040 | TWh | 436 | Sub_sector | Agriculture | Total | Agriculture | Energetic | agriculture_final_demand_other_energetic | Others | EU | Energy demand | 0 | FEC
GR | TYNDP2026 | HEV | 2040 | TWh | 437 | Sub_sector | Agriculture | Total | Agriculture | Energetic | agriculture_final_demand_ammonia_energetic | Ammonia | EU | Energy demand | 0 | FEC
GR | TYNDP2026 | HEV | 2040 | TWh | 447 | Sub_sector | Buildings | Surplus Energy | Buildings | Energetic | GAP | Electricity | EU | Energy demand | 0 | FEC
GR | TYNDP2026 | HEV | 2040 | TWh | 448 | Sub_sector | Buildings | Surplus Energy | Buildings | Energetic | GAP | Hydrogen | EU | Energy demand | 0 | FEC
GR | TYNDP2026 | HEV | 2040 | TWh | 449 | Sub_sector | Buildings | Surplus Energy | Buildings | Energetic | GAP | Methane | EU | Energy demand | 0 | FEC
GR | TYNDP2026 | HEV | 2040 | TWh | 450 | Sub_sector | Buildings | Surplus Energy | Buildings | Energetic | GAP | Heat | EU | Energy demand | 0 | FEC
GR | TYNDP2026 | HEV | 2040 | TWh | 451 | Sub_sector | Buildings | Surplus Energy | Buildings | Energetic | GAP | Biomass | EU | Energy demand | 0.00012604 | FEC
GR | TYNDP2026 | HEV | 2040 | TWh | 452 | Sub_sector | Buildings | Surplus Energy | Buildings | Energetic | GAP | Solids | EU | Energy demand | 0 | FEC
GR | TYNDP2026 | HEV | 2040 | TWh | 453 | Sub_sector | Buildings | Surplus Energy | Buildings | Energetic | GAP | Liquids | EU | Energy demand | 0.24015 | FEC
GR | TYNDP2026 | HEV | 2040 | TWh | 454 | Sub_sector | Buildings | Surplus Energy | Buildings | Energetic | GAP | Others | EU | Energy demand | 0 | FEC
GR | TYNDP2026 | HEV | 2040 | TWh | 455 | Sub_sector | Buildings | Surplus Energy | Buildings | Energetic | GAP | Ammonia | EU | Energy demand | 0 | FEC
GR | TYNDP2026 | HEV | 2040 | TWh | 456 | Sub_sector | Households | Surplus Energy | Households | Energetic | GAP | Electricity | EU | Energy demand | 0 | FEC
GR | TYNDP2026 | HEV | 2040 | TWh | 457 | Sub_sector | Households | Surplus Energy | Households | Energetic | GAP | Hydrogen | EU | Energy demand | 0 | FEC
GR | TYNDP2026 | HEV | 2040 | TWh | 458 | Sub_sector | Households | Surplus Energy | Households | Energetic | GAP | Methane | EU | Energy demand | 0 | FEC
GR | TYNDP2026 | HEV | 2040 | TWh | 459 | Sub_sector | Households | Surplus Energy | Households | Energetic | GAP | Heat | EU | Energy demand | 0 | FEC
GR | TYNDP2026 | HEV | 2040 | TWh | 460 | Sub_sector | Households | Surplus Energy | Households | Energetic | GAP | Biomass | EU | Energy demand | 0 | FEC
GR | TYNDP2026 | HEV | 2040 | TWh | 461 | Sub_sector | Households | Surplus Energy | Households | Energetic | GAP | Solids | EU | Energy demand | 0 | FEC
GR | TYNDP2026 | HEV | 2040 | TWh | 462 | Sub_sector | Households | Surplus Energy | Households | Energetic | GAP | Liquids | EU | Energy demand | 0 | FEC
GR | TYNDP2026 | HEV | 2040 | TWh | 463 | Sub_sector | Households | Surplus Energy | Households | Energetic | GAP | Others | EU | Energy demand | 0 | FEC
GR | TYNDP2026 | HEV | 2040 | TWh | 464 | Sub_sector | Households | Surplus Energy | Households | Energetic | GAP | Ammonia | EU | Energy demand | 0 | FEC
GR | TYNDP2026 | LEV | 2035 | TWh | 102 | Sub_sector | Industry | Aluminium | Industry (aluminium) | Energetic | industry_aluminium_demand_electricity_energetic | Electricity | EU | Energy demand | 2.6983 | FEC
GR | TYNDP2026 | LEV | 2035 | TWh | 103 | Sub_sector | Industry | Aluminium | Industry (aluminium) | Energetic | industry_aluminium_demand_hydrogen_energetic | Hydrogen | EU | Energy demand | 0 | FEC
GR | TYNDP2026 | LEV | 2035 | TWh | 104 | Sub_sector | Industry | Aluminium | Industry (aluminium) | Energetic | industry_aluminium_demand_methane_energetic | Methane | EU | Energy demand | 0.19017 | FEC
GR | TYNDP2026 | LEV | 2035 | TWh | 105 | Sub_sector | Industry | Aluminium | Industry (aluminium) | Energetic | industry_aluminium_demand_heat_energetic | Heat | EU | Energy demand | 0 | FEC
GR | TYNDP2026 | LEV | 2035 | TWh | 106 | Sub_sector | Industry | Aluminium | Industry (aluminium) | Energetic | industry_aluminium_demand_biomass_energetic | Biomass | EU | Energy demand | 0 | FEC
GR | TYNDP2026 | LEV | 2035 | TWh | 107 | Sub_sector | Industry | Aluminium | Industry (aluminium) | Energetic | industry_aluminium_demand_coal_energetic | Solids | EU | Energy demand | 0 | FEC
GR | TYNDP2026 | LEV | 2035 | TWh | 108 | Sub_sector | Industry | Aluminium | Industry (aluminium) | Energetic | industry_aluminium_demand_oil_energetic | Liquids | EU | Energy demand | 0 | FEC
GR | TYNDP2026 | LEV | 2035 | TWh | 109 | Sub_sector | Industry | Aluminium | Industry (aluminium) | Energetic | industry_aluminium_demand_others_energetic | Others | EU | Energy demand | 0 | FEC
GR | TYNDP2026 | LEV | 2035 | TWh | 110 | Sub_sector | Industry | Aluminium | Industry (aluminium) | Energetic | industry_ammonia_demand_others_energetic | Ammonia | EU | Energy demand | 0 | FEC
GR | TYNDP2026 | LEV | 2035 | TWh | 112 | Sub_sector | Industry | Chemicals | Industry (chemicals, energetic) | Energetic | industry_chemical_demand_electricity_energetic | Electricity | EU | Energy demand | 0.38049 | FEC
GR | TYNDP2026 | LEV | 2035 | TWh | 113 | Sub_sector | Industry | Chemicals | Industry (chemicals, energetic) | Energetic | industry_chemical_demand_hydrogen_energetic | Hydrogen | EU | Energy demand | 0 | FEC
GR | TYNDP2026 | LEV | 2035 | TWh | 114 | Sub_sector | Industry | Chemicals | Industry (chemicals, energetic) | Energetic | industry_chemical_demand_methane_energetic | Methane | EU | Energy demand | 5.82e-05 | FEC
GR | TYNDP2026 | LEV | 2035 | TWh | 115 | Sub_sector | Industry | Chemicals | Industry (chemicals, energetic) | Energetic | industry_chemical_demand_heat_energetic | Heat | EU | Energy demand | 0 | FEC
GR | TYNDP2026 | LEV | 2035 | TWh | 116 | Sub_sector | Industry | Chemicals | Industry (chemicals, energetic) | Energetic | industry_chemical_demand_biomass_energetic | Biomass | EU | Energy demand | 0 | FEC
GR | TYNDP2026 | LEV | 2035 | TWh | 117 | Sub_sector | Industry | Chemicals | Industry (chemicals, energetic) | Energetic | industry_chemical_demand_coal_energetic | Solids | EU | Energy demand | 0 | FEC
GR | TYNDP2026 | LEV | 2035 | TWh | 118 | Sub_sector | Industry | Chemicals | Industry (chemicals, energetic) | Energetic | industry_chemical_demand_oil_energetic | Liquids | EU | Energy demand | 0.15156 | FEC
GR | TYNDP2026 | LEV | 2035 | TWh | 119 | Sub_sector | Industry | Chemicals | Industry (chemicals, energetic) | Energetic | industry_chemical_demand_others_energetic | Others | EU | Energy demand | 0 | FEC
GR | TYNDP2026 | LEV | 2035 | TWh | 120 | Sub_sector | Industry | Chemicals | Industry (chemicals, energetic) | Energetic | industry_chemical_demand_ammonia_energetic | Ammonia | EU | Energy demand | 0 | FEC
GR | TYNDP2026 | LEV | 2035 | TWh | 122 | Sub_sector | Industry | Chemicals | Industry (chemicals, non-energetic) | Non-energetic | industry_chemical_demand_electricity_non_energetic | Electricity | EU | Energy demand | 0 | not_included_in_FEC
GR | TYNDP2026 | LEV | 2035 | TWh | 123 | Sub_sector | Industry | Chemicals | Industry (chemicals, non-energetic) | Non-energetic | industry_chemical_demand_hydrogen_non_energetic | Hydrogen | EU | Energy demand | 0 | not_included_in_FEC
GR | TYNDP2026 | LEV | 2035 | TWh | 124 | Sub_sector | Industry | Chemicals | Industry (chemicals, non-energetic) | Non-energetic | industry_chemical_demand_methane_non_energetic | Methane | EU | Energy demand | 3.748 | not_included_in_FEC
GR | TYNDP2026 | LEV | 2035 | TWh | 125 | Sub_sector | Industry | Chemicals | Industry (chemicals, non-energetic) | Non-energetic | industry_chemical_demand_heat_non_energetic | Heat | EU | Energy demand | 0 | not_included_in_FEC
GR | TYNDP2026 | LEV | 2035 | TWh | 126 | Sub_sector | Industry | Chemicals | Industry (chemicals, non-energetic) | Non-energetic | industry_chemical_demand_biomass_non_energetic | Biomass | EU | Energy demand | 0 | not_included_in_FEC
GR | TYNDP2026 | LEV | 2035 | TWh | 127 | Sub_sector | Industry | Chemicals | Industry (chemicals, non-energetic) | Non-energetic | industry_chemical_demand_coal_non_energetic | Solids | EU | Energy demand | 0 | not_included_in_FEC
GR | TYNDP2026 | LEV | 2035 | TWh | 128 | Sub_sector | Industry | Chemicals | Industry (chemicals, non-energetic) | Non-energetic | industry_chemical_demand_oil_non_energetic | Liquids | EU | Energy demand | 2.7939 | not_included_in_FEC
GR | TYNDP2026 | LEV | 2035 | TWh | 129 | Sub_sector | Industry | Chemicals | Industry (chemicals, non-energetic) | Non-energetic | industry_chemical_demand_others_non_energetic | Others | EU | Energy demand | 0 | not_included_in_FEC
GR | TYNDP2026 | LEV | 2035 | TWh | 130 | Sub_sector | Industry | Chemicals | Industry (chemicals, non-energetic) | Non-energetic | industry_chemical_demand_ammonia_non_energetic | Ammonia | EU | Energy demand | 0 | not_included_in_FEC
GR | TYNDP2026 | LEV | 2035 | TWh | 132 | Sub_sector | Industry | Fertilizers | Industry (fertilizers, energetic) | Energetic | industry_fertilizers_demand_electricity_energetic | Electricity | EU | Energy demand | 0.034732 | FEC
GR | TYNDP2026 | LEV | 2035 | TWh | 133 | Sub_sector | Industry | Fertilizers | Industry (fertilizers, energetic) | Energetic | industry_fertilizers_demand_hydrogen_energetic | Hydrogen | EU | Energy demand | 0 | FEC
GR | TYNDP2026 | LEV | 2035 | TWh | 134 | Sub_sector | Industry | Fertilizers | Industry (fertilizers, energetic) | Energetic | industry_fertilizers_demand_methane_energetic | Methane | EU | Energy demand | 0.3324 | FEC
GR | TYNDP2026 | LEV | 2035 | TWh | 135 | Sub_sector | Industry | Fertilizers | Industry (fertilizers, energetic) | Energetic | industry_fertilizers_demand_heat_energetic | Heat | EU | Energy demand | 0 | FEC
GR | TYNDP2026 | LEV | 2035 | TWh | 136 | Sub_sector | Industry | Fertilizers | Industry (fertilizers, energetic) | Energetic | industry_fertilizers_demand_biomass_energetic | Biomass | EU | Energy demand | 0 | FEC
GR | TYNDP2026 | LEV | 2035 | TWh | 137 | Sub_sector | Industry | Fertilizers | Industry (fertilizers, energetic) | Energetic | industry_fertilizers_demand_coal_energetic | Solids | EU | Energy demand | 0 | FEC
GR | TYNDP2026 | LEV | 2035 | TWh | 138 | Sub_sector | Industry | Fertilizers | Industry (fertilizers, energetic) | Energetic | industry_fertilizers_demand_oil_energetic | Liquids | EU | Energy demand | 0 | FEC
GR | TYNDP2026 | LEV | 2035 | TWh | 139 | Sub_sector | Industry | Fertilizers | Industry (fertilizers, energetic) | Energetic | industry_fertilizers_demand_others_energetic | Others | EU | Energy demand | 0 | FEC
GR | TYNDP2026 | LEV | 2035 | TWh | 140 | Sub_sector | Industry | Fertilizers | Industry (fertilizers, energetic) | Energetic | industry_fertilizers_demand_ammonia_energetic | Ammonia | EU | Energy demand | 0 | FEC
GR | TYNDP2026 | LEV | 2035 | TWh | 142 | Sub_sector | Industry | Fertilizers | Industry (fertilizers, non-energetic) | Non-energetic | industry_fertilizers_demand_electricity_non_energetic | Electricity | EU | Energy demand | 0 | not_included_in_FEC
GR | TYNDP2026 | LEV | 2035 | TWh | 143 | Sub_sector | Industry | Fertilizers | Industry (fertilizers, non-energetic) | Non-energetic | industry_fertilizers_demand_hydrogen_non_energetic | Hydrogen | EU | Energy demand | 0 | not_included_in_FEC
GR | TYNDP2026 | LEV | 2035 | TWh | 144 | Sub_sector | Industry | Fertilizers | Industry (fertilizers, non-energetic) | Non-energetic | industry_fertilizers_demand_methane_non_energetic | Methane | EU | Energy demand | 0.7398 | not_included_in_FEC
GR | TYNDP2026 | LEV | 2035 | TWh | 145 | Sub_sector | Industry | Fertilizers | Industry (fertilizers, non-energetic) | Non-energetic | industry_fertilizers_demand_heat_non_energetic | Heat | EU | Energy demand | 0 | not_included_in_FEC
GR | TYNDP2026 | LEV | 2035 | TWh | 146 | Sub_sector | Industry | Fertilizers | Industry (fertilizers, non-energetic) | Non-energetic | industry_fertilizers_demand_biomass_non_energetic | Biomass | EU | Energy demand | 0 | not_included_in_FEC
GR | TYNDP2026 | LEV | 2035 | TWh | 147 | Sub_sector | Industry | Fertilizers | Industry (fertilizers, non-energetic) | Non-energetic | industry_fertilizers_demand_coal_non_energetic | Solids | EU | Energy demand | 0 | not_included_in_FEC
GR | TYNDP2026 | LEV | 2035 | TWh | 148 | Sub_sector | Industry | Fertilizers | Industry (fertilizers, non-energetic) | Non-energetic | industry_fertilizers_demand_oil_non_energetic | Liquids | EU | Energy demand | 0 | not_included_in_FEC
GR | TYNDP2026 | LEV | 2035 | TWh | 149 | Sub_sector | Industry | Fertilizers | Industry (fertilizers, non-energetic) | Non-energetic | industry_fertilizers_demand_others_non_energetic | Others | EU | Energy demand | 0 | not_included_in_FEC
GR | TYNDP2026 | LEV | 2035 | TWh | 150 | Sub_sector | Industry | Fertilizers | Industry (fertilizers, non-energetic) | Non-energetic | industry_fertilizers_demand_ammonia_non_energetic | Ammonia | EU | Energy demand | 0 | not_included_in_FEC
GR | TYNDP2026 | LEV | 2035 | TWh | 152 | Sub_sector | Industry | Food | Industry (food) | Energetic | industry_food_demand_electricity_energetic | Electricity | EU | Energy demand | 1.5885 | FEC
GR | TYNDP2026 | LEV | 2035 | TWh | 153 | Sub_sector | Industry | Food | Industry (food) | Energetic | industry_food_demand_hydrogen_energetic | Hydrogen | EU | Energy demand | 0 | FEC
GR | TYNDP2026 | LEV | 2035 | TWh | 154 | Sub_sector | Industry | Food | Industry (food) | Energetic | industry_food_demand_methane_energetic | Methane | EU | Energy demand | 0.66184 | FEC
GR | TYNDP2026 | LEV | 2035 | TWh | 155 | Sub_sector | Industry | Food | Industry (food) | Energetic | industry_food_demand_heat_energetic | Heat | EU | Energy demand | 0 | FEC
GR | TYNDP2026 | LEV | 2035 | TWh | 156 | Sub_sector | Industry | Food | Industry (food) | Energetic | industry_food_demand_biomass_energetic | Biomass | EU | Energy demand | 0.96842 | FEC
GR | TYNDP2026 | LEV | 2035 | TWh | 157 | Sub_sector | Industry | Food | Industry (food) | Energetic | industry_food_demand_coal_energetic | Solids | EU | Energy demand | 0 | FEC
GR | TYNDP2026 | LEV | 2035 | TWh | 158 | Sub_sector | Industry | Food | Industry (food) | Energetic | industry_food_demand_oil_energetic | Liquids | EU | Energy demand | 1.6848 | FEC
GR | TYNDP2026 | LEV | 2035 | TWh | 159 | Sub_sector | Industry | Food | Industry (food) | Energetic | industry_food_demand_others_energetic | Others | EU | Energy demand | 0 | FEC
GR | TYNDP2026 | LEV | 2035 | TWh | 160 | Sub_sector | Industry | Food | Industry (food) | Energetic | industry_food_demand_ammonia_energetic | Ammonia | EU | Energy demand | 0 | FEC
GR | TYNDP2026 | LEV | 2035 | TWh | 162 | Sub_sector | Industry | Metals | Industry (metal) | Energetic | industry_metal_demand_electricity_energetic | Electricity | EU | Energy demand | 0.93276 | FEC
GR | TYNDP2026 | LEV | 2035 | TWh | 163 | Sub_sector | Industry | Metals | Industry (metal) | Energetic | industry_metal_demand_hydrogen_energetic | Hydrogen | EU | Energy demand | 0 | FEC
GR | TYNDP2026 | LEV | 2035 | TWh | 164 | Sub_sector | Industry | Metals | Industry (metal) | Energetic | industry_metal_demand_methane_energetic | Methane | EU | Energy demand | 1.1724 | FEC
GR | TYNDP2026 | LEV | 2035 | TWh | 165 | Sub_sector | Industry | Metals | Industry (metal) | Energetic | industry_metal_demand_heat_energetic | Heat | EU | Energy demand | 0 | FEC
GR | TYNDP2026 | LEV | 2035 | TWh | 166 | Sub_sector | Industry | Metals | Industry (metal) | Energetic | industry_metal_demand_biomass_energetic | Biomass | EU | Energy demand | 0 | FEC
GR | TYNDP2026 | LEV | 2035 | TWh | 167 | Sub_sector | Industry | Metals | Industry (metal) | Energetic | industry_metal_demand_coal_energetic | Solids | EU | Energy demand | 1.1912 | FEC
GR | TYNDP2026 | LEV | 2035 | TWh | 168 | Sub_sector | Industry | Metals | Industry (metal) | Energetic | industry_metal_demand_oil_energetic | Liquids | EU | Energy demand | 0.076669 | FEC
GR | TYNDP2026 | LEV | 2035 | TWh | 169 | Sub_sector | Industry | Metals | Industry (metal) | Energetic | industry_metal_demand_others_energetic | Others | EU | Energy demand | 0 | FEC
GR | TYNDP2026 | LEV | 2035 | TWh | 170 | Sub_sector | Industry | Metals | Industry (metal) | Energetic | industry_metal_demand_ammonia_energetic | Ammonia | EU | Energy demand | 0 | FEC
GR | TYNDP2026 | LEV | 2035 | TWh | 172 | Sub_sector | Industry | Others | Industry (other, energetic) | Energetic | industry_other_demand_electricity_energetic | Electricity | EU | Energy demand | 2.9548 | FEC
GR | TYNDP2026 | LEV | 2035 | TWh | 173 | Sub_sector | Industry | Others | Industry (other, energetic) | Energetic | industry_other_demand_hydrogen_energetic | Hydrogen | EU | Energy demand | 0 | FEC
GR | TYNDP2026 | LEV | 2035 | TWh | 174 | Sub_sector | Industry | Others | Industry (other, energetic) | Energetic | industry_other_demand_methane_energetic | Methane | EU | Energy demand | 0.65563 | FEC
GR | TYNDP2026 | LEV | 2035 | TWh | 175 | Sub_sector | Industry | Others | Industry (other, energetic) | Energetic | industry_other_demand_heat_energetic | Heat | EU | Energy demand | 0 | FEC
GR | TYNDP2026 | LEV | 2035 | TWh | 176 | Sub_sector | Industry | Others | Industry (other, energetic) | Energetic | industry_other_demand_biomass_energetic | Biomass | EU | Energy demand | 0.20826 | FEC
GR | TYNDP2026 | LEV | 2035 | TWh | 177 | Sub_sector | Industry | Others | Industry (other, energetic) | Energetic | industry_other_demand_coal_energetic | Solids | EU | Energy demand | 0.55987 | FEC
GR | TYNDP2026 | LEV | 2035 | TWh | 178 | Sub_sector | Industry | Others | Industry (other, energetic) | Energetic | industry_other_demand_oil_energetic | Liquids | EU | Energy demand | 5.7769 | FEC
GR | TYNDP2026 | LEV | 2035 | TWh | 179 | Sub_sector | Industry | Others | Industry (other, energetic) | Energetic | industry_other_demand_others_energetic | Others | EU | Energy demand | 0 | FEC
GR | TYNDP2026 | LEV | 2035 | TWh | 180 | Sub_sector | Industry | Others | Industry (other, energetic) | Energetic | industry_other_demand_ammonia_energetic | Ammonia | EU | Energy demand | 0 | FEC
GR | TYNDP2026 | LEV | 2035 | TWh | 182 | Sub_sector | Industry | Others | Industry (other, non-energetic) | Non-energetic | industry_other_demand_electricity_non_energetic | Electricity | EU | Energy demand | 0 | not_included_in_FEC
GR | TYNDP2026 | LEV | 2035 | TWh | 183 | Sub_sector | Industry | Others | Industry (other, non-energetic) | Non-energetic | industry_other_demand_hydrogen_non_energetic | Hydrogen | EU | Energy demand | 0 | not_included_in_FEC
GR | TYNDP2026 | LEV | 2035 | TWh | 184 | Sub_sector | Industry | Others | Industry (other, non-energetic) | Non-energetic | industry_other_demand_methane_non_energetic | Methane | EU | Energy demand | 0 | not_included_in_FEC
GR | TYNDP2026 | LEV | 2035 | TWh | 185 | Sub_sector | Industry | Others | Industry (other, non-energetic) | Non-energetic | industry_other_demand_heat_non_energetic | Heat | EU | Energy demand | 0 | not_included_in_FEC
GR | TYNDP2026 | LEV | 2035 | TWh | 186 | Sub_sector | Industry | Others | Industry (other, non-energetic) | Non-energetic | industry_other_demand_biomass_non_energetic | Biomass | EU | Energy demand | 0 | not_included_in_FEC
GR | TYNDP2026 | LEV | 2035 | TWh | 187 | Sub_sector | Industry | Others | Industry (other, non-energetic) | Non-energetic | industry_other_demand_coal_non_energetic | Solids | EU | Energy demand | 0 | not_included_in_FEC
GR | TYNDP2026 | LEV | 2035 | TWh | 188 | Sub_sector | Industry | Others | Industry (other, non-energetic) | Non-energetic | industry_other_demand_oil_non_energetic | Liquids | EU | Energy demand | 1.8137 | not_included_in_FEC
GR | TYNDP2026 | LEV | 2035 | TWh | 189 | Sub_sector | Industry | Others | Industry (other, non-energetic) | Non-energetic | industry_other_demand_others_non_energetic | Others | EU | Energy demand | 0 | not_included_in_FEC
GR | TYNDP2026 | LEV | 2035 | TWh | 190 | Sub_sector | Industry | Others | Industry (other, non-energetic) | Non-energetic | industry_other_demand_ammonia_non_energetic | Ammonia | EU | Energy demand | 0 | not_included_in_FEC
GR | TYNDP2026 | LEV | 2035 | TWh | 192 | Sub_sector | Industry | Paper | Industry (paper) | Energetic | industry_paper_demand_electricity_energetic | Electricity | EU | Energy demand | 0 | FEC
GR | TYNDP2026 | LEV | 2035 | TWh | 193 | Sub_sector | Industry | Paper | Industry (paper) | Energetic | industry_paper_demand_hydrogen_energetic | Hydrogen | EU | Energy demand | 0 | FEC
GR | TYNDP2026 | LEV | 2035 | TWh | 194 | Sub_sector | Industry | Paper | Industry (paper) | Energetic | industry_paper_demand_methane_energetic | Methane | EU | Energy demand | 0 | FEC
GR | TYNDP2026 | LEV | 2035 | TWh | 195 | Sub_sector | Industry | Paper | Industry (paper) | Energetic | industry_paper_demand_heat_energetic | Heat | EU | Energy demand | 0 | FEC
GR | TYNDP2026 | LEV | 2035 | TWh | 196 | Sub_sector | Industry | Paper | Industry (paper) | Energetic | industry_paper_demand_biomass_energetic | Biomass | EU | Energy demand | 0 | FEC
GR | TYNDP2026 | LEV | 2035 | TWh | 197 | Sub_sector | Industry | Paper | Industry (paper) | Energetic | industry_paper_demand_coal_energetic | Solids | EU | Energy demand | 0 | FEC
GR | TYNDP2026 | LEV | 2035 | TWh | 198 | Sub_sector | Industry | Paper | Industry (paper) | Energetic | industry_paper_demand_oil_energetic | Liquids | EU | Energy demand | 0 | FEC
GR | TYNDP2026 | LEV | 2035 | TWh | 199 | Sub_sector | Industry | Paper | Industry (paper) | Energetic | industry_paper_demand_others_energetic | Others | EU | Energy demand | 0 | FEC
GR | TYNDP2026 | LEV | 2035 | TWh | 200 | Sub_sector | Industry | Paper | Industry (paper) | Energetic | industry_paper_demand_ammonia_energetic | Ammonia | EU | Energy demand | 0 | FEC
GR | TYNDP2026 | LEV | 2035 | TWh | 202 | Sub_sector | Industry | Refineries | Industry (refineries, energetic) | Energetic | industry_refinery_demand_electricity_energetic | Electricity | EU | Energy demand | 0.77916 | not_included_in_FEC
GR | TYNDP2026 | LEV | 2035 | TWh | 203 | Sub_sector | Industry | Refineries | Industry (refineries, energetic) | Energetic | industry_refinery_demand_hydrogen_energetic | Hydrogen | EU | Energy demand | 0 | not_included_in_FEC
GR | TYNDP2026 | LEV | 2035 | TWh | 204 | Sub_sector | Industry | Refineries | Industry (refineries, energetic) | Energetic | industry_refinery_demand_methane_energetic | Methane | EU | Energy demand | 0.88841 | not_included_in_FEC
GR | TYNDP2026 | LEV | 2035 | TWh | 205 | Sub_sector | Industry | Refineries | Industry (refineries, energetic) | Energetic | industry_refinery_demand_heat_energetic | Heat | EU | Energy demand | 0.77736 | not_included_in_FEC
GR | TYNDP2026 | LEV | 2035 | TWh | 206 | Sub_sector | Industry | Refineries | Industry (refineries, energetic) | Energetic | industry_refinery_demand_biomass_energetic | Biomass | EU | Energy demand | 0 | not_included_in_FEC
GR | TYNDP2026 | LEV | 2035 | TWh | 207 | Sub_sector | Industry | Refineries | Industry (refineries, energetic) | Energetic | industry_refinery_demand_coal_energetic | Solids | EU | Energy demand | 0 | not_included_in_FEC
GR | TYNDP2026 | LEV | 2035 | TWh | 208 | Sub_sector | Industry | Refineries | Industry (refineries, energetic) | Energetic | industry_refinery_demand_oil_energetic | Liquids | EU | Energy demand | 11.4797 | not_included_in_FEC
GR | TYNDP2026 | LEV | 2035 | TWh | 209 | Sub_sector | Industry | Refineries | Industry (refineries, energetic) | Energetic | industry_refinery_demand_others_energetic | Others | EU | Energy demand | 0 | not_included_in_FEC
GR | TYNDP2026 | LEV | 2035 | TWh | 210 | Sub_sector | Industry | Refineries | Industry (refineries, energetic) | Energetic | industry_refinery_demand_ammonia_energetic | Ammonia | EU | Energy demand | 0 | not_included_in_FEC
GR | TYNDP2026 | LEV | 2035 | TWh | 212 | Sub_sector | Industry | Refineries | Industry (refineries, non-energetic) | Non-energetic | industry_refinery_demand_electricity_non_energetic | Electricity | EU | Energy demand | 0 | not_included_in_FEC
GR | TYNDP2026 | LEV | 2035 | TWh | 213 | Sub_sector | Industry | Refineries | Industry (refineries, non-energetic) | Non-energetic | industry_refinery_demand_hydrogen_non_energetic | Hydrogen | EU | Energy demand | 0 | not_included_in_FEC
GR | TYNDP2026 | LEV | 2035 | TWh | 214 | Sub_sector | Industry | Refineries | Industry (refineries, non-energetic) | Non-energetic | industry_refinery_demand_methane_non_energetic | Methane | EU | Energy demand | 0 | not_included_in_FEC
GR | TYNDP2026 | LEV | 2035 | TWh | 215 | Sub_sector | Industry | Refineries | Industry (refineries, non-energetic) | Non-energetic | industry_refinery_demand_heat_non_energetic | Heat | EU | Energy demand | 0 | not_included_in_FEC
GR | TYNDP2026 | LEV | 2035 | TWh | 216 | Sub_sector | Industry | Refineries | Industry (refineries, non-energetic) | Non-energetic | industry_refinery_demand_biomass_non_energetic | Biomass | EU | Energy demand | 0 | not_included_in_FEC
GR | TYNDP2026 | LEV | 2035 | TWh | 217 | Sub_sector | Industry | Refineries | Industry (refineries, non-energetic) | Non-energetic | industry_refinery_demand_coal_non_energetic | Solids | EU | Energy demand | 0 | not_included_in_FEC
GR | TYNDP2026 | LEV | 2035 | TWh | 218 | Sub_sector | Industry | Refineries | Industry (refineries, non-energetic) | Non-energetic | industry_refinery_demand_oil_non_energetic | Liquids | EU | Energy demand | 0 | not_included_in_FEC
GR | TYNDP2026 | LEV | 2035 | TWh | 219 | Sub_sector | Industry | Refineries | Industry (refineries, non-energetic) | Non-energetic | industry_refinery_demand_others_non_energetic | Others | EU | Energy demand | 0 | not_included_in_FEC
GR | TYNDP2026 | LEV | 2035 | TWh | 220 | Sub_sector | Industry | Refineries | Industry (refineries, non-energetic) | Non-energetic | industry_refinery_demand_ammonia_non_energetic | Ammonia | EU | Energy demand | 0 | not_included_in_FEC
GR | TYNDP2026 | LEV | 2035 | TWh | 222 | Sub_sector | Industry | Steel | Industry (steel) | Energetic | industry_steel_demand_electricity_energetic | Electricity | EU | Energy demand | 0.89856 | FEC
GR | TYNDP2026 | LEV | 2035 | TWh | 223 | Sub_sector | Industry | Steel | Industry (steel) | Energetic | industry_steel_demand_hydrogen_energetic | Hydrogen | EU | Energy demand | 0 | FEC
GR | TYNDP2026 | LEV | 2035 | TWh | 224 | Sub_sector | Industry | Steel | Industry (steel) | Energetic | industry_steel_demand_methane_energetic | Methane | EU | Energy demand | 0.2432 | FEC
GR | TYNDP2026 | LEV | 2035 | TWh | 225 | Sub_sector | Industry | Steel | Industry (steel) | Energetic | industry_steel_demand_heat_energetic | Heat | EU | Energy demand | 0 | FEC
GR | TYNDP2026 | LEV | 2035 | TWh | 226 | Sub_sector | Industry | Steel | Industry (steel) | Energetic | industry_steel_demand_biomass_energetic | Biomass | EU | Energy demand | 0 | FEC
GR | TYNDP2026 | LEV | 2035 | TWh | 227 | Sub_sector | Industry | Steel | Industry (steel) | Energetic | industry_steel_demand_coal_energetic | Solids | EU | Energy demand | 0 | FEC
GR | TYNDP2026 | LEV | 2035 | TWh | 228 | Sub_sector | Industry | Steel | Industry (steel) | Energetic | industry_steel_demand_oil_energetic | Liquids | EU | Energy demand | 0.093539 | FEC
GR | TYNDP2026 | LEV | 2035 | TWh | 229 | Sub_sector | Industry | Steel | Industry (steel) | Energetic | industry_steel_demand_others_energetic | Others | EU | Energy demand | 0 | FEC
GR | TYNDP2026 | LEV | 2035 | TWh | 230 | Sub_sector | Industry | Steel | Industry (steel) | Energetic | industry_steel_demand_ammonia_energetic | Ammonia | EU | Energy demand | 0 | FEC
GR | TYNDP2026 | LEV | 2035 | TWh | 232 | Sub_sector | Transport | Cars | Transport (cars) | Energetic | transport_cars_final_demand_electricity | Electricity | EU | Energy demand | 3.6102 | FEC
GR | TYNDP2026 | LEV | 2035 | TWh | 233 | Sub_sector | Transport | Cars | Transport (cars) | Energetic | transport_cars_final_demand_hydrogen | Hydrogen | EU | Energy demand | 0 | FEC
GR | TYNDP2026 | LEV | 2035 | TWh | 234 | Sub_sector | Transport | Cars | Transport (cars) | Energetic | transport_cars_final_demand_methane | Methane | EU | Energy demand | 0.042292 | FEC
GR | TYNDP2026 | LEV | 2035 | TWh | 235 | Sub_sector | Transport | Cars | Transport (cars) | Energetic | transport_cars_final_demand_heat | Heat | EU | Energy demand | 0 | FEC
GR | TYNDP2026 | LEV | 2035 | TWh | 236 | Sub_sector | Transport | Cars | Transport (cars) | Energetic | transport_cars_final_demand_biomass | Biomass | EU | Energy demand | 0 | FEC
GR | TYNDP2026 | LEV | 2035 | TWh | 237 | Sub_sector | Transport | Cars | Transport (cars) | Energetic | transport_cars_final_demand_coal | Solids | EU | Energy demand | 0 | FEC
GR | TYNDP2026 | LEV | 2035 | TWh | 238 | Sub_sector | Transport | Cars | Transport (cars) | Energetic | transport_cars_final_demand_oil | Liquids | EU | Energy demand | 35.3402 | FEC
GR | TYNDP2026 | LEV | 2035 | TWh | 239 | Sub_sector | Transport | Cars | Transport (cars) | Energetic | transport_cars_final_demand_other | Others | EU | Energy demand | 0 | FEC
GR | TYNDP2026 | LEV | 2035 | TWh | 240 | Sub_sector | Transport | Cars | Transport (cars) | Energetic | transport_cars_final_demand_ammonia | Ammonia | EU | Energy demand | 0 | FEC
GR | TYNDP2026 | LEV | 2035 | TWh | 242 | Sub_sector | Transport | Busses | Transport (busses) | Energetic | transport_busses_final_demand_electricity | Electricity | EU | Energy demand | 1.0241 | FEC
GR | TYNDP2026 | LEV | 2035 | TWh | 243 | Sub_sector | Transport | Busses | Transport (busses) | Energetic | transport_busses_final_demand_hydrogen | Hydrogen | EU | Energy demand | 0 | FEC
GR | TYNDP2026 | LEV | 2035 | TWh | 244 | Sub_sector | Transport | Busses | Transport (busses) | Energetic | transport_busses_final_demand_methane | Methane | EU | Energy demand | 0.023356 | FEC
GR | TYNDP2026 | LEV | 2035 | TWh | 245 | Sub_sector | Transport | Busses | Transport (busses) | Energetic | transport_busses_final_demand_heat | Heat | EU | Energy demand | 0 | FEC
GR | TYNDP2026 | LEV | 2035 | TWh | 246 | Sub_sector | Transport | Busses | Transport (busses) | Energetic | transport_busses_final_demand_biomass | Biomass | EU | Energy demand | 0 | FEC
GR | TYNDP2026 | LEV | 2035 | TWh | 247 | Sub_sector | Transport | Busses | Transport (busses) | Energetic | transport_busses_final_demand_coal | Solids | EU | Energy demand | 0 | FEC
GR | TYNDP2026 | LEV | 2035 | TWh | 248 | Sub_sector | Transport | Busses | Transport (busses) | Energetic | transport_busses_final_demand_oil | Liquids | EU | Energy demand | 0.037895 | FEC
GR | TYNDP2026 | LEV | 2035 | TWh | 249 | Sub_sector | Transport | Busses | Transport (busses) | Energetic | transport_busses_final_demand_other | Others | EU | Energy demand | 0 | FEC
GR | TYNDP2026 | LEV | 2035 | TWh | 250 | Sub_sector | Transport | Busses | Transport (busses) | Energetic | transport_busses_final_demand_ammonia | Ammonia | EU | Energy demand | 0 | FEC
GR | TYNDP2026 | LEV | 2035 | TWh | 252 | Sub_sector | Transport | Trucks | Transport (trucks) | Energetic | transport_trucks_final_demand_electricity | Electricity | EU | Energy demand | 1.4118 | FEC
GR | TYNDP2026 | LEV | 2035 | TWh | 253 | Sub_sector | Transport | Trucks | Transport (trucks) | Energetic | transport_trucks_final_demand_hydrogen | Hydrogen | EU | Energy demand | 0.014238 | FEC
GR | TYNDP2026 | LEV | 2035 | TWh | 254 | Sub_sector | Transport | Trucks | Transport (trucks) | Energetic | transport_trucks_final_demand_methane | Methane | EU | Energy demand | 0.93057 | FEC
GR | TYNDP2026 | LEV | 2035 | TWh | 255 | Sub_sector | Transport | Trucks | Transport (trucks) | Energetic | transport_trucks_final_demand_heat | Heat | EU | Energy demand | 0 | FEC
GR | TYNDP2026 | LEV | 2035 | TWh | 256 | Sub_sector | Transport | Trucks | Transport (trucks) | Energetic | transport_trucks_final_demand_biomass | Biomass | EU | Energy demand | 0 | FEC
GR | TYNDP2026 | LEV | 2035 | TWh | 257 | Sub_sector | Transport | Trucks | Transport (trucks) | Energetic | transport_trucks_final_demand_coal | Solids | EU | Energy demand | 0 | FEC
GR | TYNDP2026 | LEV | 2035 | TWh | 258 | Sub_sector | Transport | Trucks | Transport (trucks) | Energetic | transport_trucks_final_demand_oil | Liquids | EU | Energy demand | 16.3321 | FEC
GR | TYNDP2026 | LEV | 2035 | TWh | 259 | Sub_sector | Transport | Trucks | Transport (trucks) | Energetic | transport_trucks_final_demand_other | Others | EU | Energy demand | 0 | FEC
GR | TYNDP2026 | LEV | 2035 | TWh | 260 | Sub_sector | Transport | Trucks | Transport (trucks) | Energetic | transport_trucks_final_demand_ammonia | Ammonia | EU | Energy demand | 0 | FEC
GR | TYNDP2026 | LEV | 2035 | TWh | 262 | Sub_sector | Transport | Vans | Transport (vans) | Energetic | transport_vans_final_demand_electricity | Electricity | EU | Energy demand | 0 | FEC
GR | TYNDP2026 | LEV | 2035 | TWh | 263 | Sub_sector | Transport | Vans | Transport (vans) | Energetic | transport_vans_final_demand_hydrogen | Hydrogen | EU | Energy demand | 0 | FEC
GR | TYNDP2026 | LEV | 2035 | TWh | 264 | Sub_sector | Transport | Vans | Transport (vans) | Energetic | transport_vans_final_demand_methane | Methane | EU | Energy demand | 0 | FEC
GR | TYNDP2026 | LEV | 2035 | TWh | 265 | Sub_sector | Transport | Vans | Transport (vans) | Energetic | transport_vans_final_demand_heat | Heat | EU | Energy demand | 0 | FEC
GR | TYNDP2026 | LEV | 2035 | TWh | 266 | Sub_sector | Transport | Vans | Transport (vans) | Energetic | transport_vans_final_demand_biomass | Biomass | EU | Energy demand | 0 | FEC
GR | TYNDP2026 | LEV | 2035 | TWh | 267 | Sub_sector | Transport | Vans | Transport (vans) | Energetic | transport_vans_final_demand_coal | Solids | EU | Energy demand | 0 | FEC
GR | TYNDP2026 | LEV | 2035 | TWh | 268 | Sub_sector | Transport | Vans | Transport (vans) | Energetic | transport_vans_final_demand_oil | Liquids | EU | Energy demand | 0 | FEC
GR | TYNDP2026 | LEV | 2035 | TWh | 269 | Sub_sector | Transport | Vans | Transport (vans) | Energetic | transport_vans_final_demand_other | Others | EU | Energy demand | 0 | FEC
GR | TYNDP2026 | LEV | 2035 | TWh | 270 | Sub_sector | Transport | Vans | Transport (vans) | Energetic | transport_vans_final_demand_ammonia | Ammonia | EU | Energy demand | 0 | FEC
GR | TYNDP2026 | LEV | 2035 | TWh | 272 | Sub_sector | Transport | Freight trains | Transport (trains) | Energetic | transport_trains_final_demand_electricity | Electricity | EU | Energy demand | 0.10402 | FEC
GR | TYNDP2026 | LEV | 2035 | TWh | 273 | Sub_sector | Transport | Freight trains | Transport (trains) | Energetic | transport_trains_final_demand_hydrogen | Hydrogen | EU | Energy demand | 0 | FEC
GR | TYNDP2026 | LEV | 2035 | TWh | 274 | Sub_sector | Transport | Freight trains | Transport (trains) | Energetic | transport_trains_final_demand_methane | Methane | EU | Energy demand | 0 | FEC
GR | TYNDP2026 | LEV | 2035 | TWh | 275 | Sub_sector | Transport | Freight trains | Transport (trains) | Energetic | transport_trains_final_demand_heat | Heat | EU | Energy demand | 0 | FEC
GR | TYNDP2026 | LEV | 2035 | TWh | 276 | Sub_sector | Transport | Freight trains | Transport (trains) | Energetic | transport_trains_final_demand_biomass | Biomass | EU | Energy demand | 0 | FEC
GR | TYNDP2026 | LEV | 2035 | TWh | 277 | Sub_sector | Transport | Freight trains | Transport (trains) | Energetic | transport_trains_final_demand_coal | Solids | EU | Energy demand | 0 | FEC
GR | TYNDP2026 | LEV | 2035 | TWh | 278 | Sub_sector | Transport | Freight trains | Transport (trains) | Energetic | transport_trains_final_demand_oil | Liquids | EU | Energy demand | 0 | FEC
GR | TYNDP2026 | LEV | 2035 | TWh | 279 | Sub_sector | Transport | Freight trains | Transport (trains) | Energetic | transport_trains_final_demand_other | Others | EU | Energy demand | 0 | FEC
GR | TYNDP2026 | LEV | 2035 | TWh | 280 | Sub_sector | Transport | Freight trains | Transport (trains) | Energetic | transport_trains_final_demand_ammonia | Ammonia | EU | Energy demand | 0 | FEC
GR | TYNDP2026 | LEV | 2035 | TWh | 282 | Sub_sector | Transport | Ships | Transport (ships) | Energetic | transport_ships_final_demand_electricity | Electricity | EU | Energy demand | 0.1177 | FEC
GR | TYNDP2026 | LEV | 2035 | TWh | 283 | Sub_sector | Transport | Ships | Transport (ships) | Energetic | transport_ships_final_demand_hydrogen | Hydrogen | EU | Energy demand | 0 | FEC
GR | TYNDP2026 | LEV | 2035 | TWh | 284 | Sub_sector | Transport | Ships | Transport (ships) | Energetic | transport_ships_final_demand_methane | Methane | EU | Energy demand | 1.2341 | FEC
GR | TYNDP2026 | LEV | 2035 | TWh | 285 | Sub_sector | Transport | Ships | Transport (ships) | Energetic | transport_ships_final_demand_heat | Heat | EU | Energy demand | 0 | FEC
GR | TYNDP2026 | LEV | 2035 | TWh | 286 | Sub_sector | Transport | Ships | Transport (ships) | Energetic | transport_ships_final_demand_biomass | Biomass | EU | Energy demand | 0 | FEC
GR | TYNDP2026 | LEV | 2035 | TWh | 287 | Sub_sector | Transport | Ships | Transport (ships) | Energetic | transport_ships_final_demand_coal | Solids | EU | Energy demand | 0 | FEC
GR | TYNDP2026 | LEV | 2035 | TWh | 288 | Sub_sector | Transport | Ships | Transport (ships) | Energetic | transport_ships_final_demand_oil | Liquids | EU | Energy demand | 2.4528 | FEC
GR | TYNDP2026 | LEV | 2035 | TWh | 289 | Sub_sector | Transport | Ships | Transport (ships) | Energetic | transport_ships_final_demand_other | Others | EU | Energy demand | 0 | FEC
GR | TYNDP2026 | LEV | 2035 | TWh | 290 | Sub_sector | Transport | Ships | Transport (ships) | Energetic | transport_ships_final_demand_ammonia | Ammonia | EU | Energy demand | 0 | FEC
GR | TYNDP2026 | LEV | 2035 | TWh | 292 | Sub_sector | Transport | Planes | Transport (planes) | Energetic | transport_planes_final_demand_electricity | Electricity | EU | Energy demand | 0 | FEC
GR | TYNDP2026 | LEV | 2035 | TWh | 293 | Sub_sector | Transport | Planes | Transport (planes) | Energetic | transport_planes_final_demand_hydrogen | Hydrogen | EU | Energy demand | 0 | FEC
GR | TYNDP2026 | LEV | 2035 | TWh | 294 | Sub_sector | Transport | Planes | Transport (planes) | Energetic | transport_planes_final_demand_methane | Methane | EU | Energy demand | 0 | FEC
GR | TYNDP2026 | LEV | 2035 | TWh | 295 | Sub_sector | Transport | Planes | Transport (planes) | Energetic | transport_planes_final_demand_heat | Heat | EU | Energy demand | 0 | FEC
GR | TYNDP2026 | LEV | 2035 | TWh | 296 | Sub_sector | Transport | Planes | Transport (planes) | Energetic | transport_planes_final_demand_biomass | Biomass | EU | Energy demand | 0 | FEC
GR | TYNDP2026 | LEV | 2035 | TWh | 297 | Sub_sector | Transport | Planes | Transport (planes) | Energetic | transport_planes_final_demand_coal | Solids | EU | Energy demand | 0 | FEC
GR | TYNDP2026 | LEV | 2035 | TWh | 298 | Sub_sector | Transport | Planes | Transport (planes) | Energetic | transport_planes_final_demand_oil | Liquids | EU | Energy demand | 10.9149 | FEC
GR | TYNDP2026 | LEV | 2035 | TWh | 299 | Sub_sector | Transport | Planes | Transport (planes) | Energetic | transport_planes_final_demand_other | Others | EU | Energy demand | 0 | FEC
GR | TYNDP2026 | LEV | 2035 | TWh | 300 | Sub_sector | Transport | Planes | Transport (planes) | Energetic | transport_planes_final_demand_ammonia | Ammonia | EU | Energy demand | 0 | FEC
GR | TYNDP2026 | LEV | 2035 | TWh | 302 | Sub_sector | Transport | Others | Transport (others) | Energetic | transport_other_final_demand_electricity | Electricity | EU | Energy demand | 0 | FEC
GR | TYNDP2026 | LEV | 2035 | TWh | 303 | Sub_sector | Transport | Others | Transport (others) | Energetic | transport_other_final_demand_hydrogen | Hydrogen | EU | Energy demand | 0 | FEC
GR | TYNDP2026 | LEV | 2035 | TWh | 304 | Sub_sector | Transport | Others | Transport (others) | Energetic | transport_other_final_demand_methane | Methane | EU | Energy demand | 0 | FEC
GR | TYNDP2026 | LEV | 2035 | TWh | 305 | Sub_sector | Transport | Others | Transport (others) | Energetic | transport_other_final_demand_heat | Heat | EU | Energy demand | 0 | FEC
GR | TYNDP2026 | LEV | 2035 | TWh | 306 | Sub_sector | Transport | Others | Transport (others) | Energetic | transport_other_final_demand_biomass | Biomass | EU | Energy demand | 0 | FEC
GR | TYNDP2026 | LEV | 2035 | TWh | 307 | Sub_sector | Transport | Others | Transport (others) | Energetic | transport_other_final_demand_coal | Solids | EU | Energy demand | 0 | FEC
GR | TYNDP2026 | LEV | 2035 | TWh | 308 | Sub_sector | Transport | Others | Transport (others) | Energetic | transport_other_final_demand_oil | Liquids | EU | Energy demand | 0 | FEC
GR | TYNDP2026 | LEV | 2035 | TWh | 309 | Sub_sector | Transport | Others | Transport (others) | Energetic | transport_other_final_demand_other | Others | EU | Energy demand | 0 | FEC
GR | TYNDP2026 | LEV | 2035 | TWh | 310 | Sub_sector | Transport | Others | Transport (others) | Energetic | transport_other_final_demand_ammonia | Ammonia | EU | Energy demand | 0 | FEC
GR | TYNDP2026 | LEV | 2035 | TWh | 312 | Sub_sector | International transport | International aviation | Transport (int. aviation) | Energetic | transport_int_aviation_final_demand_electricity | Electricity | EU | Energy demand | 0 | FEC
GR | TYNDP2026 | LEV | 2035 | TWh | 313 | Sub_sector | International transport | International aviation | Transport (int. aviation) | Energetic | transport_int_aviation_final_demand_hydrogen | Hydrogen | EU | Energy demand | 0 | FEC
GR | TYNDP2026 | LEV | 2035 | TWh | 314 | Sub_sector | International transport | International aviation | Transport (int. aviation) | Energetic | transport_int_aviation_final_demand_methane | Methane | EU | Energy demand | 0 | FEC
GR | TYNDP2026 | LEV | 2035 | TWh | 315 | Sub_sector | International transport | International aviation | Transport (int. aviation) | Energetic | transport_int_aviation_final_demand_heat | Heat | EU | Energy demand | 0 | FEC
GR | TYNDP2026 | LEV | 2035 | TWh | 316 | Sub_sector | International transport | International aviation | Transport (int. aviation) | Energetic | transport_int_aviation_final_demand_biofuels | Biomass | EU | Energy demand | 0 | FEC
GR | TYNDP2026 | LEV | 2035 | TWh | 317 | Sub_sector | International transport | International aviation | Transport (int. aviation) | Energetic | transport_int_aviation_final_demand_coal | Solids | EU | Energy demand | 0 | FEC
GR | TYNDP2026 | LEV | 2035 | TWh | 318 | Sub_sector | International transport | International aviation | Transport (int. aviation) | Energetic | transport_int_aviation_final_demand_oil | Liquids | EU | Energy demand | 14.212 | FEC
GR | TYNDP2026 | LEV | 2035 | TWh | 319 | Sub_sector | International transport | International aviation | Transport (int. aviation) | Energetic | transport_int_aviation_final_demand_other | Others | EU | Energy demand | 0 | FEC
GR | TYNDP2026 | LEV | 2035 | TWh | 320 | Sub_sector | International transport | International aviation | Transport (int. aviation) | Energetic | transport_int_aviation_final_demand_ammonia | Ammonia | EU | Energy demand | 0 | FEC
GR | TYNDP2026 | LEV | 2035 | TWh | 322 | Sub_sector | International transport | International shipping | Transport (int. shipping) | Energetic | transport_int_shipping_final_demand_electricity | Electricity | EU | Energy demand | 0.34749 | not_included_in_FEC
GR | TYNDP2026 | LEV | 2035 | TWh | 323 | Sub_sector | International transport | International shipping | Transport (int. shipping) | Energetic | transport_int_shipping_final_demand_hydrogen | Hydrogen | EU | Energy demand | 0 | not_included_in_FEC
GR | TYNDP2026 | LEV | 2035 | TWh | 324 | Sub_sector | International transport | International shipping | Transport (int. shipping) | Energetic | transport_int_shipping_final_demand_methane | Methane | EU | Energy demand | 5.0042 | not_included_in_FEC
GR | TYNDP2026 | LEV | 2035 | TWh | 325 | Sub_sector | International transport | International shipping | Transport (int. shipping) | Energetic | transport_int_shipping_final_demand_heat | Heat | EU | Energy demand | 0 | not_included_in_FEC
GR | TYNDP2026 | LEV | 2035 | TWh | 326 | Sub_sector | International transport | International shipping | Transport (int. shipping) | Energetic | transport_int_shipping_final_demand_biofuels | Biomass | EU | Energy demand | 0 | not_included_in_FEC
GR | TYNDP2026 | LEV | 2035 | TWh | 327 | Sub_sector | International transport | International shipping | Transport (int. shipping) | Energetic | transport_int_shipping_final_demand_coal | Solids | EU | Energy demand | 0 | not_included_in_FEC
GR | TYNDP2026 | LEV | 2035 | TWh | 328 | Sub_sector | International transport | International shipping | Transport (int. shipping) | Energetic | transport_int_shipping_final_demand_oil | Liquids | EU | Energy demand | 16.2405 | not_included_in_FEC
GR | TYNDP2026 | LEV | 2035 | TWh | 329 | Sub_sector | International transport | International shipping | Transport (int. shipping) | Energetic | transport_int_shipping_final_demand_other | Others | EU | Energy demand | 0 | not_included_in_FEC
GR | TYNDP2026 | LEV | 2035 | TWh | 330 | Sub_sector | International transport | International shipping | Transport (int. shipping) | Energetic | transport_int_shipping_final_demand_ammonia | Ammonia | EU | Energy demand | 0 | not_included_in_FEC
GR | TYNDP2026 | LEV | 2035 | TWh | 332 | Sub_sector | Households | Space heating | Households (heating) | Energetic | households_heating_final_demand_electricity | Electricity | EU | Energy demand | 4.8767 | FEC
GR | TYNDP2026 | LEV | 2035 | TWh | 333 | Sub_sector | Households | Space heating | Households (heating) | Energetic | households_heating_final_demand_hydrogen | Hydrogen | EU | Energy demand | 0 | FEC
GR | TYNDP2026 | LEV | 2035 | TWh | 334 | Sub_sector | Households | Space heating | Households (heating) | Energetic | households_heating_final_demand_methane | Methane | EU | Energy demand | 6.7559 | FEC
GR | TYNDP2026 | LEV | 2035 | TWh | 335 | Sub_sector | Households | Space heating | Households (heating) | Energetic | households_heating_final_demand_heat | Heat | EU | Energy demand | 0.2241 | FEC
GR | TYNDP2026 | LEV | 2035 | TWh | 336 | Sub_sector | Households | Space heating | Households (heating) | Energetic | households_heating_final_demand_biomass | Biomass | EU | Energy demand | 0 | FEC
GR | TYNDP2026 | LEV | 2035 | TWh | 337 | Sub_sector | Households | Space heating | Households (heating) | Energetic | households_heating_final_demand_coal | Solids | EU | Energy demand | 0 | FEC
GR | TYNDP2026 | LEV | 2035 | TWh | 338 | Sub_sector | Households | Space heating | Households (heating) | Energetic | households_heating_final_demand_oil | Liquids | EU | Energy demand | 3.0363 | FEC
GR | TYNDP2026 | LEV | 2035 | TWh | 339 | Sub_sector | Households | Space heating | Households (heating) | Energetic | households_heating_final_demand_other | Others | EU | Energy demand | 0.0352 | FEC
GR | TYNDP2026 | LEV | 2035 | TWh | 340 | Sub_sector | Households | Space heating | Households (heating) | Energetic | households_heating_final_demand_ammonia | Ammonia | EU | Energy demand | 0 | FEC
GR | TYNDP2026 | LEV | 2035 | TWh | 343 | Sub_sector | Households | Cooling | Households (cooling) | Energetic | households_cooling_final_demand_electricity | Electricity | EU | Energy demand | 2.3561 | FEC
GR | TYNDP2026 | LEV | 2035 | TWh | 344 | Sub_sector | Households | Cooling | Households (cooling) | Energetic | households_cooling_final_demand_hydrogen | Hydrogen | EU | Energy demand | 0 | FEC
GR | TYNDP2026 | LEV | 2035 | TWh | 345 | Sub_sector | Households | Cooling | Households (cooling) | Energetic | households_cooling_final_demand_methane | Methane | EU | Energy demand | 0 | FEC
GR | TYNDP2026 | LEV | 2035 | TWh | 346 | Sub_sector | Households | Cooling | Households (cooling) | Energetic | households_cooling_final_demand_heat | Heat | EU | Energy demand | 0 | FEC
GR | TYNDP2026 | LEV | 2035 | TWh | 347 | Sub_sector | Households | Cooling | Households (cooling) | Energetic | households_cooling_final_demand_biomass | Biomass | EU | Energy demand | 0 | FEC
GR | TYNDP2026 | LEV | 2035 | TWh | 348 | Sub_sector | Households | Cooling | Households (cooling) | Energetic | households_cooling_final_demand_coal | Solids | EU | Energy demand | 0 | FEC
GR | TYNDP2026 | LEV | 2035 | TWh | 349 | Sub_sector | Households | Cooling | Households (cooling) | Energetic | households_cooling_final_demand_oil | Liquids | EU | Energy demand | 0 | FEC
GR | TYNDP2026 | LEV | 2035 | TWh | 350 | Sub_sector | Households | Cooling | Households (cooling) | Energetic | households_cooling_final_demand_other | Others | EU | Energy demand | 0 | FEC
GR | TYNDP2026 | LEV | 2035 | TWh | 351 | Sub_sector | Households | Cooling | Households (cooling) | Energetic | households_cooling_final_demand_ammonia | Ammonia | EU | Energy demand | 0 | FEC
GR | TYNDP2026 | LEV | 2035 | TWh | 354 | Sub_sector | Households | Hot water | Households (hot water) | Energetic | households_hot_water_final_demand_electricity | Electricity | EU | Energy demand | 1.2374 | FEC
GR | TYNDP2026 | LEV | 2035 | TWh | 355 | Sub_sector | Households | Hot water | Households (hot water) | Energetic | households_hot_water_final_demand_hydrogen | Hydrogen | EU | Energy demand | 0 | FEC
GR | TYNDP2026 | LEV | 2035 | TWh | 356 | Sub_sector | Households | Hot water | Households (hot water) | Energetic | households_hot_water_final_demand_methane | Methane | EU | Energy demand | 1.5617 | FEC
GR | TYNDP2026 | LEV | 2035 | TWh | 357 | Sub_sector | Households | Hot water | Households (hot water) | Energetic | households_hot_water_final_demand_heat | Heat | EU | Energy demand | 0.22494 | FEC
GR | TYNDP2026 | LEV | 2035 | TWh | 358 | Sub_sector | Households | Hot water | Households (hot water) | Energetic | households_hot_water_final_demand_biomass | Biomass | EU | Energy demand | 0 | FEC
GR | TYNDP2026 | LEV | 2035 | TWh | 359 | Sub_sector | Households | Hot water | Households (hot water) | Energetic | households_hot_water_final_demand_coal | Solids | EU | Energy demand | 0 | FEC
GR | TYNDP2026 | LEV | 2035 | TWh | 360 | Sub_sector | Households | Hot water | Households (hot water) | Energetic | households_hot_water_final_demand_oil | Liquids | EU | Energy demand | 0.62358 | FEC
GR | TYNDP2026 | LEV | 2035 | TWh | 361 | Sub_sector | Households | Hot water | Households (hot water) | Energetic | households_hot_water_final_demand_other | Others | EU | Energy demand | 1.8216 | FEC
GR | TYNDP2026 | LEV | 2035 | TWh | 362 | Sub_sector | Households | Hot water | Households (hot water) | Energetic | households_hot_water_final_demand_ammonia | Ammonia | EU | Energy demand | 0 | FEC
GR | TYNDP2026 | LEV | 2035 | TWh | 365 | Sub_sector | Households | Appliances | Households (appliances) | Energetic | households_appliances_final_demand_electricity | Electricity | EU | Energy demand | 10.7138 | FEC
GR | TYNDP2026 | LEV | 2035 | TWh | 366 | Sub_sector | Households | Appliances | Households (appliances) | Energetic | households_appliances_final_demand_hydrogen | Hydrogen | EU | Energy demand | 0 | FEC
GR | TYNDP2026 | LEV | 2035 | TWh | 367 | Sub_sector | Households | Appliances | Households (appliances) | Energetic | households_appliances_final_demand_methane | Methane | EU | Energy demand | 0 | FEC
GR | TYNDP2026 | LEV | 2035 | TWh | 368 | Sub_sector | Households | Appliances | Households (appliances) | Energetic | households_appliances_final_demand_heat | Heat | EU | Energy demand | 0 | FEC
GR | TYNDP2026 | LEV | 2035 | TWh | 369 | Sub_sector | Households | Appliances | Households (appliances) | Energetic | households_appliances_final_demand_biomass | Biomass | EU | Energy demand | 0.17926 | FEC
GR | TYNDP2026 | LEV | 2035 | TWh | 370 | Sub_sector | Households | Appliances | Households (appliances) | Energetic | households_appliances_final_demand_coal | Solids | EU | Energy demand | 0 | FEC
GR | TYNDP2026 | LEV | 2035 | TWh | 371 | Sub_sector | Households | Appliances | Households (appliances) | Energetic | households_appliances_final_demand_oil | Liquids | EU | Energy demand | 0 | FEC
GR | TYNDP2026 | LEV | 2035 | TWh | 372 | Sub_sector | Households | Appliances | Households (appliances) | Energetic | households_appliances_final_demand_other | Others | EU | Energy demand | 0 | FEC
GR | TYNDP2026 | LEV | 2035 | TWh | 373 | Sub_sector | Households | Appliances | Households (appliances) | Energetic | households_appliances_final_demand_ammonia | Ammonia | EU | Energy demand | 0 | FEC
GR | TYNDP2026 | LEV | 2035 | TWh | 375 | Sub_sector | Buildings | Space heating | Buildings (heat) | Energetic | buildings_heat_final_demand_electricity | Electricity | EU | Energy demand | 4.2144 | FEC
GR | TYNDP2026 | LEV | 2035 | TWh | 376 | Sub_sector | Buildings | Space heating | Buildings (heat) | Energetic | buildings_heat_final_demand_hydrogen | Hydrogen | EU | Energy demand | 0 | FEC
GR | TYNDP2026 | LEV | 2035 | TWh | 377 | Sub_sector | Buildings | Space heating | Buildings (heat) | Energetic | buildings_heat_final_demand_methane | Methane | EU | Energy demand | 0 | FEC
GR | TYNDP2026 | LEV | 2035 | TWh | 378 | Sub_sector | Buildings | Space heating | Buildings (heat) | Energetic | buildings_heat_final_demand_heat | Heat | EU | Energy demand | 0 | FEC
GR | TYNDP2026 | LEV | 2035 | TWh | 379 | Sub_sector | Buildings | Space heating | Buildings (heat) | Energetic | buildings_heat_final_demand_biomass | Biomass | EU | Energy demand | 0.071797 | FEC
GR | TYNDP2026 | LEV | 2035 | TWh | 380 | Sub_sector | Buildings | Space heating | Buildings (heat) | Energetic | buildings_heat_final_demand_coal | Solids | EU | Energy demand | 0 | FEC
GR | TYNDP2026 | LEV | 2035 | TWh | 381 | Sub_sector | Buildings | Space heating | Buildings (heat) | Energetic | buildings_heat_final_demand_oil | Liquids | EU | Energy demand | 2.7824 | FEC
GR | TYNDP2026 | LEV | 2035 | TWh | 382 | Sub_sector | Buildings | Space heating | Buildings (heat) | Energetic | buildings_heat_final_demand_other | Others | EU | Energy demand | 0.015781 | FEC
GR | TYNDP2026 | LEV | 2035 | TWh | 383 | Sub_sector | Buildings | Space heating | Buildings (heat) | Energetic | buildings_heat_final_demand_ammonia | Ammonia | EU | Energy demand | 0 | FEC
GR | TYNDP2026 | LEV | 2035 | TWh | 386 | Sub_sector | Buildings | Cooling | Buildings (cooling) | Energetic | buildings_cooling_final_demand_electricity | Electricity | EU | Energy demand | 2.1645 | FEC
GR | TYNDP2026 | LEV | 2035 | TWh | 387 | Sub_sector | Buildings | Cooling | Buildings (cooling) | Energetic | buildings_cooling_final_demand_hydrogen | Hydrogen | EU | Energy demand | 0 | FEC
GR | TYNDP2026 | LEV | 2035 | TWh | 388 | Sub_sector | Buildings | Cooling | Buildings (cooling) | Energetic | buildings_cooling_final_demand_methane | Methane | EU | Energy demand | 0 | FEC
GR | TYNDP2026 | LEV | 2035 | TWh | 389 | Sub_sector | Buildings | Cooling | Buildings (cooling) | Energetic | buildings_cooling_final_demand_heat | Heat | EU | Energy demand | 0 | FEC
GR | TYNDP2026 | LEV | 2035 | TWh | 390 | Sub_sector | Buildings | Cooling | Buildings (cooling) | Energetic | buildings_cooling_final_demand_biomass | Biomass | EU | Energy demand | 0 | FEC
GR | TYNDP2026 | LEV | 2035 | TWh | 391 | Sub_sector | Buildings | Cooling | Buildings (cooling) | Energetic | buildings_cooling_final_demand_coal | Solids | EU | Energy demand | 0 | FEC
GR | TYNDP2026 | LEV | 2035 | TWh | 392 | Sub_sector | Buildings | Cooling | Buildings (cooling) | Energetic | buildings_cooling_final_demand_oil | Liquids | EU | Energy demand | 0 | FEC
GR | TYNDP2026 | LEV | 2035 | TWh | 393 | Sub_sector | Buildings | Cooling | Buildings (cooling) | Energetic | buildings_cooling_final_demand_other | Others | EU | Energy demand | 0 | FEC
GR | TYNDP2026 | LEV | 2035 | TWh | 394 | Sub_sector | Buildings | Cooling | Buildings (cooling) | Energetic | buildings_cooling_final_demand_ammonia | Ammonia | EU | Energy demand | 0 | FEC
GR | TYNDP2026 | LEV | 2035 | TWh | 397 | Sub_sector | Buildings | Appliances | Buildings (appliances) | Energetic | buildings_appliances_final_demand_electricity | Electricity | EU | Energy demand | 11.44 | FEC
GR | TYNDP2026 | LEV | 2035 | TWh | 398 | Sub_sector | Buildings | Appliances | Buildings (appliances) | Energetic | buildings_appliances_final_demand_hydrogen | Hydrogen | EU | Energy demand | 0 | FEC
GR | TYNDP2026 | LEV | 2035 | TWh | 399 | Sub_sector | Buildings | Appliances | Buildings (appliances) | Energetic | buildings_appliances_final_demand_methane | Methane | EU | Energy demand | 1.0556 | FEC
GR | TYNDP2026 | LEV | 2035 | TWh | 400 | Sub_sector | Buildings | Appliances | Buildings (appliances) | Energetic | buildings_appliances_final_demand_heat | Heat | EU | Energy demand | 0 | FEC
GR | TYNDP2026 | LEV | 2035 | TWh | 401 | Sub_sector | Buildings | Appliances | Buildings (appliances) | Energetic | buildings_appliances_final_demand_biomass | Biomass | EU | Energy demand | 0 | FEC
GR | TYNDP2026 | LEV | 2035 | TWh | 402 | Sub_sector | Buildings | Appliances | Buildings (appliances) | Energetic | buildings_appliances_final_demand_coal | Solids | EU | Energy demand | 0 | FEC
GR | TYNDP2026 | LEV | 2035 | TWh | 403 | Sub_sector | Buildings | Appliances | Buildings (appliances) | Energetic | buildings_appliances_final_demand_oil | Liquids | EU | Energy demand | 0 | FEC
GR | TYNDP2026 | LEV | 2035 | TWh | 404 | Sub_sector | Buildings | Appliances | Buildings (appliances) | Energetic | buildings_appliances_final_demand_other | Others | EU | Energy demand | 0 | FEC
GR | TYNDP2026 | LEV | 2035 | TWh | 405 | Sub_sector | Buildings | Appliances | Buildings (appliances) | Energetic | buildings_appliances_final_demand_ammonia | Ammonia | EU | Energy demand | 0 | FEC
GR | TYNDP2026 | LEV | 2035 | TWh | 407 | Sub_sector | Buildings | Datacenters | Datacenters & ICT | Energetic | datacentres_final_demand_electricity_energetic | Electricity | EU | Energy demand | 1.3489 | FEC
GR | TYNDP2026 | LEV | 2035 | TWh | 408 | Sub_sector | Buildings | Datacenters | Datacenters & ICT | Energetic | datacentres_final_demand_hydrogen_energetic | Hydrogen | EU | Energy demand | 0 | FEC
GR | TYNDP2026 | LEV | 2035 | TWh | 409 | Sub_sector | Buildings | Datacenters | Datacenters & ICT | Energetic | datacentres_final_demand_methane_energetic | Methane | EU | Energy demand | 0 | FEC
GR | TYNDP2026 | LEV | 2035 | TWh | 410 | Sub_sector | Buildings | Datacenters | Datacenters & ICT | Energetic | datacentres_final_demand_heat_energetic | Heat | EU | Energy demand | 0 | FEC
GR | TYNDP2026 | LEV | 2035 | TWh | 411 | Sub_sector | Buildings | Datacenters | Datacenters & ICT | Energetic | datacentres_final_demand_biomass_energetic | Biomass | EU | Energy demand | 0 | FEC
GR | TYNDP2026 | LEV | 2035 | TWh | 412 | Sub_sector | Buildings | Datacenters | Datacenters & ICT | Energetic | datacentres_final_demand_coal_energetic | Solids | EU | Energy demand | 0 | FEC
GR | TYNDP2026 | LEV | 2035 | TWh | 413 | Sub_sector | Buildings | Datacenters | Datacenters & ICT | Energetic | datacentres_final_demand_oil_energetic | Liquids | EU | Energy demand | 0 | FEC
GR | TYNDP2026 | LEV | 2035 | TWh | 414 | Sub_sector | Buildings | Datacenters | Datacenters & ICT | Energetic | datacentres_final_demand_other_energetic | Others | EU | Energy demand | 0 | FEC
GR | TYNDP2026 | LEV | 2035 | TWh | 415 | Sub_sector | Buildings | Datacenters | Datacenters & ICT | Energetic | datacentres_final_demand_ammonia_energetic | Ammonia | EU | Energy demand | 0 | FEC
GR | TYNDP2026 | LEV | 2035 | TWh | 417 | Sub_sector | Transport | Others_Sector | Others_Sector | Energetic | other_final_demand_electricity_energetic | Electricity | EU | Energy demand | 0 | FEC
GR | TYNDP2026 | LEV | 2035 | TWh | 418 | Sub_sector | Transport | Others_Sector | Others_Sector | Energetic | other_final_demand_hydrogen_energetic | Hydrogen | EU | Energy demand | 0 | FEC
GR | TYNDP2026 | LEV | 2035 | TWh | 419 | Sub_sector | Transport | Pipeline Transport | Others_Sector | Energetic | other_final_demand_methane_energetic | Methane | EU | Energy demand | 0.051874 | FEC
GR | TYNDP2026 | LEV | 2035 | TWh | 420 | Sub_sector | Transport | Others_Sector | Others_Sector | Energetic | other_final_demand_heat_energetic | Heat | EU | Energy demand | 0 | FEC
GR | TYNDP2026 | LEV | 2035 | TWh | 421 | Sub_sector | Transport | Others_Sector | Others_Sector | Energetic | other_final_demand_biomass_energetic | Biomass | EU | Energy demand | 0 | FEC
GR | TYNDP2026 | LEV | 2035 | TWh | 422 | Sub_sector | Transport | Others_Sector | Others_Sector | Energetic | other_final_demand_coal_energetic | Solids | EU | Energy demand | 0.0001575 | FEC
GR | TYNDP2026 | LEV | 2035 | TWh | 423 | Sub_sector | Transport | Others_Sector | Others_Sector | Energetic | other_final_demand_oil_energetic | Liquids | EU | Energy demand | 2.6038 | FEC
GR | TYNDP2026 | LEV | 2035 | TWh | 424 | Sub_sector | Others_Sector | Others_Sector | Others_Sector | Non-energetic | other_final_demand_oil_non_energetic | Liquids | EU | Energy demand | 0.21085 | not_included_in_FEC
GR | TYNDP2026 | LEV | 2035 | TWh | 425 | Sub_sector | Transport | Others_Sector | Others_Sector | Energetic | other_final_demand_other_energetic | Others | EU | Energy demand | 0 | FEC
GR | TYNDP2026 | LEV | 2035 | TWh | 426 | Sub_sector | Transport | Others_Sector | Others_Sector | Energetic | other_final_demand_ammonia_energetic | Ammonia | EU | Energy demand | 0 | FEC
GR | TYNDP2026 | LEV | 2035 | TWh | 427 | Sub_sector | Industry | Surplus_Heat_in_Industry | Surplus_Heat_in_Industry | Energetic | final_demand_of_industry_unused_local_production_steam_hot_water | Heat | EU | Energy demand | 0 | FEC
GR | TYNDP2026 | LEV | 2035 | TWh | 429 | Sub_sector | Agriculture | Total | Agriculture | Energetic | agriculture_final_demand_electricity_energetic | Electricity | EU | Energy demand | 2.7995 | FEC
GR | TYNDP2026 | LEV | 2035 | TWh | 430 | Sub_sector | Agriculture | Total | Agriculture | Energetic | agriculture_final_demand_hydrogen_energetic | Hydrogen | EU | Energy demand | 0 | FEC
GR | TYNDP2026 | LEV | 2035 | TWh | 431 | Sub_sector | Agriculture | Total | Agriculture | Energetic | agriculture_final_demand_methane_energetic | Methane | EU | Energy demand | 0 | FEC
GR | TYNDP2026 | LEV | 2035 | TWh | 432 | Sub_sector | Agriculture | Total | Agriculture | Energetic | agriculture_final_demand_heat_energetic | Heat | EU | Energy demand | 0 | FEC
GR | TYNDP2026 | LEV | 2035 | TWh | 433 | Sub_sector | Agriculture | Total | Agriculture | Energetic | agriculture_final_demand_biomass_energetic | Biomass | EU | Energy demand | 0 | FEC
GR | TYNDP2026 | LEV | 2035 | TWh | 434 | Sub_sector | Agriculture | Total | Agriculture | Energetic | agriculture_final_demand_coal_energetic | Solids | EU | Energy demand | 0 | FEC
GR | TYNDP2026 | LEV | 2035 | TWh | 435 | Sub_sector | Agriculture | Total | Agriculture | Energetic | agriculture_final_demand_oil_energetic | Liquids | EU | Energy demand | 0 | FEC
GR | TYNDP2026 | LEV | 2035 | TWh | 436 | Sub_sector | Agriculture | Total | Agriculture | Energetic | agriculture_final_demand_other_energetic | Others | EU | Energy demand | 0 | FEC
GR | TYNDP2026 | LEV | 2035 | TWh | 437 | Sub_sector | Agriculture | Total | Agriculture | Energetic | agriculture_final_demand_ammonia_energetic | Ammonia | EU | Energy demand | 0 | FEC
GR | TYNDP2026 | LEV | 2035 | TWh | 447 | Sub_sector | Buildings | Surplus Energy | Buildings | Energetic | GAP | Electricity | EU | Energy demand | 0 | FEC
GR | TYNDP2026 | LEV | 2035 | TWh | 448 | Sub_sector | Buildings | Surplus Energy | Buildings | Energetic | GAP | Hydrogen | EU | Energy demand | 0 | FEC
GR | TYNDP2026 | LEV | 2035 | TWh | 449 | Sub_sector | Buildings | Surplus Energy | Buildings | Energetic | GAP | Methane | EU | Energy demand | 0 | FEC
GR | TYNDP2026 | LEV | 2035 | TWh | 450 | Sub_sector | Buildings | Surplus Energy | Buildings | Energetic | GAP | Heat | EU | Energy demand | 0 | FEC
GR | TYNDP2026 | LEV | 2035 | TWh | 451 | Sub_sector | Buildings | Surplus Energy | Buildings | Energetic | GAP | Biomass | EU | Energy demand | 0.0002625 | FEC
GR | TYNDP2026 | LEV | 2035 | TWh | 452 | Sub_sector | Buildings | Surplus Energy | Buildings | Energetic | GAP | Solids | EU | Energy demand | 0 | FEC
GR | TYNDP2026 | LEV | 2035 | TWh | 453 | Sub_sector | Buildings | Surplus Energy | Buildings | Energetic | GAP | Liquids | EU | Energy demand | 0.50016 | FEC
GR | TYNDP2026 | LEV | 2035 | TWh | 454 | Sub_sector | Buildings | Surplus Energy | Buildings | Energetic | GAP | Others | EU | Energy demand | 0 | FEC
GR | TYNDP2026 | LEV | 2035 | TWh | 455 | Sub_sector | Buildings | Surplus Energy | Buildings | Energetic | GAP | Ammonia | EU | Energy demand | 0 | FEC
GR | TYNDP2026 | LEV | 2035 | TWh | 456 | Sub_sector | Households | Surplus Energy | Households | Energetic | GAP | Electricity | EU | Energy demand | 0 | FEC
GR | TYNDP2026 | LEV | 2035 | TWh | 457 | Sub_sector | Households | Surplus Energy | Households | Energetic | GAP | Hydrogen | EU | Energy demand | 0 | FEC
GR | TYNDP2026 | LEV | 2035 | TWh | 458 | Sub_sector | Households | Surplus Energy | Households | Energetic | GAP | Methane | EU | Energy demand | 0 | FEC
GR | TYNDP2026 | LEV | 2035 | TWh | 459 | Sub_sector | Households | Surplus Energy | Households | Energetic | GAP | Heat | EU | Energy demand | 0 | FEC
GR | TYNDP2026 | LEV | 2035 | TWh | 460 | Sub_sector | Households | Surplus Energy | Households | Energetic | GAP | Biomass | EU | Energy demand | 0 | FEC
GR | TYNDP2026 | LEV | 2035 | TWh | 461 | Sub_sector | Households | Surplus Energy | Households | Energetic | GAP | Solids | EU | Energy demand | 0 | FEC
GR | TYNDP2026 | LEV | 2035 | TWh | 462 | Sub_sector | Households | Surplus Energy | Households | Energetic | GAP | Liquids | EU | Energy demand | 0 | FEC
GR | TYNDP2026 | LEV | 2035 | TWh | 463 | Sub_sector | Households | Surplus Energy | Households | Energetic | GAP | Others | EU | Energy demand | 0 | FEC
GR | TYNDP2026 | LEV | 2035 | TWh | 464 | Sub_sector | Households | Surplus Energy | Households | Energetic | GAP | Ammonia | EU | Energy demand | 0 | FEC
GR | TYNDP2026 | LEV | 2040 | TWh | 102 | Sub_sector | Industry | Aluminium | Industry (aluminium) | Energetic | industry_aluminium_demand_electricity_energetic | Electricity | EU | Energy demand | 2.6983 | FEC
GR | TYNDP2026 | LEV | 2040 | TWh | 103 | Sub_sector | Industry | Aluminium | Industry (aluminium) | Energetic | industry_aluminium_demand_hydrogen_energetic | Hydrogen | EU | Energy demand | 0 | FEC
GR | TYNDP2026 | LEV | 2040 | TWh | 104 | Sub_sector | Industry | Aluminium | Industry (aluminium) | Energetic | industry_aluminium_demand_methane_energetic | Methane | EU | Energy demand | 0.19017 | FEC
GR | TYNDP2026 | LEV | 2040 | TWh | 105 | Sub_sector | Industry | Aluminium | Industry (aluminium) | Energetic | industry_aluminium_demand_heat_energetic | Heat | EU | Energy demand | 0 | FEC
GR | TYNDP2026 | LEV | 2040 | TWh | 106 | Sub_sector | Industry | Aluminium | Industry (aluminium) | Energetic | industry_aluminium_demand_biomass_energetic | Biomass | EU | Energy demand | 0 | FEC
GR | TYNDP2026 | LEV | 2040 | TWh | 107 | Sub_sector | Industry | Aluminium | Industry (aluminium) | Energetic | industry_aluminium_demand_coal_energetic | Solids | EU | Energy demand | 0 | FEC
GR | TYNDP2026 | LEV | 2040 | TWh | 108 | Sub_sector | Industry | Aluminium | Industry (aluminium) | Energetic | industry_aluminium_demand_oil_energetic | Liquids | EU | Energy demand | 0 | FEC
GR | TYNDP2026 | LEV | 2040 | TWh | 109 | Sub_sector | Industry | Aluminium | Industry (aluminium) | Energetic | industry_aluminium_demand_others_energetic | Others | EU | Energy demand | 0 | FEC
GR | TYNDP2026 | LEV | 2040 | TWh | 110 | Sub_sector | Industry | Aluminium | Industry (aluminium) | Energetic | industry_ammonia_demand_others_energetic | Ammonia | EU | Energy demand | 0 | FEC
GR | TYNDP2026 | LEV | 2040 | TWh | 112 | Sub_sector | Industry | Chemicals | Industry (chemicals, energetic) | Energetic | industry_chemical_demand_electricity_energetic | Electricity | EU | Energy demand | 0.10842 | FEC
GR | TYNDP2026 | LEV | 2040 | TWh | 113 | Sub_sector | Industry | Chemicals | Industry (chemicals, energetic) | Energetic | industry_chemical_demand_hydrogen_energetic | Hydrogen | EU | Energy demand | 0 | FEC
GR | TYNDP2026 | LEV | 2040 | TWh | 114 | Sub_sector | Industry | Chemicals | Industry (chemicals, energetic) | Energetic | industry_chemical_demand_methane_energetic | Methane | EU | Energy demand | 0.0024036 | FEC
GR | TYNDP2026 | LEV | 2040 | TWh | 115 | Sub_sector | Industry | Chemicals | Industry (chemicals, energetic) | Energetic | industry_chemical_demand_heat_energetic | Heat | EU | Energy demand | 0 | FEC
GR | TYNDP2026 | LEV | 2040 | TWh | 116 | Sub_sector | Industry | Chemicals | Industry (chemicals, energetic) | Energetic | industry_chemical_demand_biomass_energetic | Biomass | EU | Energy demand | 0 | FEC
GR | TYNDP2026 | LEV | 2040 | TWh | 117 | Sub_sector | Industry | Chemicals | Industry (chemicals, energetic) | Energetic | industry_chemical_demand_coal_energetic | Solids | EU | Energy demand | 0 | FEC
GR | TYNDP2026 | LEV | 2040 | TWh | 118 | Sub_sector | Industry | Chemicals | Industry (chemicals, energetic) | Energetic | industry_chemical_demand_oil_energetic | Liquids | EU | Energy demand | 0.0034335 | FEC
GR | TYNDP2026 | LEV | 2040 | TWh | 119 | Sub_sector | Industry | Chemicals | Industry (chemicals, energetic) | Energetic | industry_chemical_demand_others_energetic | Others | EU | Energy demand | 0 | FEC
GR | TYNDP2026 | LEV | 2040 | TWh | 120 | Sub_sector | Industry | Chemicals | Industry (chemicals, energetic) | Energetic | industry_chemical_demand_ammonia_energetic | Ammonia | EU | Energy demand | 0 | FEC
GR | TYNDP2026 | LEV | 2040 | TWh | 122 | Sub_sector | Industry | Chemicals | Industry (chemicals, non-energetic) | Non-energetic | industry_chemical_demand_electricity_non_energetic | Electricity | EU | Energy demand | 0 | not_included_in_FEC
GR | TYNDP2026 | LEV | 2040 | TWh | 123 | Sub_sector | Industry | Chemicals | Industry (chemicals, non-energetic) | Non-energetic | industry_chemical_demand_hydrogen_non_energetic | Hydrogen | EU | Energy demand | 0.018186 | not_included_in_FEC
GR | TYNDP2026 | LEV | 2040 | TWh | 124 | Sub_sector | Industry | Chemicals | Industry (chemicals, non-energetic) | Non-energetic | industry_chemical_demand_methane_non_energetic | Methane | EU | Energy demand | 1.0238 | not_included_in_FEC
GR | TYNDP2026 | LEV | 2040 | TWh | 125 | Sub_sector | Industry | Chemicals | Industry (chemicals, non-energetic) | Non-energetic | industry_chemical_demand_heat_non_energetic | Heat | EU | Energy demand | 0 | not_included_in_FEC
GR | TYNDP2026 | LEV | 2040 | TWh | 126 | Sub_sector | Industry | Chemicals | Industry (chemicals, non-energetic) | Non-energetic | industry_chemical_demand_biomass_non_energetic | Biomass | EU | Energy demand | 0 | not_included_in_FEC
GR | TYNDP2026 | LEV | 2040 | TWh | 127 | Sub_sector | Industry | Chemicals | Industry (chemicals, non-energetic) | Non-energetic | industry_chemical_demand_coal_non_energetic | Solids | EU | Energy demand | 0 | not_included_in_FEC
GR | TYNDP2026 | LEV | 2040 | TWh | 128 | Sub_sector | Industry | Chemicals | Industry (chemicals, non-energetic) | Non-energetic | industry_chemical_demand_oil_non_energetic | Liquids | EU | Energy demand | 0.77671 | not_included_in_FEC
GR | TYNDP2026 | LEV | 2040 | TWh | 129 | Sub_sector | Industry | Chemicals | Industry (chemicals, non-energetic) | Non-energetic | industry_chemical_demand_others_non_energetic | Others | EU | Energy demand | 0 | not_included_in_FEC
GR | TYNDP2026 | LEV | 2040 | TWh | 130 | Sub_sector | Industry | Chemicals | Industry (chemicals, non-energetic) | Non-energetic | industry_chemical_demand_ammonia_non_energetic | Ammonia | EU | Energy demand | 0 | not_included_in_FEC
GR | TYNDP2026 | LEV | 2040 | TWh | 132 | Sub_sector | Industry | Fertilizers | Industry (fertilizers, energetic) | Energetic | industry_fertilizers_demand_electricity_energetic | Electricity | EU | Energy demand | 0.043415 | FEC
GR | TYNDP2026 | LEV | 2040 | TWh | 133 | Sub_sector | Industry | Fertilizers | Industry (fertilizers, energetic) | Energetic | industry_fertilizers_demand_hydrogen_energetic | Hydrogen | EU | Energy demand | 0 | FEC
GR | TYNDP2026 | LEV | 2040 | TWh | 134 | Sub_sector | Industry | Fertilizers | Industry (fertilizers, energetic) | Energetic | industry_fertilizers_demand_methane_energetic | Methane | EU | Energy demand | 0.294 | FEC
GR | TYNDP2026 | LEV | 2040 | TWh | 135 | Sub_sector | Industry | Fertilizers | Industry (fertilizers, energetic) | Energetic | industry_fertilizers_demand_heat_energetic | Heat | EU | Energy demand | 0 | FEC
GR | TYNDP2026 | LEV | 2040 | TWh | 136 | Sub_sector | Industry | Fertilizers | Industry (fertilizers, energetic) | Energetic | industry_fertilizers_demand_biomass_energetic | Biomass | EU | Energy demand | 0 | FEC
GR | TYNDP2026 | LEV | 2040 | TWh | 137 | Sub_sector | Industry | Fertilizers | Industry (fertilizers, energetic) | Energetic | industry_fertilizers_demand_coal_energetic | Solids | EU | Energy demand | 0 | FEC
GR | TYNDP2026 | LEV | 2040 | TWh | 138 | Sub_sector | Industry | Fertilizers | Industry (fertilizers, energetic) | Energetic | industry_fertilizers_demand_oil_energetic | Liquids | EU | Energy demand | 0 | FEC
GR | TYNDP2026 | LEV | 2040 | TWh | 139 | Sub_sector | Industry | Fertilizers | Industry (fertilizers, energetic) | Energetic | industry_fertilizers_demand_others_energetic | Others | EU | Energy demand | 0 | FEC
GR | TYNDP2026 | LEV | 2040 | TWh | 140 | Sub_sector | Industry | Fertilizers | Industry (fertilizers, energetic) | Energetic | industry_fertilizers_demand_ammonia_energetic | Ammonia | EU | Energy demand | 0 | FEC
GR | TYNDP2026 | LEV | 2040 | TWh | 142 | Sub_sector | Industry | Fertilizers | Industry (fertilizers, non-energetic) | Non-energetic | industry_fertilizers_demand_electricity_non_energetic | Electricity | EU | Energy demand | 0 | not_included_in_FEC
GR | TYNDP2026 | LEV | 2040 | TWh | 143 | Sub_sector | Industry | Fertilizers | Industry (fertilizers, non-energetic) | Non-energetic | industry_fertilizers_demand_hydrogen_non_energetic | Hydrogen | EU | Energy demand | 0.51003 | not_included_in_FEC
GR | TYNDP2026 | LEV | 2040 | TWh | 144 | Sub_sector | Industry | Fertilizers | Industry (fertilizers, non-energetic) | Non-energetic | industry_fertilizers_demand_methane_non_energetic | Methane | EU | Energy demand | 0.4531 | not_included_in_FEC
GR | TYNDP2026 | LEV | 2040 | TWh | 145 | Sub_sector | Industry | Fertilizers | Industry (fertilizers, non-energetic) | Non-energetic | industry_fertilizers_demand_heat_non_energetic | Heat | EU | Energy demand | 0 | not_included_in_FEC
GR | TYNDP2026 | LEV | 2040 | TWh | 146 | Sub_sector | Industry | Fertilizers | Industry (fertilizers, non-energetic) | Non-energetic | industry_fertilizers_demand_biomass_non_energetic | Biomass | EU | Energy demand | 0 | not_included_in_FEC
GR | TYNDP2026 | LEV | 2040 | TWh | 147 | Sub_sector | Industry | Fertilizers | Industry (fertilizers, non-energetic) | Non-energetic | industry_fertilizers_demand_coal_non_energetic | Solids | EU | Energy demand | 0 | not_included_in_FEC
GR | TYNDP2026 | LEV | 2040 | TWh | 148 | Sub_sector | Industry | Fertilizers | Industry (fertilizers, non-energetic) | Non-energetic | industry_fertilizers_demand_oil_non_energetic | Liquids | EU | Energy demand | 0 | not_included_in_FEC
GR | TYNDP2026 | LEV | 2040 | TWh | 149 | Sub_sector | Industry | Fertilizers | Industry (fertilizers, non-energetic) | Non-energetic | industry_fertilizers_demand_others_non_energetic | Others | EU | Energy demand | 0 | not_included_in_FEC
GR | TYNDP2026 | LEV | 2040 | TWh | 150 | Sub_sector | Industry | Fertilizers | Industry (fertilizers, non-energetic) | Non-energetic | industry_fertilizers_demand_ammonia_non_energetic | Ammonia | EU | Energy demand | 0 | not_included_in_FEC
GR | TYNDP2026 | LEV | 2040 | TWh | 152 | Sub_sector | Industry | Food | Industry (food) | Energetic | industry_food_demand_electricity_energetic | Electricity | EU | Energy demand | 2.5741 | FEC
GR | TYNDP2026 | LEV | 2040 | TWh | 153 | Sub_sector | Industry | Food | Industry (food) | Energetic | industry_food_demand_hydrogen_energetic | Hydrogen | EU | Energy demand | 0 | FEC
GR | TYNDP2026 | LEV | 2040 | TWh | 154 | Sub_sector | Industry | Food | Industry (food) | Energetic | industry_food_demand_methane_energetic | Methane | EU | Energy demand | 0.095882 | FEC
GR | TYNDP2026 | LEV | 2040 | TWh | 155 | Sub_sector | Industry | Food | Industry (food) | Energetic | industry_food_demand_heat_energetic | Heat | EU | Energy demand | 0 | FEC
GR | TYNDP2026 | LEV | 2040 | TWh | 156 | Sub_sector | Industry | Food | Industry (food) | Energetic | industry_food_demand_biomass_energetic | Biomass | EU | Energy demand | 1.2645 | FEC
GR | TYNDP2026 | LEV | 2040 | TWh | 157 | Sub_sector | Industry | Food | Industry (food) | Energetic | industry_food_demand_coal_energetic | Solids | EU | Energy demand | 0 | FEC
GR | TYNDP2026 | LEV | 2040 | TWh | 158 | Sub_sector | Industry | Food | Industry (food) | Energetic | industry_food_demand_oil_energetic | Liquids | EU | Energy demand | 0.8316 | FEC
GR | TYNDP2026 | LEV | 2040 | TWh | 159 | Sub_sector | Industry | Food | Industry (food) | Energetic | industry_food_demand_others_energetic | Others | EU | Energy demand | 0 | FEC
GR | TYNDP2026 | LEV | 2040 | TWh | 160 | Sub_sector | Industry | Food | Industry (food) | Energetic | industry_food_demand_ammonia_energetic | Ammonia | EU | Energy demand | 0 | FEC
GR | TYNDP2026 | LEV | 2040 | TWh | 162 | Sub_sector | Industry | Metals | Industry (metal) | Energetic | industry_metal_demand_electricity_energetic | Electricity | EU | Energy demand | 0 | FEC
GR | TYNDP2026 | LEV | 2040 | TWh | 163 | Sub_sector | Industry | Metals | Industry (metal) | Energetic | industry_metal_demand_hydrogen_energetic | Hydrogen | EU | Energy demand | 0 | FEC
GR | TYNDP2026 | LEV | 2040 | TWh | 164 | Sub_sector | Industry | Metals | Industry (metal) | Energetic | industry_metal_demand_methane_energetic | Methane | EU | Energy demand | 0 | FEC
GR | TYNDP2026 | LEV | 2040 | TWh | 165 | Sub_sector | Industry | Metals | Industry (metal) | Energetic | industry_metal_demand_heat_energetic | Heat | EU | Energy demand | 0 | FEC
GR | TYNDP2026 | LEV | 2040 | TWh | 166 | Sub_sector | Industry | Metals | Industry (metal) | Energetic | industry_metal_demand_biomass_energetic | Biomass | EU | Energy demand | 0 | FEC
GR | TYNDP2026 | LEV | 2040 | TWh | 167 | Sub_sector | Industry | Metals | Industry (metal) | Energetic | industry_metal_demand_coal_energetic | Solids | EU | Energy demand | 0 | FEC
GR | TYNDP2026 | LEV | 2040 | TWh | 168 | Sub_sector | Industry | Metals | Industry (metal) | Energetic | industry_metal_demand_oil_energetic | Liquids | EU | Energy demand | 0 | FEC
GR | TYNDP2026 | LEV | 2040 | TWh | 169 | Sub_sector | Industry | Metals | Industry (metal) | Energetic | industry_metal_demand_others_energetic | Others | EU | Energy demand | 0 | FEC
GR | TYNDP2026 | LEV | 2040 | TWh | 170 | Sub_sector | Industry | Metals | Industry (metal) | Energetic | industry_metal_demand_ammonia_energetic | Ammonia | EU | Energy demand | 0 | FEC
GR | TYNDP2026 | LEV | 2040 | TWh | 172 | Sub_sector | Industry | Others | Industry (other, energetic) | Energetic | industry_other_demand_electricity_energetic | Electricity | EU | Energy demand | 5.1793 | FEC
GR | TYNDP2026 | LEV | 2040 | TWh | 173 | Sub_sector | Industry | Others | Industry (other, energetic) | Energetic | industry_other_demand_hydrogen_energetic | Hydrogen | EU | Energy demand | 0 | FEC
GR | TYNDP2026 | LEV | 2040 | TWh | 174 | Sub_sector | Industry | Others | Industry (other, energetic) | Energetic | industry_other_demand_methane_energetic | Methane | EU | Energy demand | 0.013555 | FEC
GR | TYNDP2026 | LEV | 2040 | TWh | 175 | Sub_sector | Industry | Others | Industry (other, energetic) | Energetic | industry_other_demand_heat_energetic | Heat | EU | Energy demand | 0 | FEC
GR | TYNDP2026 | LEV | 2040 | TWh | 176 | Sub_sector | Industry | Others | Industry (other, energetic) | Energetic | industry_other_demand_biomass_energetic | Biomass | EU | Energy demand | 1.1183 | FEC
GR | TYNDP2026 | LEV | 2040 | TWh | 177 | Sub_sector | Industry | Others | Industry (other, energetic) | Energetic | industry_other_demand_coal_energetic | Solids | EU | Energy demand | 0 | FEC
GR | TYNDP2026 | LEV | 2040 | TWh | 178 | Sub_sector | Industry | Others | Industry (other, energetic) | Energetic | industry_other_demand_oil_energetic | Liquids | EU | Energy demand | 7.2294 | FEC
GR | TYNDP2026 | LEV | 2040 | TWh | 179 | Sub_sector | Industry | Others | Industry (other, energetic) | Energetic | industry_other_demand_others_energetic | Others | EU | Energy demand | 0 | FEC
GR | TYNDP2026 | LEV | 2040 | TWh | 180 | Sub_sector | Industry | Others | Industry (other, energetic) | Energetic | industry_other_demand_ammonia_energetic | Ammonia | EU | Energy demand | 0 | FEC
GR | TYNDP2026 | LEV | 2040 | TWh | 182 | Sub_sector | Industry | Others | Industry (other, non-energetic) | Non-energetic | industry_other_demand_electricity_non_energetic | Electricity | EU | Energy demand | 0 | not_included_in_FEC
GR | TYNDP2026 | LEV | 2040 | TWh | 183 | Sub_sector | Industry | Others | Industry (other, non-energetic) | Non-energetic | industry_other_demand_hydrogen_non_energetic | Hydrogen | EU | Energy demand | 0 | not_included_in_FEC
GR | TYNDP2026 | LEV | 2040 | TWh | 184 | Sub_sector | Industry | Others | Industry (other, non-energetic) | Non-energetic | industry_other_demand_methane_non_energetic | Methane | EU | Energy demand | 0 | not_included_in_FEC
GR | TYNDP2026 | LEV | 2040 | TWh | 185 | Sub_sector | Industry | Others | Industry (other, non-energetic) | Non-energetic | industry_other_demand_heat_non_energetic | Heat | EU | Energy demand | 0 | not_included_in_FEC
GR | TYNDP2026 | LEV | 2040 | TWh | 186 | Sub_sector | Industry | Others | Industry (other, non-energetic) | Non-energetic | industry_other_demand_biomass_non_energetic | Biomass | EU | Energy demand | 0 | not_included_in_FEC
GR | TYNDP2026 | LEV | 2040 | TWh | 187 | Sub_sector | Industry | Others | Industry (other, non-energetic) | Non-energetic | industry_other_demand_coal_non_energetic | Solids | EU | Energy demand | 0 | not_included_in_FEC
GR | TYNDP2026 | LEV | 2040 | TWh | 188 | Sub_sector | Industry | Others | Industry (other, non-energetic) | Non-energetic | industry_other_demand_oil_non_energetic | Liquids | EU | Energy demand | 1.8137 | not_included_in_FEC
GR | TYNDP2026 | LEV | 2040 | TWh | 189 | Sub_sector | Industry | Others | Industry (other, non-energetic) | Non-energetic | industry_other_demand_others_non_energetic | Others | EU | Energy demand | 0 | not_included_in_FEC
GR | TYNDP2026 | LEV | 2040 | TWh | 190 | Sub_sector | Industry | Others | Industry (other, non-energetic) | Non-energetic | industry_other_demand_ammonia_non_energetic | Ammonia | EU | Energy demand | 0 | not_included_in_FEC
GR | TYNDP2026 | LEV | 2040 | TWh | 192 | Sub_sector | Industry | Paper | Industry (paper) | Energetic | industry_paper_demand_electricity_energetic | Electricity | EU | Energy demand | 0.42953 | FEC
GR | TYNDP2026 | LEV | 2040 | TWh | 193 | Sub_sector | Industry | Paper | Industry (paper) | Energetic | industry_paper_demand_hydrogen_energetic | Hydrogen | EU | Energy demand | 0 | FEC
GR | TYNDP2026 | LEV | 2040 | TWh | 194 | Sub_sector | Industry | Paper | Industry (paper) | Energetic | industry_paper_demand_methane_energetic | Methane | EU | Energy demand | 0.18257 | FEC
GR | TYNDP2026 | LEV | 2040 | TWh | 195 | Sub_sector | Industry | Paper | Industry (paper) | Energetic | industry_paper_demand_heat_energetic | Heat | EU | Energy demand | 0 | FEC
GR | TYNDP2026 | LEV | 2040 | TWh | 196 | Sub_sector | Industry | Paper | Industry (paper) | Energetic | industry_paper_demand_biomass_energetic | Biomass | EU | Energy demand | 0.22119 | FEC
GR | TYNDP2026 | LEV | 2040 | TWh | 197 | Sub_sector | Industry | Paper | Industry (paper) | Energetic | industry_paper_demand_coal_energetic | Solids | EU | Energy demand | 0 | FEC
GR | TYNDP2026 | LEV | 2040 | TWh | 198 | Sub_sector | Industry | Paper | Industry (paper) | Energetic | industry_paper_demand_oil_energetic | Liquids | EU | Energy demand | 0 | FEC
GR | TYNDP2026 | LEV | 2040 | TWh | 199 | Sub_sector | Industry | Paper | Industry (paper) | Energetic | industry_paper_demand_others_energetic | Others | EU | Energy demand | 0 | FEC
GR | TYNDP2026 | LEV | 2040 | TWh | 200 | Sub_sector | Industry | Paper | Industry (paper) | Energetic | industry_paper_demand_ammonia_energetic | Ammonia | EU | Energy demand | 0 | FEC
GR | TYNDP2026 | LEV | 2040 | TWh | 202 | Sub_sector | Industry | Refineries | Industry (refineries, energetic) | Energetic | industry_refinery_demand_electricity_energetic | Electricity | EU | Energy demand | 0.64962 | not_included_in_FEC
GR | TYNDP2026 | LEV | 2040 | TWh | 203 | Sub_sector | Industry | Refineries | Industry (refineries, energetic) | Energetic | industry_refinery_demand_hydrogen_energetic | Hydrogen | EU | Energy demand | 0.29015 | not_included_in_FEC
GR | TYNDP2026 | LEV | 2040 | TWh | 204 | Sub_sector | Industry | Refineries | Industry (refineries, energetic) | Energetic | industry_refinery_demand_methane_energetic | Methane | EU | Energy demand | 0.58342 | not_included_in_FEC
GR | TYNDP2026 | LEV | 2040 | TWh | 205 | Sub_sector | Industry | Refineries | Industry (refineries, energetic) | Energetic | industry_refinery_demand_heat_energetic | Heat | EU | Energy demand | 0.89996 | not_included_in_FEC
GR | TYNDP2026 | LEV | 2040 | TWh | 206 | Sub_sector | Industry | Refineries | Industry (refineries, energetic) | Energetic | industry_refinery_demand_biomass_energetic | Biomass | EU | Energy demand | 0 | not_included_in_FEC
GR | TYNDP2026 | LEV | 2040 | TWh | 207 | Sub_sector | Industry | Refineries | Industry (refineries, energetic) | Energetic | industry_refinery_demand_coal_energetic | Solids | EU | Energy demand | 0 | not_included_in_FEC
GR | TYNDP2026 | LEV | 2040 | TWh | 208 | Sub_sector | Industry | Refineries | Industry (refineries, energetic) | Energetic | industry_refinery_demand_oil_energetic | Liquids | EU | Energy demand | 7.0042 | not_included_in_FEC
GR | TYNDP2026 | LEV | 2040 | TWh | 209 | Sub_sector | Industry | Refineries | Industry (refineries, energetic) | Energetic | industry_refinery_demand_others_energetic | Others | EU | Energy demand | 0 | not_included_in_FEC
GR | TYNDP2026 | LEV | 2040 | TWh | 210 | Sub_sector | Industry | Refineries | Industry (refineries, energetic) | Energetic | industry_refinery_demand_ammonia_energetic | Ammonia | EU | Energy demand | 0 | not_included_in_FEC
GR | TYNDP2026 | LEV | 2040 | TWh | 212 | Sub_sector | Industry | Refineries | Industry (refineries, non-energetic) | Non-energetic | industry_refinery_demand_electricity_non_energetic | Electricity | EU | Energy demand | 0 | not_included_in_FEC
GR | TYNDP2026 | LEV | 2040 | TWh | 213 | Sub_sector | Industry | Refineries | Industry (refineries, non-energetic) | Non-energetic | industry_refinery_demand_hydrogen_non_energetic | Hydrogen | EU | Energy demand | 0 | not_included_in_FEC
GR | TYNDP2026 | LEV | 2040 | TWh | 214 | Sub_sector | Industry | Refineries | Industry (refineries, non-energetic) | Non-energetic | industry_refinery_demand_methane_non_energetic | Methane | EU | Energy demand | 0 | not_included_in_FEC
GR | TYNDP2026 | LEV | 2040 | TWh | 215 | Sub_sector | Industry | Refineries | Industry (refineries, non-energetic) | Non-energetic | industry_refinery_demand_heat_non_energetic | Heat | EU | Energy demand | 0 | not_included_in_FEC
GR | TYNDP2026 | LEV | 2040 | TWh | 216 | Sub_sector | Industry | Refineries | Industry (refineries, non-energetic) | Non-energetic | industry_refinery_demand_biomass_non_energetic | Biomass | EU | Energy demand | 0 | not_included_in_FEC
GR | TYNDP2026 | LEV | 2040 | TWh | 217 | Sub_sector | Industry | Refineries | Industry (refineries, non-energetic) | Non-energetic | industry_refinery_demand_coal_non_energetic | Solids | EU | Energy demand | 0 | not_included_in_FEC
GR | TYNDP2026 | LEV | 2040 | TWh | 218 | Sub_sector | Industry | Refineries | Industry (refineries, non-energetic) | Non-energetic | industry_refinery_demand_oil_non_energetic | Liquids | EU | Energy demand | 0 | not_included_in_FEC
GR | TYNDP2026 | LEV | 2040 | TWh | 219 | Sub_sector | Industry | Refineries | Industry (refineries, non-energetic) | Non-energetic | industry_refinery_demand_others_non_energetic | Others | EU | Energy demand | 0 | not_included_in_FEC
GR | TYNDP2026 | LEV | 2040 | TWh | 220 | Sub_sector | Industry | Refineries | Industry (refineries, non-energetic) | Non-energetic | industry_refinery_demand_ammonia_non_energetic | Ammonia | EU | Energy demand | 0 | not_included_in_FEC
GR | TYNDP2026 | LEV | 2040 | TWh | 222 | Sub_sector | Industry | Steel | Industry (steel) | Energetic | industry_steel_demand_electricity_energetic | Electricity | EU | Energy demand | 1.1232 | FEC
GR | TYNDP2026 | LEV | 2040 | TWh | 223 | Sub_sector | Industry | Steel | Industry (steel) | Energetic | industry_steel_demand_hydrogen_energetic | Hydrogen | EU | Energy demand | 0 | FEC
GR | TYNDP2026 | LEV | 2040 | TWh | 224 | Sub_sector | Industry | Steel | Industry (steel) | Energetic | industry_steel_demand_methane_energetic | Methane | EU | Energy demand | 0.304 | FEC
GR | TYNDP2026 | LEV | 2040 | TWh | 225 | Sub_sector | Industry | Steel | Industry (steel) | Energetic | industry_steel_demand_heat_energetic | Heat | EU | Energy demand | 0 | FEC
GR | TYNDP2026 | LEV | 2040 | TWh | 226 | Sub_sector | Industry | Steel | Industry (steel) | Energetic | industry_steel_demand_biomass_energetic | Biomass | EU | Energy demand | 0 | FEC
GR | TYNDP2026 | LEV | 2040 | TWh | 227 | Sub_sector | Industry | Steel | Industry (steel) | Energetic | industry_steel_demand_coal_energetic | Solids | EU | Energy demand | 0 | FEC
GR | TYNDP2026 | LEV | 2040 | TWh | 228 | Sub_sector | Industry | Steel | Industry (steel) | Energetic | industry_steel_demand_oil_energetic | Liquids | EU | Energy demand | 0.11692 | FEC
GR | TYNDP2026 | LEV | 2040 | TWh | 229 | Sub_sector | Industry | Steel | Industry (steel) | Energetic | industry_steel_demand_others_energetic | Others | EU | Energy demand | 0 | FEC
GR | TYNDP2026 | LEV | 2040 | TWh | 230 | Sub_sector | Industry | Steel | Industry (steel) | Energetic | industry_steel_demand_ammonia_energetic | Ammonia | EU | Energy demand | 0 | FEC
GR | TYNDP2026 | LEV | 2040 | TWh | 232 | Sub_sector | Transport | Cars | Transport (cars) | Energetic | transport_cars_final_demand_electricity | Electricity | EU | Energy demand | 6.3864 | FEC
GR | TYNDP2026 | LEV | 2040 | TWh | 233 | Sub_sector | Transport | Cars | Transport (cars) | Energetic | transport_cars_final_demand_hydrogen | Hydrogen | EU | Energy demand | 0 | FEC
GR | TYNDP2026 | LEV | 2040 | TWh | 234 | Sub_sector | Transport | Cars | Transport (cars) | Energetic | transport_cars_final_demand_methane | Methane | EU | Energy demand | 0.27172 | FEC
GR | TYNDP2026 | LEV | 2040 | TWh | 235 | Sub_sector | Transport | Cars | Transport (cars) | Energetic | transport_cars_final_demand_heat | Heat | EU | Energy demand | 0 | FEC
GR | TYNDP2026 | LEV | 2040 | TWh | 236 | Sub_sector | Transport | Cars | Transport (cars) | Energetic | transport_cars_final_demand_biomass | Biomass | EU | Energy demand | 0 | FEC
GR | TYNDP2026 | LEV | 2040 | TWh | 237 | Sub_sector | Transport | Cars | Transport (cars) | Energetic | transport_cars_final_demand_coal | Solids | EU | Energy demand | 0 | FEC
GR | TYNDP2026 | LEV | 2040 | TWh | 238 | Sub_sector | Transport | Cars | Transport (cars) | Energetic | transport_cars_final_demand_oil | Liquids | EU | Energy demand | 45.8252 | FEC
GR | TYNDP2026 | LEV | 2040 | TWh | 239 | Sub_sector | Transport | Cars | Transport (cars) | Energetic | transport_cars_final_demand_other | Others | EU | Energy demand | 0 | FEC
GR | TYNDP2026 | LEV | 2040 | TWh | 240 | Sub_sector | Transport | Cars | Transport (cars) | Energetic | transport_cars_final_demand_ammonia | Ammonia | EU | Energy demand | 0 | FEC
GR | TYNDP2026 | LEV | 2040 | TWh | 242 | Sub_sector | Transport | Busses | Transport (busses) | Energetic | transport_busses_final_demand_electricity | Electricity | EU | Energy demand | 0.99492 | FEC
GR | TYNDP2026 | LEV | 2040 | TWh | 243 | Sub_sector | Transport | Busses | Transport (busses) | Energetic | transport_busses_final_demand_hydrogen | Hydrogen | EU | Energy demand | 0.21938 | FEC
GR | TYNDP2026 | LEV | 2040 | TWh | 244 | Sub_sector | Transport | Busses | Transport (busses) | Energetic | transport_busses_final_demand_methane | Methane | EU | Energy demand | 0.17873 | FEC
GR | TYNDP2026 | LEV | 2040 | TWh | 245 | Sub_sector | Transport | Busses | Transport (busses) | Energetic | transport_busses_final_demand_heat | Heat | EU | Energy demand | 0 | FEC
GR | TYNDP2026 | LEV | 2040 | TWh | 246 | Sub_sector | Transport | Busses | Transport (busses) | Energetic | transport_busses_final_demand_biomass | Biomass | EU | Energy demand | 0 | FEC
GR | TYNDP2026 | LEV | 2040 | TWh | 247 | Sub_sector | Transport | Busses | Transport (busses) | Energetic | transport_busses_final_demand_coal | Solids | EU | Energy demand | 0 | FEC
GR | TYNDP2026 | LEV | 2040 | TWh | 248 | Sub_sector | Transport | Busses | Transport (busses) | Energetic | transport_busses_final_demand_oil | Liquids | EU | Energy demand | 2.2146 | FEC
GR | TYNDP2026 | LEV | 2040 | TWh | 249 | Sub_sector | Transport | Busses | Transport (busses) | Energetic | transport_busses_final_demand_other | Others | EU | Energy demand | 0 | FEC
GR | TYNDP2026 | LEV | 2040 | TWh | 250 | Sub_sector | Transport | Busses | Transport (busses) | Energetic | transport_busses_final_demand_ammonia | Ammonia | EU | Energy demand | 0 | FEC
GR | TYNDP2026 | LEV | 2040 | TWh | 252 | Sub_sector | Transport | Trucks | Transport (trucks) | Energetic | transport_trucks_final_demand_electricity | Electricity | EU | Energy demand | 3.5834 | FEC
GR | TYNDP2026 | LEV | 2040 | TWh | 253 | Sub_sector | Transport | Trucks | Transport (trucks) | Energetic | transport_trucks_final_demand_hydrogen | Hydrogen | EU | Energy demand | 0.34836 | FEC
GR | TYNDP2026 | LEV | 2040 | TWh | 254 | Sub_sector | Transport | Trucks | Transport (trucks) | Energetic | transport_trucks_final_demand_methane | Methane | EU | Energy demand | 0.95375 | FEC
GR | TYNDP2026 | LEV | 2040 | TWh | 255 | Sub_sector | Transport | Trucks | Transport (trucks) | Energetic | transport_trucks_final_demand_heat | Heat | EU | Energy demand | 0 | FEC
GR | TYNDP2026 | LEV | 2040 | TWh | 256 | Sub_sector | Transport | Trucks | Transport (trucks) | Energetic | transport_trucks_final_demand_biomass | Biomass | EU | Energy demand | 0 | FEC
GR | TYNDP2026 | LEV | 2040 | TWh | 257 | Sub_sector | Transport | Trucks | Transport (trucks) | Energetic | transport_trucks_final_demand_coal | Solids | EU | Energy demand | 0 | FEC
GR | TYNDP2026 | LEV | 2040 | TWh | 258 | Sub_sector | Transport | Trucks | Transport (trucks) | Energetic | transport_trucks_final_demand_oil | Liquids | EU | Energy demand | 5.2455 | FEC
GR | TYNDP2026 | LEV | 2040 | TWh | 259 | Sub_sector | Transport | Trucks | Transport (trucks) | Energetic | transport_trucks_final_demand_other | Others | EU | Energy demand | 0 | FEC
GR | TYNDP2026 | LEV | 2040 | TWh | 260 | Sub_sector | Transport | Trucks | Transport (trucks) | Energetic | transport_trucks_final_demand_ammonia | Ammonia | EU | Energy demand | 0 | FEC
GR | TYNDP2026 | LEV | 2040 | TWh | 262 | Sub_sector | Transport | Vans | Transport (vans) | Energetic | transport_vans_final_demand_electricity | Electricity | EU | Energy demand | 0 | FEC
GR | TYNDP2026 | LEV | 2040 | TWh | 263 | Sub_sector | Transport | Vans | Transport (vans) | Energetic | transport_vans_final_demand_hydrogen | Hydrogen | EU | Energy demand | 0 | FEC
GR | TYNDP2026 | LEV | 2040 | TWh | 264 | Sub_sector | Transport | Vans | Transport (vans) | Energetic | transport_vans_final_demand_methane | Methane | EU | Energy demand | 0 | FEC
GR | TYNDP2026 | LEV | 2040 | TWh | 265 | Sub_sector | Transport | Vans | Transport (vans) | Energetic | transport_vans_final_demand_heat | Heat | EU | Energy demand | 0 | FEC
GR | TYNDP2026 | LEV | 2040 | TWh | 266 | Sub_sector | Transport | Vans | Transport (vans) | Energetic | transport_vans_final_demand_biomass | Biomass | EU | Energy demand | 0 | FEC
GR | TYNDP2026 | LEV | 2040 | TWh | 267 | Sub_sector | Transport | Vans | Transport (vans) | Energetic | transport_vans_final_demand_coal | Solids | EU | Energy demand | 0 | FEC
GR | TYNDP2026 | LEV | 2040 | TWh | 268 | Sub_sector | Transport | Vans | Transport (vans) | Energetic | transport_vans_final_demand_oil | Liquids | EU | Energy demand | 0 | FEC
GR | TYNDP2026 | LEV | 2040 | TWh | 269 | Sub_sector | Transport | Vans | Transport (vans) | Energetic | transport_vans_final_demand_other | Others | EU | Energy demand | 0 | FEC
GR | TYNDP2026 | LEV | 2040 | TWh | 270 | Sub_sector | Transport | Vans | Transport (vans) | Energetic | transport_vans_final_demand_ammonia | Ammonia | EU | Energy demand | 0 | FEC
GR | TYNDP2026 | LEV | 2040 | TWh | 272 | Sub_sector | Transport | Freight trains | Transport (trains) | Energetic | transport_trains_final_demand_electricity | Electricity | EU | Energy demand | 0.33695 | FEC
GR | TYNDP2026 | LEV | 2040 | TWh | 273 | Sub_sector | Transport | Freight trains | Transport (trains) | Energetic | transport_trains_final_demand_hydrogen | Hydrogen | EU | Energy demand | 0 | FEC
GR | TYNDP2026 | LEV | 2040 | TWh | 274 | Sub_sector | Transport | Freight trains | Transport (trains) | Energetic | transport_trains_final_demand_methane | Methane | EU | Energy demand | 0 | FEC
GR | TYNDP2026 | LEV | 2040 | TWh | 275 | Sub_sector | Transport | Freight trains | Transport (trains) | Energetic | transport_trains_final_demand_heat | Heat | EU | Energy demand | 0 | FEC
GR | TYNDP2026 | LEV | 2040 | TWh | 276 | Sub_sector | Transport | Freight trains | Transport (trains) | Energetic | transport_trains_final_demand_biomass | Biomass | EU | Energy demand | 0 | FEC
GR | TYNDP2026 | LEV | 2040 | TWh | 277 | Sub_sector | Transport | Freight trains | Transport (trains) | Energetic | transport_trains_final_demand_coal | Solids | EU | Energy demand | 0 | FEC
GR | TYNDP2026 | LEV | 2040 | TWh | 278 | Sub_sector | Transport | Freight trains | Transport (trains) | Energetic | transport_trains_final_demand_oil | Liquids | EU | Energy demand | 0 | FEC
GR | TYNDP2026 | LEV | 2040 | TWh | 279 | Sub_sector | Transport | Freight trains | Transport (trains) | Energetic | transport_trains_final_demand_other | Others | EU | Energy demand | 0 | FEC
GR | TYNDP2026 | LEV | 2040 | TWh | 280 | Sub_sector | Transport | Freight trains | Transport (trains) | Energetic | transport_trains_final_demand_ammonia | Ammonia | EU | Energy demand | 0 | FEC
GR | TYNDP2026 | LEV | 2040 | TWh | 282 | Sub_sector | Transport | Ships | Transport (ships) | Energetic | transport_ships_final_demand_electricity | Electricity | EU | Energy demand | 0.1486 | FEC
GR | TYNDP2026 | LEV | 2040 | TWh | 283 | Sub_sector | Transport | Ships | Transport (ships) | Energetic | transport_ships_final_demand_hydrogen | Hydrogen | EU | Energy demand | 0 | FEC
GR | TYNDP2026 | LEV | 2040 | TWh | 284 | Sub_sector | Transport | Ships | Transport (ships) | Energetic | transport_ships_final_demand_methane | Methane | EU | Energy demand | 1.5876 | FEC
GR | TYNDP2026 | LEV | 2040 | TWh | 285 | Sub_sector | Transport | Ships | Transport (ships) | Energetic | transport_ships_final_demand_heat | Heat | EU | Energy demand | 0 | FEC
GR | TYNDP2026 | LEV | 2040 | TWh | 286 | Sub_sector | Transport | Ships | Transport (ships) | Energetic | transport_ships_final_demand_biomass | Biomass | EU | Energy demand | 0 | FEC
GR | TYNDP2026 | LEV | 2040 | TWh | 287 | Sub_sector | Transport | Ships | Transport (ships) | Energetic | transport_ships_final_demand_coal | Solids | EU | Energy demand | 0 | FEC
GR | TYNDP2026 | LEV | 2040 | TWh | 288 | Sub_sector | Transport | Ships | Transport (ships) | Energetic | transport_ships_final_demand_oil | Liquids | EU | Energy demand | 5.489 | FEC
GR | TYNDP2026 | LEV | 2040 | TWh | 289 | Sub_sector | Transport | Ships | Transport (ships) | Energetic | transport_ships_final_demand_other | Others | EU | Energy demand | 0 | FEC
GR | TYNDP2026 | LEV | 2040 | TWh | 290 | Sub_sector | Transport | Ships | Transport (ships) | Energetic | transport_ships_final_demand_ammonia | Ammonia | EU | Energy demand | 0 | FEC
GR | TYNDP2026 | LEV | 2040 | TWh | 292 | Sub_sector | Transport | Planes | Transport (planes) | Energetic | transport_planes_final_demand_electricity | Electricity | EU | Energy demand | 0 | FEC
GR | TYNDP2026 | LEV | 2040 | TWh | 293 | Sub_sector | Transport | Planes | Transport (planes) | Energetic | transport_planes_final_demand_hydrogen | Hydrogen | EU | Energy demand | 0 | FEC
GR | TYNDP2026 | LEV | 2040 | TWh | 294 | Sub_sector | Transport | Planes | Transport (planes) | Energetic | transport_planes_final_demand_methane | Methane | EU | Energy demand | 0 | FEC
GR | TYNDP2026 | LEV | 2040 | TWh | 295 | Sub_sector | Transport | Planes | Transport (planes) | Energetic | transport_planes_final_demand_heat | Heat | EU | Energy demand | 0 | FEC
GR | TYNDP2026 | LEV | 2040 | TWh | 296 | Sub_sector | Transport | Planes | Transport (planes) | Energetic | transport_planes_final_demand_biomass | Biomass | EU | Energy demand | 0 | FEC
GR | TYNDP2026 | LEV | 2040 | TWh | 297 | Sub_sector | Transport | Planes | Transport (planes) | Energetic | transport_planes_final_demand_coal | Solids | EU | Energy demand | 0 | FEC
GR | TYNDP2026 | LEV | 2040 | TWh | 298 | Sub_sector | Transport | Planes | Transport (planes) | Energetic | transport_planes_final_demand_oil | Liquids | EU | Energy demand | 3.4817 | FEC
GR | TYNDP2026 | LEV | 2040 | TWh | 299 | Sub_sector | Transport | Planes | Transport (planes) | Energetic | transport_planes_final_demand_other | Others | EU | Energy demand | 0 | FEC
GR | TYNDP2026 | LEV | 2040 | TWh | 300 | Sub_sector | Transport | Planes | Transport (planes) | Energetic | transport_planes_final_demand_ammonia | Ammonia | EU | Energy demand | 0 | FEC
GR | TYNDP2026 | LEV | 2040 | TWh | 302 | Sub_sector | Transport | Others | Transport (others) | Energetic | transport_other_final_demand_electricity | Electricity | EU | Energy demand | 0 | FEC
GR | TYNDP2026 | LEV | 2040 | TWh | 303 | Sub_sector | Transport | Others | Transport (others) | Energetic | transport_other_final_demand_hydrogen | Hydrogen | EU | Energy demand | 0 | FEC
GR | TYNDP2026 | LEV | 2040 | TWh | 304 | Sub_sector | Transport | Others | Transport (others) | Energetic | transport_other_final_demand_methane | Methane | EU | Energy demand | 0 | FEC
GR | TYNDP2026 | LEV | 2040 | TWh | 305 | Sub_sector | Transport | Others | Transport (others) | Energetic | transport_other_final_demand_heat | Heat | EU | Energy demand | 0 | FEC
GR | TYNDP2026 | LEV | 2040 | TWh | 306 | Sub_sector | Transport | Others | Transport (others) | Energetic | transport_other_final_demand_biomass | Biomass | EU | Energy demand | 0 | FEC
GR | TYNDP2026 | LEV | 2040 | TWh | 307 | Sub_sector | Transport | Others | Transport (others) | Energetic | transport_other_final_demand_coal | Solids | EU | Energy demand | 0 | FEC
GR | TYNDP2026 | LEV | 2040 | TWh | 308 | Sub_sector | Transport | Others | Transport (others) | Energetic | transport_other_final_demand_oil | Liquids | EU | Energy demand | 0 | FEC
GR | TYNDP2026 | LEV | 2040 | TWh | 309 | Sub_sector | Transport | Others | Transport (others) | Energetic | transport_other_final_demand_other | Others | EU | Energy demand | 0 | FEC
GR | TYNDP2026 | LEV | 2040 | TWh | 310 | Sub_sector | Transport | Others | Transport (others) | Energetic | transport_other_final_demand_ammonia | Ammonia | EU | Energy demand | 0 | FEC
GR | TYNDP2026 | LEV | 2040 | TWh | 312 | Sub_sector | International transport | International aviation | Transport (int. aviation) | Energetic | transport_int_aviation_final_demand_electricity | Electricity | EU | Energy demand | 0.032528 | FEC
GR | TYNDP2026 | LEV | 2040 | TWh | 313 | Sub_sector | International transport | International aviation | Transport (int. aviation) | Energetic | transport_int_aviation_final_demand_hydrogen | Hydrogen | EU | Energy demand | 0 | FEC
GR | TYNDP2026 | LEV | 2040 | TWh | 314 | Sub_sector | International transport | International aviation | Transport (int. aviation) | Energetic | transport_int_aviation_final_demand_methane | Methane | EU | Energy demand | 0 | FEC
GR | TYNDP2026 | LEV | 2040 | TWh | 315 | Sub_sector | International transport | International aviation | Transport (int. aviation) | Energetic | transport_int_aviation_final_demand_heat | Heat | EU | Energy demand | 0 | FEC
GR | TYNDP2026 | LEV | 2040 | TWh | 316 | Sub_sector | International transport | International aviation | Transport (int. aviation) | Energetic | transport_int_aviation_final_demand_biofuels | Biomass | EU | Energy demand | 0 | FEC
GR | TYNDP2026 | LEV | 2040 | TWh | 317 | Sub_sector | International transport | International aviation | Transport (int. aviation) | Energetic | transport_int_aviation_final_demand_coal | Solids | EU | Energy demand | 0 | FEC
GR | TYNDP2026 | LEV | 2040 | TWh | 318 | Sub_sector | International transport | International aviation | Transport (int. aviation) | Energetic | transport_int_aviation_final_demand_oil | Liquids | EU | Energy demand | 14.2557 | FEC
GR | TYNDP2026 | LEV | 2040 | TWh | 319 | Sub_sector | International transport | International aviation | Transport (int. aviation) | Energetic | transport_int_aviation_final_demand_other | Others | EU | Energy demand | 0 | FEC
GR | TYNDP2026 | LEV | 2040 | TWh | 320 | Sub_sector | International transport | International aviation | Transport (int. aviation) | Energetic | transport_int_aviation_final_demand_ammonia | Ammonia | EU | Energy demand | 0 | FEC
GR | TYNDP2026 | LEV | 2040 | TWh | 322 | Sub_sector | International transport | International shipping | Transport (int. shipping) | Energetic | transport_int_shipping_final_demand_electricity | Electricity | EU | Energy demand | 0.51463 | not_included_in_FEC
GR | TYNDP2026 | LEV | 2040 | TWh | 323 | Sub_sector | International transport | International shipping | Transport (int. shipping) | Energetic | transport_int_shipping_final_demand_hydrogen | Hydrogen | EU | Energy demand | 0 | not_included_in_FEC
GR | TYNDP2026 | LEV | 2040 | TWh | 324 | Sub_sector | International transport | International shipping | Transport (int. shipping) | Energetic | transport_int_shipping_final_demand_methane | Methane | EU | Energy demand | 6.5364 | not_included_in_FEC
GR | TYNDP2026 | LEV | 2040 | TWh | 325 | Sub_sector | International transport | International shipping | Transport (int. shipping) | Energetic | transport_int_shipping_final_demand_heat | Heat | EU | Energy demand | 0 | not_included_in_FEC
GR | TYNDP2026 | LEV | 2040 | TWh | 326 | Sub_sector | International transport | International shipping | Transport (int. shipping) | Energetic | transport_int_shipping_final_demand_biofuels | Biomass | EU | Energy demand | 0 | not_included_in_FEC
GR | TYNDP2026 | LEV | 2040 | TWh | 327 | Sub_sector | International transport | International shipping | Transport (int. shipping) | Energetic | transport_int_shipping_final_demand_coal | Solids | EU | Energy demand | 0 | not_included_in_FEC
GR | TYNDP2026 | LEV | 2040 | TWh | 328 | Sub_sector | International transport | International shipping | Transport (int. shipping) | Energetic | transport_int_shipping_final_demand_oil | Liquids | EU | Energy demand | 13.3949 | not_included_in_FEC
GR | TYNDP2026 | LEV | 2040 | TWh | 329 | Sub_sector | International transport | International shipping | Transport (int. shipping) | Energetic | transport_int_shipping_final_demand_other | Others | EU | Energy demand | 0 | not_included_in_FEC
GR | TYNDP2026 | LEV | 2040 | TWh | 330 | Sub_sector | International transport | International shipping | Transport (int. shipping) | Energetic | transport_int_shipping_final_demand_ammonia | Ammonia | EU | Energy demand | 0 | not_included_in_FEC
GR | TYNDP2026 | LEV | 2040 | TWh | 332 | Sub_sector | Households | Space heating | Households (heating) | Energetic | households_heating_final_demand_electricity | Electricity | EU | Energy demand | 3.7848 | FEC
GR | TYNDP2026 | LEV | 2040 | TWh | 333 | Sub_sector | Households | Space heating | Households (heating) | Energetic | households_heating_final_demand_hydrogen | Hydrogen | EU | Energy demand | 0 | FEC
GR | TYNDP2026 | LEV | 2040 | TWh | 334 | Sub_sector | Households | Space heating | Households (heating) | Energetic | households_heating_final_demand_methane | Methane | EU | Energy demand | 4.0951 | FEC
GR | TYNDP2026 | LEV | 2040 | TWh | 335 | Sub_sector | Households | Space heating | Households (heating) | Energetic | households_heating_final_demand_heat | Heat | EU | Energy demand | 0.31481 | FEC
GR | TYNDP2026 | LEV | 2040 | TWh | 336 | Sub_sector | Households | Space heating | Households (heating) | Energetic | households_heating_final_demand_biomass | Biomass | EU | Energy demand | 9.8947 | FEC
GR | TYNDP2026 | LEV | 2040 | TWh | 337 | Sub_sector | Households | Space heating | Households (heating) | Energetic | households_heating_final_demand_coal | Solids | EU | Energy demand | 0 | FEC
GR | TYNDP2026 | LEV | 2040 | TWh | 338 | Sub_sector | Households | Space heating | Households (heating) | Energetic | households_heating_final_demand_oil | Liquids | EU | Energy demand | 1.0471 | FEC
GR | TYNDP2026 | LEV | 2040 | TWh | 339 | Sub_sector | Households | Space heating | Households (heating) | Energetic | households_heating_final_demand_other | Others | EU | Energy demand | 0 | FEC
GR | TYNDP2026 | LEV | 2040 | TWh | 340 | Sub_sector | Households | Space heating | Households (heating) | Energetic | households_heating_final_demand_ammonia | Ammonia | EU | Energy demand | 0 | FEC
GR | TYNDP2026 | LEV | 2040 | TWh | 343 | Sub_sector | Households | Cooling | Households (cooling) | Energetic | households_cooling_final_demand_electricity | Electricity | EU | Energy demand | 4.9817 | FEC
GR | TYNDP2026 | LEV | 2040 | TWh | 344 | Sub_sector | Households | Cooling | Households (cooling) | Energetic | households_cooling_final_demand_hydrogen | Hydrogen | EU | Energy demand | 0 | FEC
GR | TYNDP2026 | LEV | 2040 | TWh | 345 | Sub_sector | Households | Cooling | Households (cooling) | Energetic | households_cooling_final_demand_methane | Methane | EU | Energy demand | 0 | FEC
GR | TYNDP2026 | LEV | 2040 | TWh | 346 | Sub_sector | Households | Cooling | Households (cooling) | Energetic | households_cooling_final_demand_heat | Heat | EU | Energy demand | 0 | FEC
GR | TYNDP2026 | LEV | 2040 | TWh | 347 | Sub_sector | Households | Cooling | Households (cooling) | Energetic | households_cooling_final_demand_biomass | Biomass | EU | Energy demand | 0 | FEC
GR | TYNDP2026 | LEV | 2040 | TWh | 348 | Sub_sector | Households | Cooling | Households (cooling) | Energetic | households_cooling_final_demand_coal | Solids | EU | Energy demand | 0 | FEC
GR | TYNDP2026 | LEV | 2040 | TWh | 349 | Sub_sector | Households | Cooling | Households (cooling) | Energetic | households_cooling_final_demand_oil | Liquids | EU | Energy demand | 0 | FEC
GR | TYNDP2026 | LEV | 2040 | TWh | 350 | Sub_sector | Households | Cooling | Households (cooling) | Energetic | households_cooling_final_demand_other | Others | EU | Energy demand | 0 | FEC
GR | TYNDP2026 | LEV | 2040 | TWh | 351 | Sub_sector | Households | Cooling | Households (cooling) | Energetic | households_cooling_final_demand_ammonia | Ammonia | EU | Energy demand | 0 | FEC
GR | TYNDP2026 | LEV | 2040 | TWh | 354 | Sub_sector | Households | Hot water | Households (hot water) | Energetic | households_hot_water_final_demand_electricity | Electricity | EU | Energy demand | 0.69675 | FEC
GR | TYNDP2026 | LEV | 2040 | TWh | 355 | Sub_sector | Households | Hot water | Households (hot water) | Energetic | households_hot_water_final_demand_hydrogen | Hydrogen | EU | Energy demand | 0 | FEC
GR | TYNDP2026 | LEV | 2040 | TWh | 356 | Sub_sector | Households | Hot water | Households (hot water) | Energetic | households_hot_water_final_demand_methane | Methane | EU | Energy demand | 0.62912 | FEC
GR | TYNDP2026 | LEV | 2040 | TWh | 357 | Sub_sector | Households | Hot water | Households (hot water) | Energetic | households_hot_water_final_demand_heat | Heat | EU | Energy demand | 0.050601 | FEC
GR | TYNDP2026 | LEV | 2040 | TWh | 358 | Sub_sector | Households | Hot water | Households (hot water) | Energetic | households_hot_water_final_demand_biomass | Biomass | EU | Energy demand | 1.2018 | FEC
GR | TYNDP2026 | LEV | 2040 | TWh | 359 | Sub_sector | Households | Hot water | Households (hot water) | Energetic | households_hot_water_final_demand_coal | Solids | EU | Energy demand | 0 | FEC
GR | TYNDP2026 | LEV | 2040 | TWh | 360 | Sub_sector | Households | Hot water | Households (hot water) | Energetic | households_hot_water_final_demand_oil | Liquids | EU | Energy demand | 0.096857 | FEC
GR | TYNDP2026 | LEV | 2040 | TWh | 361 | Sub_sector | Households | Hot water | Households (hot water) | Energetic | households_hot_water_final_demand_other | Others | EU | Energy demand | 3.8654 | FEC
GR | TYNDP2026 | LEV | 2040 | TWh | 362 | Sub_sector | Households | Hot water | Households (hot water) | Energetic | households_hot_water_final_demand_ammonia | Ammonia | EU | Energy demand | 0 | FEC
GR | TYNDP2026 | LEV | 2040 | TWh | 365 | Sub_sector | Households | Appliances | Households (appliances) | Energetic | households_appliances_final_demand_electricity | Electricity | EU | Energy demand | 9.524 | FEC
GR | TYNDP2026 | LEV | 2040 | TWh | 366 | Sub_sector | Households | Appliances | Households (appliances) | Energetic | households_appliances_final_demand_hydrogen | Hydrogen | EU | Energy demand | 0 | FEC
GR | TYNDP2026 | LEV | 2040 | TWh | 367 | Sub_sector | Households | Appliances | Households (appliances) | Energetic | households_appliances_final_demand_methane | Methane | EU | Energy demand | 0.70412 | FEC
GR | TYNDP2026 | LEV | 2040 | TWh | 368 | Sub_sector | Households | Appliances | Households (appliances) | Energetic | households_appliances_final_demand_heat | Heat | EU | Energy demand | 0 | FEC
GR | TYNDP2026 | LEV | 2040 | TWh | 369 | Sub_sector | Households | Appliances | Households (appliances) | Energetic | households_appliances_final_demand_biomass | Biomass | EU | Energy demand | 0.17564 | FEC
GR | TYNDP2026 | LEV | 2040 | TWh | 370 | Sub_sector | Households | Appliances | Households (appliances) | Energetic | households_appliances_final_demand_coal | Solids | EU | Energy demand | 0 | FEC
GR | TYNDP2026 | LEV | 2040 | TWh | 371 | Sub_sector | Households | Appliances | Households (appliances) | Energetic | households_appliances_final_demand_oil | Liquids | EU | Energy demand | 0 | FEC
GR | TYNDP2026 | LEV | 2040 | TWh | 372 | Sub_sector | Households | Appliances | Households (appliances) | Energetic | households_appliances_final_demand_other | Others | EU | Energy demand | 0 | FEC
GR | TYNDP2026 | LEV | 2040 | TWh | 373 | Sub_sector | Households | Appliances | Households (appliances) | Energetic | households_appliances_final_demand_ammonia | Ammonia | EU | Energy demand | 0 | FEC
GR | TYNDP2026 | LEV | 2040 | TWh | 375 | Sub_sector | Buildings | Space heating | Buildings (heat) | Energetic | buildings_heat_final_demand_electricity | Electricity | EU | Energy demand | 5.2431 | FEC
GR | TYNDP2026 | LEV | 2040 | TWh | 376 | Sub_sector | Buildings | Space heating | Buildings (heat) | Energetic | buildings_heat_final_demand_hydrogen | Hydrogen | EU | Energy demand | 0 | FEC
GR | TYNDP2026 | LEV | 2040 | TWh | 377 | Sub_sector | Buildings | Space heating | Buildings (heat) | Energetic | buildings_heat_final_demand_methane | Methane | EU | Energy demand | 1.0879 | FEC
GR | TYNDP2026 | LEV | 2040 | TWh | 378 | Sub_sector | Buildings | Space heating | Buildings (heat) | Energetic | buildings_heat_final_demand_heat | Heat | EU | Energy demand | 0 | FEC
GR | TYNDP2026 | LEV | 2040 | TWh | 379 | Sub_sector | Buildings | Space heating | Buildings (heat) | Energetic | buildings_heat_final_demand_biomass | Biomass | EU | Energy demand | 0.49675 | FEC
GR | TYNDP2026 | LEV | 2040 | TWh | 380 | Sub_sector | Buildings | Space heating | Buildings (heat) | Energetic | buildings_heat_final_demand_coal | Solids | EU | Energy demand | 0 | FEC
GR | TYNDP2026 | LEV | 2040 | TWh | 381 | Sub_sector | Buildings | Space heating | Buildings (heat) | Energetic | buildings_heat_final_demand_oil | Liquids | EU | Energy demand | 0 | FEC
GR | TYNDP2026 | LEV | 2040 | TWh | 382 | Sub_sector | Buildings | Space heating | Buildings (heat) | Energetic | buildings_heat_final_demand_other | Others | EU | Energy demand | 0.70897 | FEC
GR | TYNDP2026 | LEV | 2040 | TWh | 383 | Sub_sector | Buildings | Space heating | Buildings (heat) | Energetic | buildings_heat_final_demand_ammonia | Ammonia | EU | Energy demand | 0 | FEC
GR | TYNDP2026 | LEV | 2040 | TWh | 386 | Sub_sector | Buildings | Cooling | Buildings (cooling) | Energetic | buildings_cooling_final_demand_electricity | Electricity | EU | Energy demand | 5.915 | FEC
GR | TYNDP2026 | LEV | 2040 | TWh | 387 | Sub_sector | Buildings | Cooling | Buildings (cooling) | Energetic | buildings_cooling_final_demand_hydrogen | Hydrogen | EU | Energy demand | 0 | FEC
GR | TYNDP2026 | LEV | 2040 | TWh | 388 | Sub_sector | Buildings | Cooling | Buildings (cooling) | Energetic | buildings_cooling_final_demand_methane | Methane | EU | Energy demand | 0 | FEC
GR | TYNDP2026 | LEV | 2040 | TWh | 389 | Sub_sector | Buildings | Cooling | Buildings (cooling) | Energetic | buildings_cooling_final_demand_heat | Heat | EU | Energy demand | 0 | FEC
GR | TYNDP2026 | LEV | 2040 | TWh | 390 | Sub_sector | Buildings | Cooling | Buildings (cooling) | Energetic | buildings_cooling_final_demand_biomass | Biomass | EU | Energy demand | 0 | FEC
GR | TYNDP2026 | LEV | 2040 | TWh | 391 | Sub_sector | Buildings | Cooling | Buildings (cooling) | Energetic | buildings_cooling_final_demand_coal | Solids | EU | Energy demand | 0 | FEC
GR | TYNDP2026 | LEV | 2040 | TWh | 392 | Sub_sector | Buildings | Cooling | Buildings (cooling) | Energetic | buildings_cooling_final_demand_oil | Liquids | EU | Energy demand | 0 | FEC
GR | TYNDP2026 | LEV | 2040 | TWh | 393 | Sub_sector | Buildings | Cooling | Buildings (cooling) | Energetic | buildings_cooling_final_demand_other | Others | EU | Energy demand | 0 | FEC
GR | TYNDP2026 | LEV | 2040 | TWh | 394 | Sub_sector | Buildings | Cooling | Buildings (cooling) | Energetic | buildings_cooling_final_demand_ammonia | Ammonia | EU | Energy demand | 0 | FEC
GR | TYNDP2026 | LEV | 2040 | TWh | 397 | Sub_sector | Buildings | Appliances | Buildings (appliances) | Energetic | buildings_appliances_final_demand_electricity | Electricity | EU | Energy demand | 6.4873 | FEC
GR | TYNDP2026 | LEV | 2040 | TWh | 398 | Sub_sector | Buildings | Appliances | Buildings (appliances) | Energetic | buildings_appliances_final_demand_hydrogen | Hydrogen | EU | Energy demand | 0 | FEC
GR | TYNDP2026 | LEV | 2040 | TWh | 399 | Sub_sector | Buildings | Appliances | Buildings (appliances) | Energetic | buildings_appliances_final_demand_methane | Methane | EU | Energy demand | 0.50685 | FEC
GR | TYNDP2026 | LEV | 2040 | TWh | 400 | Sub_sector | Buildings | Appliances | Buildings (appliances) | Energetic | buildings_appliances_final_demand_heat | Heat | EU | Energy demand | 0 | FEC
GR | TYNDP2026 | LEV | 2040 | TWh | 401 | Sub_sector | Buildings | Appliances | Buildings (appliances) | Energetic | buildings_appliances_final_demand_biomass | Biomass | EU | Energy demand | 0 | FEC
GR | TYNDP2026 | LEV | 2040 | TWh | 402 | Sub_sector | Buildings | Appliances | Buildings (appliances) | Energetic | buildings_appliances_final_demand_coal | Solids | EU | Energy demand | 0 | FEC
GR | TYNDP2026 | LEV | 2040 | TWh | 403 | Sub_sector | Buildings | Appliances | Buildings (appliances) | Energetic | buildings_appliances_final_demand_oil | Liquids | EU | Energy demand | 0 | FEC
GR | TYNDP2026 | LEV | 2040 | TWh | 404 | Sub_sector | Buildings | Appliances | Buildings (appliances) | Energetic | buildings_appliances_final_demand_other | Others | EU | Energy demand | 0 | FEC
GR | TYNDP2026 | LEV | 2040 | TWh | 405 | Sub_sector | Buildings | Appliances | Buildings (appliances) | Energetic | buildings_appliances_final_demand_ammonia | Ammonia | EU | Energy demand | 0 | FEC
GR | TYNDP2026 | LEV | 2040 | TWh | 407 | Sub_sector | Buildings | Datacenters | Datacenters & ICT | Energetic | datacentres_final_demand_electricity_energetic | Electricity | EU | Energy demand | 0.98461 | FEC
GR | TYNDP2026 | LEV | 2040 | TWh | 408 | Sub_sector | Buildings | Datacenters | Datacenters & ICT | Energetic | datacentres_final_demand_hydrogen_energetic | Hydrogen | EU | Energy demand | 0 | FEC
GR | TYNDP2026 | LEV | 2040 | TWh | 409 | Sub_sector | Buildings | Datacenters | Datacenters & ICT | Energetic | datacentres_final_demand_methane_energetic | Methane | EU | Energy demand | 0 | FEC
GR | TYNDP2026 | LEV | 2040 | TWh | 410 | Sub_sector | Buildings | Datacenters | Datacenters & ICT | Energetic | datacentres_final_demand_heat_energetic | Heat | EU | Energy demand | 0 | FEC
GR | TYNDP2026 | LEV | 2040 | TWh | 411 | Sub_sector | Buildings | Datacenters | Datacenters & ICT | Energetic | datacentres_final_demand_biomass_energetic | Biomass | EU | Energy demand | 0 | FEC
GR | TYNDP2026 | LEV | 2040 | TWh | 412 | Sub_sector | Buildings | Datacenters | Datacenters & ICT | Energetic | datacentres_final_demand_coal_energetic | Solids | EU | Energy demand | 0 | FEC
GR | TYNDP2026 | LEV | 2040 | TWh | 413 | Sub_sector | Buildings | Datacenters | Datacenters & ICT | Energetic | datacentres_final_demand_oil_energetic | Liquids | EU | Energy demand | 0 | FEC
GR | TYNDP2026 | LEV | 2040 | TWh | 414 | Sub_sector | Buildings | Datacenters | Datacenters & ICT | Energetic | datacentres_final_demand_other_energetic | Others | EU | Energy demand | 0 | FEC
GR | TYNDP2026 | LEV | 2040 | TWh | 415 | Sub_sector | Buildings | Datacenters | Datacenters & ICT | Energetic | datacentres_final_demand_ammonia_energetic | Ammonia | EU | Energy demand | 0 | FEC
GR | TYNDP2026 | LEV | 2040 | TWh | 417 | Sub_sector | Transport | Others_Sector | Others_Sector | Energetic | other_final_demand_electricity_energetic | Electricity | EU | Energy demand | 0 | FEC
GR | TYNDP2026 | LEV | 2040 | TWh | 418 | Sub_sector | Transport | Others_Sector | Others_Sector | Energetic | other_final_demand_hydrogen_energetic | Hydrogen | EU | Energy demand | 0 | FEC
GR | TYNDP2026 | LEV | 2040 | TWh | 419 | Sub_sector | Transport | Pipeline Transport | Others_Sector | Energetic | other_final_demand_methane_energetic | Methane | EU | Energy demand | 0.051874 | FEC
GR | TYNDP2026 | LEV | 2040 | TWh | 420 | Sub_sector | Transport | Others_Sector | Others_Sector | Energetic | other_final_demand_heat_energetic | Heat | EU | Energy demand | 0 | FEC
GR | TYNDP2026 | LEV | 2040 | TWh | 421 | Sub_sector | Transport | Others_Sector | Others_Sector | Energetic | other_final_demand_biomass_energetic | Biomass | EU | Energy demand | 0 | FEC
GR | TYNDP2026 | LEV | 2040 | TWh | 422 | Sub_sector | Transport | Others_Sector | Others_Sector | Energetic | other_final_demand_coal_energetic | Solids | EU | Energy demand | 0.0001575 | FEC
GR | TYNDP2026 | LEV | 2040 | TWh | 423 | Sub_sector | Transport | Others_Sector | Others_Sector | Energetic | other_final_demand_oil_energetic | Liquids | EU | Energy demand | 2.6038 | FEC
GR | TYNDP2026 | LEV | 2040 | TWh | 424 | Sub_sector | Others_Sector | Others_Sector | Others_Sector | Non-energetic | other_final_demand_oil_non_energetic | Liquids | EU | Energy demand | 0.21085 | not_included_in_FEC
GR | TYNDP2026 | LEV | 2040 | TWh | 425 | Sub_sector | Transport | Others_Sector | Others_Sector | Energetic | other_final_demand_other_energetic | Others | EU | Energy demand | 0 | FEC
GR | TYNDP2026 | LEV | 2040 | TWh | 426 | Sub_sector | Transport | Others_Sector | Others_Sector | Energetic | other_final_demand_ammonia_energetic | Ammonia | EU | Energy demand | 0 | FEC
GR | TYNDP2026 | LEV | 2040 | TWh | 427 | Sub_sector | Industry | Surplus_Heat_in_Industry | Surplus_Heat_in_Industry | Energetic | final_demand_of_industry_unused_local_production_steam_hot_water | Heat | EU | Energy demand | 0 | FEC
GR | TYNDP2026 | LEV | 2040 | TWh | 429 | Sub_sector | Agriculture | Total | Agriculture | Energetic | agriculture_final_demand_electricity_energetic | Electricity | EU | Energy demand | 2.7529 | FEC
GR | TYNDP2026 | LEV | 2040 | TWh | 430 | Sub_sector | Agriculture | Total | Agriculture | Energetic | agriculture_final_demand_hydrogen_energetic | Hydrogen | EU | Energy demand | 0 | FEC
GR | TYNDP2026 | LEV | 2040 | TWh | 431 | Sub_sector | Agriculture | Total | Agriculture | Energetic | agriculture_final_demand_methane_energetic | Methane | EU | Energy demand | 1.92e-10 | FEC
GR | TYNDP2026 | LEV | 2040 | TWh | 432 | Sub_sector | Agriculture | Total | Agriculture | Energetic | agriculture_final_demand_heat_energetic | Heat | EU | Energy demand | 0 | FEC
GR | TYNDP2026 | LEV | 2040 | TWh | 433 | Sub_sector | Agriculture | Total | Agriculture | Energetic | agriculture_final_demand_biomass_energetic | Biomass | EU | Energy demand | 0.34833 | FEC
GR | TYNDP2026 | LEV | 2040 | TWh | 434 | Sub_sector | Agriculture | Total | Agriculture | Energetic | agriculture_final_demand_coal_energetic | Solids | EU | Energy demand | 0 | FEC
GR | TYNDP2026 | LEV | 2040 | TWh | 435 | Sub_sector | Agriculture | Total | Agriculture | Energetic | agriculture_final_demand_oil_energetic | Liquids | EU | Energy demand | 0.46834 | FEC
GR | TYNDP2026 | LEV | 2040 | TWh | 436 | Sub_sector | Agriculture | Total | Agriculture | Energetic | agriculture_final_demand_other_energetic | Others | EU | Energy demand | 0 | FEC
GR | TYNDP2026 | LEV | 2040 | TWh | 437 | Sub_sector | Agriculture | Total | Agriculture | Energetic | agriculture_final_demand_ammonia_energetic | Ammonia | EU | Energy demand | 0 | FEC
GR | TYNDP2026 | LEV | 2040 | TWh | 447 | Sub_sector | Buildings | Surplus Energy | Buildings | Energetic | GAP | Electricity | EU | Energy demand | 0 | FEC
GR | TYNDP2026 | LEV | 2040 | TWh | 448 | Sub_sector | Buildings | Surplus Energy | Buildings | Energetic | GAP | Hydrogen | EU | Energy demand | 0 | FEC
GR | TYNDP2026 | LEV | 2040 | TWh | 449 | Sub_sector | Buildings | Surplus Energy | Buildings | Energetic | GAP | Methane | EU | Energy demand | 0 | FEC
GR | TYNDP2026 | LEV | 2040 | TWh | 450 | Sub_sector | Buildings | Surplus Energy | Buildings | Energetic | GAP | Heat | EU | Energy demand | 0 | FEC
GR | TYNDP2026 | LEV | 2040 | TWh | 451 | Sub_sector | Buildings | Surplus Energy | Buildings | Energetic | GAP | Biomass | EU | Energy demand | 0.00012604 | FEC
GR | TYNDP2026 | LEV | 2040 | TWh | 452 | Sub_sector | Buildings | Surplus Energy | Buildings | Energetic | GAP | Solids | EU | Energy demand | 0 | FEC
GR | TYNDP2026 | LEV | 2040 | TWh | 453 | Sub_sector | Buildings | Surplus Energy | Buildings | Energetic | GAP | Liquids | EU | Energy demand | 0.24015 | FEC
GR | TYNDP2026 | LEV | 2040 | TWh | 454 | Sub_sector | Buildings | Surplus Energy | Buildings | Energetic | GAP | Others | EU | Energy demand | 0 | FEC
GR | TYNDP2026 | LEV | 2040 | TWh | 455 | Sub_sector | Buildings | Surplus Energy | Buildings | Energetic | GAP | Ammonia | EU | Energy demand | 0 | FEC
GR | TYNDP2026 | LEV | 2040 | TWh | 456 | Sub_sector | Households | Surplus Energy | Households | Energetic | GAP | Electricity | EU | Energy demand | 0 | FEC
GR | TYNDP2026 | LEV | 2040 | TWh | 457 | Sub_sector | Households | Surplus Energy | Households | Energetic | GAP | Hydrogen | EU | Energy demand | 0 | FEC
GR | TYNDP2026 | LEV | 2040 | TWh | 458 | Sub_sector | Households | Surplus Energy | Households | Energetic | GAP | Methane | EU | Energy demand | 0 | FEC
GR | TYNDP2026 | LEV | 2040 | TWh | 459 | Sub_sector | Households | Surplus Energy | Households | Energetic | GAP | Heat | EU | Energy demand | 0 | FEC
GR | TYNDP2026 | LEV | 2040 | TWh | 460 | Sub_sector | Households | Surplus Energy | Households | Energetic | GAP | Biomass | EU | Energy demand | 0 | FEC
GR | TYNDP2026 | LEV | 2040 | TWh | 461 | Sub_sector | Households | Surplus Energy | Households | Energetic | GAP | Solids | EU | Energy demand | 0 | FEC
GR | TYNDP2026 | LEV | 2040 | TWh | 462 | Sub_sector | Households | Surplus Energy | Households | Energetic | GAP | Liquids | EU | Energy demand | 0 | FEC
GR | TYNDP2026 | LEV | 2040 | TWh | 463 | Sub_sector | Households | Surplus Energy | Households | Energetic | GAP | Others | EU | Energy demand | 0 | FEC
GR | TYNDP2026 | LEV | 2040 | TWh | 464 | Sub_sector | Households | Surplus Energy | Households | Energetic | GAP | Ammonia | EU | Energy demand | 0 | FEC
HR | TYNDP2026 | NT | 2030 | TWh | 102 | Sub_sector | Industry | Aluminium | Industry (aluminium) | Energetic | industry_aluminium_demand_electricity_energetic | Electricity | EU | Energy demand | 0 | FEC
HR | TYNDP2026 | NT | 2030 | TWh | 103 | Sub_sector | Industry | Aluminium | Industry (aluminium) | Energetic | industry_aluminium_demand_hydrogen_energetic | Hydrogen | EU | Energy demand | 0 | FEC
HR | TYNDP2026 | NT | 2030 | TWh | 104 | Sub_sector | Industry | Aluminium | Industry (aluminium) | Energetic | industry_aluminium_demand_methane_energetic | Methane | EU | Energy demand | 0 | FEC
HR | TYNDP2026 | NT | 2030 | TWh | 105 | Sub_sector | Industry | Aluminium | Industry (aluminium) | Energetic | industry_aluminium_demand_heat_energetic | Heat | EU | Energy demand | 0 | FEC
HR | TYNDP2026 | NT | 2030 | TWh | 106 | Sub_sector | Industry | Aluminium | Industry (aluminium) | Energetic | industry_aluminium_demand_biomass_energetic | Biomass | EU | Energy demand | 0 | FEC
HR | TYNDP2026 | NT | 2030 | TWh | 107 | Sub_sector | Industry | Aluminium | Industry (aluminium) | Energetic | industry_aluminium_demand_coal_energetic | Solids | EU | Energy demand | 0 | FEC
HR | TYNDP2026 | NT | 2030 | TWh | 108 | Sub_sector | Industry | Aluminium | Industry (aluminium) | Energetic | industry_aluminium_demand_oil_energetic | Liquids | EU | Energy demand | 0 | FEC
HR | TYNDP2026 | NT | 2030 | TWh | 109 | Sub_sector | Industry | Aluminium | Industry (aluminium) | Energetic | industry_aluminium_demand_others_energetic | Others | EU | Energy demand | 0 | FEC
HR | TYNDP2026 | NT | 2030 | TWh | 110 | Sub_sector | Industry | Aluminium | Industry (aluminium) | Energetic | industry_ammonia_demand_others_energetic | Ammonia | EU | Energy demand | 0 | FEC
HR | TYNDP2026 | NT | 2030 | TWh | 112 | Sub_sector | Industry | Chemicals | Industry (chemicals, energetic) | Energetic | industry_chemical_demand_electricity_energetic | Electricity | EU | Energy demand | 0.20996 | FEC
HR | TYNDP2026 | NT | 2030 | TWh | 113 | Sub_sector | Industry | Chemicals | Industry (chemicals, energetic) | Energetic | industry_chemical_demand_hydrogen_energetic | Hydrogen | EU | Energy demand | 0.0034984 | FEC
HR | TYNDP2026 | NT | 2030 | TWh | 114 | Sub_sector | Industry | Chemicals | Industry (chemicals, energetic) | Energetic | industry_chemical_demand_methane_energetic | Methane | EU | Energy demand | 0.035567 | FEC
HR | TYNDP2026 | NT | 2030 | TWh | 115 | Sub_sector | Industry | Chemicals | Industry (chemicals, energetic) | Energetic | industry_chemical_demand_heat_energetic | Heat | EU | Energy demand | 0.012069 | FEC
HR | TYNDP2026 | NT | 2030 | TWh | 116 | Sub_sector | Industry | Chemicals | Industry (chemicals, energetic) | Energetic | industry_chemical_demand_biomass_energetic | Biomass | EU | Energy demand | 0.014431 | FEC
HR | TYNDP2026 | NT | 2030 | TWh | 117 | Sub_sector | Industry | Chemicals | Industry (chemicals, energetic) | Energetic | industry_chemical_demand_coal_energetic | Solids | EU | Energy demand | 0.0013119 | FEC
HR | TYNDP2026 | NT | 2030 | TWh | 118 | Sub_sector | Industry | Chemicals | Industry (chemicals, energetic) | Energetic | industry_chemical_demand_oil_energetic | Liquids | EU | Energy demand | 0.0012645 | FEC
HR | TYNDP2026 | NT | 2030 | TWh | 119 | Sub_sector | Industry | Chemicals | Industry (chemicals, energetic) | Energetic | industry_chemical_demand_others_energetic | Others | EU | Energy demand | 0 | FEC
HR | TYNDP2026 | NT | 2030 | TWh | 120 | Sub_sector | Industry | Chemicals | Industry (chemicals, energetic) | Energetic | industry_chemical_demand_ammonia_energetic | Ammonia | EU | Energy demand | 0 | FEC
HR | TYNDP2026 | NT | 2030 | TWh | 122 | Sub_sector | Industry | Chemicals | Industry (chemicals, non-energetic) | Non-energetic | industry_chemical_demand_electricity_non_energetic | Electricity | EU | Energy demand | 0 | not_included_in_FEC
HR | TYNDP2026 | NT | 2030 | TWh | 123 | Sub_sector | Industry | Chemicals | Industry (chemicals, non-energetic) | Non-energetic | industry_chemical_demand_hydrogen_non_energetic | Hydrogen | EU | Energy demand | 0.0856 | not_included_in_FEC
HR | TYNDP2026 | NT | 2030 | TWh | 124 | Sub_sector | Industry | Chemicals | Industry (chemicals, non-energetic) | Non-energetic | industry_chemical_demand_methane_non_energetic | Methane | EU | Energy demand | 0.0428 | not_included_in_FEC
HR | TYNDP2026 | NT | 2030 | TWh | 125 | Sub_sector | Industry | Chemicals | Industry (chemicals, non-energetic) | Non-energetic | industry_chemical_demand_heat_non_energetic | Heat | EU | Energy demand | 0 | not_included_in_FEC
HR | TYNDP2026 | NT | 2030 | TWh | 126 | Sub_sector | Industry | Chemicals | Industry (chemicals, non-energetic) | Non-energetic | industry_chemical_demand_biomass_non_energetic | Biomass | EU | Energy demand | 0.2568 | not_included_in_FEC
HR | TYNDP2026 | NT | 2030 | TWh | 127 | Sub_sector | Industry | Chemicals | Industry (chemicals, non-energetic) | Non-energetic | industry_chemical_demand_coal_non_energetic | Solids | EU | Energy demand | 0 | not_included_in_FEC
HR | TYNDP2026 | NT | 2030 | TWh | 128 | Sub_sector | Industry | Chemicals | Industry (chemicals, non-energetic) | Non-energetic | industry_chemical_demand_oil_non_energetic | Liquids | EU | Energy demand | 1.3268 | not_included_in_FEC
HR | TYNDP2026 | NT | 2030 | TWh | 129 | Sub_sector | Industry | Chemicals | Industry (chemicals, non-energetic) | Non-energetic | industry_chemical_demand_others_non_energetic | Others | EU | Energy demand | 0 | not_included_in_FEC
HR | TYNDP2026 | NT | 2030 | TWh | 130 | Sub_sector | Industry | Chemicals | Industry (chemicals, non-energetic) | Non-energetic | industry_chemical_demand_ammonia_non_energetic | Ammonia | EU | Energy demand | 0 | not_included_in_FEC
HR | TYNDP2026 | NT | 2030 | TWh | 132 | Sub_sector | Industry | Fertilizers | Industry (fertilizers, energetic) | Energetic | industry_fertilizers_demand_electricity_energetic | Electricity | EU | Energy demand | 0.17901 | FEC
HR | TYNDP2026 | NT | 2030 | TWh | 133 | Sub_sector | Industry | Fertilizers | Industry (fertilizers, energetic) | Energetic | industry_fertilizers_demand_hydrogen_energetic | Hydrogen | EU | Energy demand | 0.26174 | FEC
HR | TYNDP2026 | NT | 2030 | TWh | 134 | Sub_sector | Industry | Fertilizers | Industry (fertilizers, energetic) | Energetic | industry_fertilizers_demand_methane_energetic | Methane | EU | Energy demand | 1.1924 | FEC
HR | TYNDP2026 | NT | 2030 | TWh | 135 | Sub_sector | Industry | Fertilizers | Industry (fertilizers, energetic) | Energetic | industry_fertilizers_demand_heat_energetic | Heat | EU | Energy demand | 0 | FEC
HR | TYNDP2026 | NT | 2030 | TWh | 136 | Sub_sector | Industry | Fertilizers | Industry (fertilizers, energetic) | Energetic | industry_fertilizers_demand_biomass_energetic | Biomass | EU | Energy demand | 0 | FEC
HR | TYNDP2026 | NT | 2030 | TWh | 137 | Sub_sector | Industry | Fertilizers | Industry (fertilizers, energetic) | Energetic | industry_fertilizers_demand_coal_energetic | Solids | EU | Energy demand | 0 | FEC
HR | TYNDP2026 | NT | 2030 | TWh | 138 | Sub_sector | Industry | Fertilizers | Industry (fertilizers, energetic) | Energetic | industry_fertilizers_demand_oil_energetic | Liquids | EU | Energy demand | 0 | FEC
HR | TYNDP2026 | NT | 2030 | TWh | 139 | Sub_sector | Industry | Fertilizers | Industry (fertilizers, energetic) | Energetic | industry_fertilizers_demand_others_energetic | Others | EU | Energy demand | 0 | FEC
HR | TYNDP2026 | NT | 2030 | TWh | 140 | Sub_sector | Industry | Fertilizers | Industry (fertilizers, energetic) | Energetic | industry_fertilizers_demand_ammonia_energetic | Ammonia | EU | Energy demand | 0 | FEC
HR | TYNDP2026 | NT | 2030 | TWh | 142 | Sub_sector | Industry | Fertilizers | Industry (fertilizers, non-energetic) | Non-energetic | industry_fertilizers_demand_electricity_non_energetic | Electricity | EU | Energy demand | 0 | not_included_in_FEC
HR | TYNDP2026 | NT | 2030 | TWh | 143 | Sub_sector | Industry | Fertilizers | Industry (fertilizers, non-energetic) | Non-energetic | industry_fertilizers_demand_hydrogen_non_energetic | Hydrogen | EU | Energy demand | 0.57284 | not_included_in_FEC
HR | TYNDP2026 | NT | 2030 | TWh | 144 | Sub_sector | Industry | Fertilizers | Industry (fertilizers, non-energetic) | Non-energetic | industry_fertilizers_demand_methane_non_energetic | Methane | EU | Energy demand | 3.3402 | not_included_in_FEC
HR | TYNDP2026 | NT | 2030 | TWh | 145 | Sub_sector | Industry | Fertilizers | Industry (fertilizers, non-energetic) | Non-energetic | industry_fertilizers_demand_heat_non_energetic | Heat | EU | Energy demand | 0 | not_included_in_FEC
HR | TYNDP2026 | NT | 2030 | TWh | 146 | Sub_sector | Industry | Fertilizers | Industry (fertilizers, non-energetic) | Non-energetic | industry_fertilizers_demand_biomass_non_energetic | Biomass | EU | Energy demand | 0 | not_included_in_FEC
HR | TYNDP2026 | NT | 2030 | TWh | 147 | Sub_sector | Industry | Fertilizers | Industry (fertilizers, non-energetic) | Non-energetic | industry_fertilizers_demand_coal_non_energetic | Solids | EU | Energy demand | 0 | not_included_in_FEC
HR | TYNDP2026 | NT | 2030 | TWh | 148 | Sub_sector | Industry | Fertilizers | Industry (fertilizers, non-energetic) | Non-energetic | industry_fertilizers_demand_oil_non_energetic | Liquids | EU | Energy demand | 0 | not_included_in_FEC
HR | TYNDP2026 | NT | 2030 | TWh | 149 | Sub_sector | Industry | Fertilizers | Industry (fertilizers, non-energetic) | Non-energetic | industry_fertilizers_demand_others_non_energetic | Others | EU | Energy demand | 0 | not_included_in_FEC
HR | TYNDP2026 | NT | 2030 | TWh | 150 | Sub_sector | Industry | Fertilizers | Industry (fertilizers, non-energetic) | Non-energetic | industry_fertilizers_demand_ammonia_non_energetic | Ammonia | EU | Energy demand | 0 | not_included_in_FEC
HR | TYNDP2026 | NT | 2030 | TWh | 152 | Sub_sector | Industry | Food | Industry (food) | Energetic | industry_food_demand_electricity_energetic | Electricity | EU | Energy demand | 1.0841 | FEC
HR | TYNDP2026 | NT | 2030 | TWh | 153 | Sub_sector | Industry | Food | Industry (food) | Energetic | industry_food_demand_hydrogen_energetic | Hydrogen | EU | Energy demand | 0 | FEC
HR | TYNDP2026 | NT | 2030 | TWh | 154 | Sub_sector | Industry | Food | Industry (food) | Energetic | industry_food_demand_methane_energetic | Methane | EU | Energy demand | 0.64408 | FEC
HR | TYNDP2026 | NT | 2030 | TWh | 155 | Sub_sector | Industry | Food | Industry (food) | Energetic | industry_food_demand_heat_energetic | Heat | EU | Energy demand | 0 | FEC
HR | TYNDP2026 | NT | 2030 | TWh | 156 | Sub_sector | Industry | Food | Industry (food) | Energetic | industry_food_demand_biomass_energetic | Biomass | EU | Energy demand | 0 | FEC
HR | TYNDP2026 | NT | 2030 | TWh | 157 | Sub_sector | Industry | Food | Industry (food) | Energetic | industry_food_demand_coal_energetic | Solids | EU | Energy demand | 0 | FEC
HR | TYNDP2026 | NT | 2030 | TWh | 158 | Sub_sector | Industry | Food | Industry (food) | Energetic | industry_food_demand_oil_energetic | Liquids | EU | Energy demand | 0.041082 | FEC
HR | TYNDP2026 | NT | 2030 | TWh | 159 | Sub_sector | Industry | Food | Industry (food) | Energetic | industry_food_demand_others_energetic | Others | EU | Energy demand | 0 | FEC
HR | TYNDP2026 | NT | 2030 | TWh | 160 | Sub_sector | Industry | Food | Industry (food) | Energetic | industry_food_demand_ammonia_energetic | Ammonia | EU | Energy demand | 0 | FEC
HR | TYNDP2026 | NT | 2030 | TWh | 162 | Sub_sector | Industry | Metals | Industry (metal) | Energetic | industry_metal_demand_electricity_energetic | Electricity | EU | Energy demand | 0.10007 | FEC
HR | TYNDP2026 | NT | 2030 | TWh | 163 | Sub_sector | Industry | Metals | Industry (metal) | Energetic | industry_metal_demand_hydrogen_energetic | Hydrogen | EU | Energy demand | 0 | FEC
HR | TYNDP2026 | NT | 2030 | TWh | 164 | Sub_sector | Industry | Metals | Industry (metal) | Energetic | industry_metal_demand_methane_energetic | Methane | EU | Energy demand | 0.11915 | FEC
HR | TYNDP2026 | NT | 2030 | TWh | 165 | Sub_sector | Industry | Metals | Industry (metal) | Energetic | industry_metal_demand_heat_energetic | Heat | EU | Energy demand | 0 | FEC
HR | TYNDP2026 | NT | 2030 | TWh | 166 | Sub_sector | Industry | Metals | Industry (metal) | Energetic | industry_metal_demand_biomass_energetic | Biomass | EU | Energy demand | 0 | FEC
HR | TYNDP2026 | NT | 2030 | TWh | 167 | Sub_sector | Industry | Metals | Industry (metal) | Energetic | industry_metal_demand_coal_energetic | Solids | EU | Energy demand | 0 | FEC
HR | TYNDP2026 | NT | 2030 | TWh | 168 | Sub_sector | Industry | Metals | Industry (metal) | Energetic | industry_metal_demand_oil_energetic | Liquids | EU | Energy demand | 0.013298 | FEC
HR | TYNDP2026 | NT | 2030 | TWh | 169 | Sub_sector | Industry | Metals | Industry (metal) | Energetic | industry_metal_demand_others_energetic | Others | EU | Energy demand | 0 | FEC
HR | TYNDP2026 | NT | 2030 | TWh | 170 | Sub_sector | Industry | Metals | Industry (metal) | Energetic | industry_metal_demand_ammonia_energetic | Ammonia | EU | Energy demand | 0 | FEC
HR | TYNDP2026 | NT | 2030 | TWh | 172 | Sub_sector | Industry | Others | Industry (other, energetic) | Energetic | industry_other_demand_electricity_energetic | Electricity | EU | Energy demand | 1.7781 | FEC
HR | TYNDP2026 | NT | 2030 | TWh | 173 | Sub_sector | Industry | Others | Industry (other, energetic) | Energetic | industry_other_demand_hydrogen_energetic | Hydrogen | EU | Energy demand | 0.23319 | FEC
HR | TYNDP2026 | NT | 2030 | TWh | 174 | Sub_sector | Industry | Others | Industry (other, energetic) | Energetic | industry_other_demand_methane_energetic | Methane | EU | Energy demand | 2.5068 | FEC
HR | TYNDP2026 | NT | 2030 | TWh | 175 | Sub_sector | Industry | Others | Industry (other, energetic) | Energetic | industry_other_demand_heat_energetic | Heat | EU | Energy demand | 0 | FEC
HR | TYNDP2026 | NT | 2030 | TWh | 176 | Sub_sector | Industry | Others | Industry (other, energetic) | Energetic | industry_other_demand_biomass_energetic | Biomass | EU | Energy demand | 0.029148 | FEC
HR | TYNDP2026 | NT | 2030 | TWh | 177 | Sub_sector | Industry | Others | Industry (other, energetic) | Energetic | industry_other_demand_coal_energetic | Solids | EU | Energy demand | 0.26234 | FEC
HR | TYNDP2026 | NT | 2030 | TWh | 178 | Sub_sector | Industry | Others | Industry (other, energetic) | Energetic | industry_other_demand_oil_energetic | Liquids | EU | Energy demand | 1.0202 | FEC
HR | TYNDP2026 | NT | 2030 | TWh | 179 | Sub_sector | Industry | Others | Industry (other, energetic) | Energetic | industry_other_demand_others_energetic | Others | EU | Energy demand | 0 | FEC
HR | TYNDP2026 | NT | 2030 | TWh | 180 | Sub_sector | Industry | Others | Industry (other, energetic) | Energetic | industry_other_demand_ammonia_energetic | Ammonia | EU | Energy demand | 0 | FEC
HR | TYNDP2026 | NT | 2030 | TWh | 182 | Sub_sector | Industry | Others | Industry (other, non-energetic) | Non-energetic | industry_other_demand_electricity_non_energetic | Electricity | EU | Energy demand | 0 | not_included_in_FEC
HR | TYNDP2026 | NT | 2030 | TWh | 183 | Sub_sector | Industry | Others | Industry (other, non-energetic) | Non-energetic | industry_other_demand_hydrogen_non_energetic | Hydrogen | EU | Energy demand | 0 | not_included_in_FEC
HR | TYNDP2026 | NT | 2030 | TWh | 184 | Sub_sector | Industry | Others | Industry (other, non-energetic) | Non-energetic | industry_other_demand_methane_non_energetic | Methane | EU | Energy demand | 0 | not_included_in_FEC
HR | TYNDP2026 | NT | 2030 | TWh | 185 | Sub_sector | Industry | Others | Industry (other, non-energetic) | Non-energetic | industry_other_demand_heat_non_energetic | Heat | EU | Energy demand | 0 | not_included_in_FEC
HR | TYNDP2026 | NT | 2030 | TWh | 186 | Sub_sector | Industry | Others | Industry (other, non-energetic) | Non-energetic | industry_other_demand_biomass_non_energetic | Biomass | EU | Energy demand | 0 | not_included_in_FEC
HR | TYNDP2026 | NT | 2030 | TWh | 187 | Sub_sector | Industry | Others | Industry (other, non-energetic) | Non-energetic | industry_other_demand_coal_non_energetic | Solids | EU | Energy demand | 0 | not_included_in_FEC
HR | TYNDP2026 | NT | 2030 | TWh | 188 | Sub_sector | Industry | Others | Industry (other, non-energetic) | Non-energetic | industry_other_demand_oil_non_energetic | Liquids | EU | Energy demand | 0.87611 | not_included_in_FEC
HR | TYNDP2026 | NT | 2030 | TWh | 189 | Sub_sector | Industry | Others | Industry (other, non-energetic) | Non-energetic | industry_other_demand_others_non_energetic | Others | EU | Energy demand | 0 | not_included_in_FEC
HR | TYNDP2026 | NT | 2030 | TWh | 190 | Sub_sector | Industry | Others | Industry (other, non-energetic) | Non-energetic | industry_other_demand_ammonia_non_energetic | Ammonia | EU | Energy demand | 0 | not_included_in_FEC
HR | TYNDP2026 | NT | 2030 | TWh | 192 | Sub_sector | Industry | Paper | Industry (paper) | Energetic | industry_paper_demand_electricity_energetic | Electricity | EU | Energy demand | 0.39773 | FEC
HR | TYNDP2026 | NT | 2030 | TWh | 193 | Sub_sector | Industry | Paper | Industry (paper) | Energetic | industry_paper_demand_hydrogen_energetic | Hydrogen | EU | Energy demand | 0.035744 | FEC
HR | TYNDP2026 | NT | 2030 | TWh | 194 | Sub_sector | Industry | Paper | Industry (paper) | Energetic | industry_paper_demand_methane_energetic | Methane | EU | Energy demand | 0.11617 | FEC
HR | TYNDP2026 | NT | 2030 | TWh | 195 | Sub_sector | Industry | Paper | Industry (paper) | Energetic | industry_paper_demand_heat_energetic | Heat | EU | Energy demand | 0 | FEC
HR | TYNDP2026 | NT | 2030 | TWh | 196 | Sub_sector | Industry | Paper | Industry (paper) | Energetic | industry_paper_demand_biomass_energetic | Biomass | EU | Energy demand | 0.10556 | FEC
HR | TYNDP2026 | NT | 2030 | TWh | 197 | Sub_sector | Industry | Paper | Industry (paper) | Energetic | industry_paper_demand_coal_energetic | Solids | EU | Energy demand | 0.020106 | FEC
HR | TYNDP2026 | NT | 2030 | TWh | 198 | Sub_sector | Industry | Paper | Industry (paper) | Energetic | industry_paper_demand_oil_energetic | Liquids | EU | Energy demand | 0 | FEC
HR | TYNDP2026 | NT | 2030 | TWh | 199 | Sub_sector | Industry | Paper | Industry (paper) | Energetic | industry_paper_demand_others_energetic | Others | EU | Energy demand | 0 | FEC
HR | TYNDP2026 | NT | 2030 | TWh | 200 | Sub_sector | Industry | Paper | Industry (paper) | Energetic | industry_paper_demand_ammonia_energetic | Ammonia | EU | Energy demand | 0 | FEC
HR | TYNDP2026 | NT | 2030 | TWh | 202 | Sub_sector | Industry | Refineries | Industry (refineries, energetic) | Energetic | industry_refinery_demand_electricity_energetic | Electricity | EU | Energy demand | 0.16664 | not_included_in_FEC
HR | TYNDP2026 | NT | 2030 | TWh | 203 | Sub_sector | Industry | Refineries | Industry (refineries, energetic) | Energetic | industry_refinery_demand_hydrogen_energetic | Hydrogen | EU | Energy demand | 0 | not_included_in_FEC
HR | TYNDP2026 | NT | 2030 | TWh | 204 | Sub_sector | Industry | Refineries | Industry (refineries, energetic) | Energetic | industry_refinery_demand_methane_energetic | Methane | EU | Energy demand | 0.7272 | not_included_in_FEC
HR | TYNDP2026 | NT | 2030 | TWh | 205 | Sub_sector | Industry | Refineries | Industry (refineries, energetic) | Energetic | industry_refinery_demand_heat_energetic | Heat | EU | Energy demand | 0 | not_included_in_FEC
HR | TYNDP2026 | NT | 2030 | TWh | 206 | Sub_sector | Industry | Refineries | Industry (refineries, energetic) | Energetic | industry_refinery_demand_biomass_energetic | Biomass | EU | Energy demand | 0 | not_included_in_FEC
HR | TYNDP2026 | NT | 2030 | TWh | 207 | Sub_sector | Industry | Refineries | Industry (refineries, energetic) | Energetic | industry_refinery_demand_coal_energetic | Solids | EU | Energy demand | 0 | not_included_in_FEC
HR | TYNDP2026 | NT | 2030 | TWh | 208 | Sub_sector | Industry | Refineries | Industry (refineries, energetic) | Energetic | industry_refinery_demand_oil_energetic | Liquids | EU | Energy demand | 1.6712 | not_included_in_FEC
HR | TYNDP2026 | NT | 2030 | TWh | 209 | Sub_sector | Industry | Refineries | Industry (refineries, energetic) | Energetic | industry_refinery_demand_others_energetic | Others | EU | Energy demand | 0 | not_included_in_FEC
HR | TYNDP2026 | NT | 2030 | TWh | 210 | Sub_sector | Industry | Refineries | Industry (refineries, energetic) | Energetic | industry_refinery_demand_ammonia_energetic | Ammonia | EU | Energy demand | 0 | not_included_in_FEC
HR | TYNDP2026 | NT | 2030 | TWh | 212 | Sub_sector | Industry | Refineries | Industry (refineries, non-energetic) | Non-energetic | industry_refinery_demand_electricity_non_energetic | Electricity | EU | Energy demand | 0 | not_included_in_FEC
HR | TYNDP2026 | NT | 2030 | TWh | 213 | Sub_sector | Industry | Refineries | Industry (refineries, non-energetic) | Non-energetic | industry_refinery_demand_hydrogen_non_energetic | Hydrogen | EU | Energy demand | 0 | not_included_in_FEC
HR | TYNDP2026 | NT | 2030 | TWh | 214 | Sub_sector | Industry | Refineries | Industry (refineries, non-energetic) | Non-energetic | industry_refinery_demand_methane_non_energetic | Methane | EU | Energy demand | 0 | not_included_in_FEC
HR | TYNDP2026 | NT | 2030 | TWh | 215 | Sub_sector | Industry | Refineries | Industry (refineries, non-energetic) | Non-energetic | industry_refinery_demand_heat_non_energetic | Heat | EU | Energy demand | 0 | not_included_in_FEC
HR | TYNDP2026 | NT | 2030 | TWh | 216 | Sub_sector | Industry | Refineries | Industry (refineries, non-energetic) | Non-energetic | industry_refinery_demand_biomass_non_energetic | Biomass | EU | Energy demand | 0 | not_included_in_FEC
HR | TYNDP2026 | NT | 2030 | TWh | 217 | Sub_sector | Industry | Refineries | Industry (refineries, non-energetic) | Non-energetic | industry_refinery_demand_coal_non_energetic | Solids | EU | Energy demand | 0 | not_included_in_FEC
HR | TYNDP2026 | NT | 2030 | TWh | 218 | Sub_sector | Industry | Refineries | Industry (refineries, non-energetic) | Non-energetic | industry_refinery_demand_oil_non_energetic | Liquids | EU | Energy demand | 0 | not_included_in_FEC
HR | TYNDP2026 | NT | 2030 | TWh | 219 | Sub_sector | Industry | Refineries | Industry (refineries, non-energetic) | Non-energetic | industry_refinery_demand_others_non_energetic | Others | EU | Energy demand | 0 | not_included_in_FEC
HR | TYNDP2026 | NT | 2030 | TWh | 220 | Sub_sector | Industry | Refineries | Industry (refineries, non-energetic) | Non-energetic | industry_refinery_demand_ammonia_non_energetic | Ammonia | EU | Energy demand | 0 | not_included_in_FEC
HR | TYNDP2026 | NT | 2030 | TWh | 222 | Sub_sector | Industry | Steel | Industry (steel) | Energetic | industry_steel_demand_electricity_energetic | Electricity | EU | Energy demand | 0.066528 | FEC
HR | TYNDP2026 | NT | 2030 | TWh | 223 | Sub_sector | Industry | Steel | Industry (steel) | Energetic | industry_steel_demand_hydrogen_energetic | Hydrogen | EU | Energy demand | 0.020013 | FEC
HR | TYNDP2026 | NT | 2030 | TWh | 224 | Sub_sector | Industry | Steel | Industry (steel) | Energetic | industry_steel_demand_methane_energetic | Methane | EU | Energy demand | 0.043186 | FEC
HR | TYNDP2026 | NT | 2030 | TWh | 225 | Sub_sector | Industry | Steel | Industry (steel) | Energetic | industry_steel_demand_heat_energetic | Heat | EU | Energy demand | 0 | FEC
HR | TYNDP2026 | NT | 2030 | TWh | 226 | Sub_sector | Industry | Steel | Industry (steel) | Energetic | industry_steel_demand_biomass_energetic | Biomass | EU | Energy demand | 2.83e-05 | FEC
HR | TYNDP2026 | NT | 2030 | TWh | 227 | Sub_sector | Industry | Steel | Industry (steel) | Energetic | industry_steel_demand_coal_energetic | Solids | EU | Energy demand | 0.051709 | FEC
HR | TYNDP2026 | NT | 2030 | TWh | 228 | Sub_sector | Industry | Steel | Industry (steel) | Energetic | industry_steel_demand_oil_energetic | Liquids | EU | Energy demand | 0.00036545 | FEC
HR | TYNDP2026 | NT | 2030 | TWh | 229 | Sub_sector | Industry | Steel | Industry (steel) | Energetic | industry_steel_demand_others_energetic | Others | EU | Energy demand | 0 | FEC
HR | TYNDP2026 | NT | 2030 | TWh | 230 | Sub_sector | Industry | Steel | Industry (steel) | Energetic | industry_steel_demand_ammonia_energetic | Ammonia | EU | Energy demand | 0 | FEC
HR | TYNDP2026 | NT | 2030 | TWh | 232 | Sub_sector | Transport | Cars | Transport (cars) | Energetic | transport_cars_final_demand_electricity | Electricity | EU | Energy demand | 0.19605 | FEC
HR | TYNDP2026 | NT | 2030 | TWh | 233 | Sub_sector | Transport | Cars | Transport (cars) | Energetic | transport_cars_final_demand_hydrogen | Hydrogen | EU | Energy demand | 0 | FEC
HR | TYNDP2026 | NT | 2030 | TWh | 234 | Sub_sector | Transport | Cars | Transport (cars) | Energetic | transport_cars_final_demand_methane | Methane | EU | Energy demand | 0 | FEC
HR | TYNDP2026 | NT | 2030 | TWh | 235 | Sub_sector | Transport | Cars | Transport (cars) | Energetic | transport_cars_final_demand_heat | Heat | EU | Energy demand | 0 | FEC
HR | TYNDP2026 | NT | 2030 | TWh | 236 | Sub_sector | Transport | Cars | Transport (cars) | Energetic | transport_cars_final_demand_biomass | Biomass | EU | Energy demand | 0 | FEC
HR | TYNDP2026 | NT | 2030 | TWh | 237 | Sub_sector | Transport | Cars | Transport (cars) | Energetic | transport_cars_final_demand_coal | Solids | EU | Energy demand | 0 | FEC
HR | TYNDP2026 | NT | 2030 | TWh | 238 | Sub_sector | Transport | Cars | Transport (cars) | Energetic | transport_cars_final_demand_oil | Liquids | EU | Energy demand | 18.075 | FEC
HR | TYNDP2026 | NT | 2030 | TWh | 239 | Sub_sector | Transport | Cars | Transport (cars) | Energetic | transport_cars_final_demand_other | Others | EU | Energy demand | 0 | FEC
HR | TYNDP2026 | NT | 2030 | TWh | 240 | Sub_sector | Transport | Cars | Transport (cars) | Energetic | transport_cars_final_demand_ammonia | Ammonia | EU | Energy demand | 0 | FEC
HR | TYNDP2026 | NT | 2030 | TWh | 242 | Sub_sector | Transport | Busses | Transport (busses) | Energetic | transport_busses_final_demand_electricity | Electricity | EU | Energy demand | 0 | FEC
HR | TYNDP2026 | NT | 2030 | TWh | 243 | Sub_sector | Transport | Busses | Transport (busses) | Energetic | transport_busses_final_demand_hydrogen | Hydrogen | EU | Energy demand | 0 | FEC
HR | TYNDP2026 | NT | 2030 | TWh | 244 | Sub_sector | Transport | Busses | Transport (busses) | Energetic | transport_busses_final_demand_methane | Methane | EU | Energy demand | 0.0023486 | FEC
HR | TYNDP2026 | NT | 2030 | TWh | 245 | Sub_sector | Transport | Busses | Transport (busses) | Energetic | transport_busses_final_demand_heat | Heat | EU | Energy demand | 0 | FEC
HR | TYNDP2026 | NT | 2030 | TWh | 246 | Sub_sector | Transport | Busses | Transport (busses) | Energetic | transport_busses_final_demand_biomass | Biomass | EU | Energy demand | 0 | FEC
HR | TYNDP2026 | NT | 2030 | TWh | 247 | Sub_sector | Transport | Busses | Transport (busses) | Energetic | transport_busses_final_demand_coal | Solids | EU | Energy demand | 0 | FEC
HR | TYNDP2026 | NT | 2030 | TWh | 248 | Sub_sector | Transport | Busses | Transport (busses) | Energetic | transport_busses_final_demand_oil | Liquids | EU | Energy demand | 1.7371 | FEC
HR | TYNDP2026 | NT | 2030 | TWh | 249 | Sub_sector | Transport | Busses | Transport (busses) | Energetic | transport_busses_final_demand_other | Others | EU | Energy demand | 0 | FEC
HR | TYNDP2026 | NT | 2030 | TWh | 250 | Sub_sector | Transport | Busses | Transport (busses) | Energetic | transport_busses_final_demand_ammonia | Ammonia | EU | Energy demand | 0 | FEC
HR | TYNDP2026 | NT | 2030 | TWh | 252 | Sub_sector | Transport | Trucks | Transport (trucks) | Energetic | transport_trucks_final_demand_electricity | Electricity | EU | Energy demand | 0 | FEC
HR | TYNDP2026 | NT | 2030 | TWh | 253 | Sub_sector | Transport | Trucks | Transport (trucks) | Energetic | transport_trucks_final_demand_hydrogen | Hydrogen | EU | Energy demand | 0 | FEC
HR | TYNDP2026 | NT | 2030 | TWh | 254 | Sub_sector | Transport | Trucks | Transport (trucks) | Energetic | transport_trucks_final_demand_methane | Methane | EU | Energy demand | 0.0061685 | FEC
HR | TYNDP2026 | NT | 2030 | TWh | 255 | Sub_sector | Transport | Trucks | Transport (trucks) | Energetic | transport_trucks_final_demand_heat | Heat | EU | Energy demand | 0 | FEC
HR | TYNDP2026 | NT | 2030 | TWh | 256 | Sub_sector | Transport | Trucks | Transport (trucks) | Energetic | transport_trucks_final_demand_biomass | Biomass | EU | Energy demand | 0 | FEC
HR | TYNDP2026 | NT | 2030 | TWh | 257 | Sub_sector | Transport | Trucks | Transport (trucks) | Energetic | transport_trucks_final_demand_coal | Solids | EU | Energy demand | 0 | FEC
HR | TYNDP2026 | NT | 2030 | TWh | 258 | Sub_sector | Transport | Trucks | Transport (trucks) | Energetic | transport_trucks_final_demand_oil | Liquids | EU | Energy demand | 5.1343 | FEC
HR | TYNDP2026 | NT | 2030 | TWh | 259 | Sub_sector | Transport | Trucks | Transport (trucks) | Energetic | transport_trucks_final_demand_other | Others | EU | Energy demand | 0 | FEC
HR | TYNDP2026 | NT | 2030 | TWh | 260 | Sub_sector | Transport | Trucks | Transport (trucks) | Energetic | transport_trucks_final_demand_ammonia | Ammonia | EU | Energy demand | 0 | FEC
HR | TYNDP2026 | NT | 2030 | TWh | 262 | Sub_sector | Transport | Vans | Transport (vans) | Energetic | transport_vans_final_demand_electricity | Electricity | EU | Energy demand | 0.0044047 | FEC
HR | TYNDP2026 | NT | 2030 | TWh | 263 | Sub_sector | Transport | Vans | Transport (vans) | Energetic | transport_vans_final_demand_hydrogen | Hydrogen | EU | Energy demand | 0 | FEC
HR | TYNDP2026 | NT | 2030 | TWh | 264 | Sub_sector | Transport | Vans | Transport (vans) | Energetic | transport_vans_final_demand_methane | Methane | EU | Energy demand | 0.0048953 | FEC
HR | TYNDP2026 | NT | 2030 | TWh | 265 | Sub_sector | Transport | Vans | Transport (vans) | Energetic | transport_vans_final_demand_heat | Heat | EU | Energy demand | 0 | FEC
HR | TYNDP2026 | NT | 2030 | TWh | 266 | Sub_sector | Transport | Vans | Transport (vans) | Energetic | transport_vans_final_demand_biomass | Biomass | EU | Energy demand | 0 | FEC
HR | TYNDP2026 | NT | 2030 | TWh | 267 | Sub_sector | Transport | Vans | Transport (vans) | Energetic | transport_vans_final_demand_coal | Solids | EU | Energy demand | 0 | FEC
HR | TYNDP2026 | NT | 2030 | TWh | 268 | Sub_sector | Transport | Vans | Transport (vans) | Energetic | transport_vans_final_demand_oil | Liquids | EU | Energy demand | 1.0359 | FEC
HR | TYNDP2026 | NT | 2030 | TWh | 269 | Sub_sector | Transport | Vans | Transport (vans) | Energetic | transport_vans_final_demand_other | Others | EU | Energy demand | 0 | FEC
HR | TYNDP2026 | NT | 2030 | TWh | 270 | Sub_sector | Transport | Vans | Transport (vans) | Energetic | transport_vans_final_demand_ammonia | Ammonia | EU | Energy demand | 0 | FEC
HR | TYNDP2026 | NT | 2030 | TWh | 272 | Sub_sector | Transport | Freight trains | Transport (trains) | Energetic | transport_trains_final_demand_electricity | Electricity | EU | Energy demand | 0.29935 | FEC
HR | TYNDP2026 | NT | 2030 | TWh | 273 | Sub_sector | Transport | Freight trains | Transport (trains) | Energetic | transport_trains_final_demand_hydrogen | Hydrogen | EU | Energy demand | 0 | FEC
HR | TYNDP2026 | NT | 2030 | TWh | 274 | Sub_sector | Transport | Freight trains | Transport (trains) | Energetic | transport_trains_final_demand_methane | Methane | EU | Energy demand | 0 | FEC
HR | TYNDP2026 | NT | 2030 | TWh | 275 | Sub_sector | Transport | Freight trains | Transport (trains) | Energetic | transport_trains_final_demand_heat | Heat | EU | Energy demand | 0 | FEC
HR | TYNDP2026 | NT | 2030 | TWh | 276 | Sub_sector | Transport | Freight trains | Transport (trains) | Energetic | transport_trains_final_demand_biomass | Biomass | EU | Energy demand | 0 | FEC
HR | TYNDP2026 | NT | 2030 | TWh | 277 | Sub_sector | Transport | Freight trains | Transport (trains) | Energetic | transport_trains_final_demand_coal | Solids | EU | Energy demand | 0 | FEC
HR | TYNDP2026 | NT | 2030 | TWh | 278 | Sub_sector | Transport | Freight trains | Transport (trains) | Energetic | transport_trains_final_demand_oil | Liquids | EU | Energy demand | 0.56092 | FEC
HR | TYNDP2026 | NT | 2030 | TWh | 279 | Sub_sector | Transport | Freight trains | Transport (trains) | Energetic | transport_trains_final_demand_other | Others | EU | Energy demand | 0 | FEC
HR | TYNDP2026 | NT | 2030 | TWh | 280 | Sub_sector | Transport | Freight trains | Transport (trains) | Energetic | transport_trains_final_demand_ammonia | Ammonia | EU | Energy demand | 0 | FEC
HR | TYNDP2026 | NT | 2030 | TWh | 282 | Sub_sector | Transport | Ships | Transport (ships) | Energetic | transport_ships_final_demand_electricity | Electricity | EU | Energy demand | 0 | FEC
HR | TYNDP2026 | NT | 2030 | TWh | 283 | Sub_sector | Transport | Ships | Transport (ships) | Energetic | transport_ships_final_demand_hydrogen | Hydrogen | EU | Energy demand | 0 | FEC
HR | TYNDP2026 | NT | 2030 | TWh | 284 | Sub_sector | Transport | Ships | Transport (ships) | Energetic | transport_ships_final_demand_methane | Methane | EU | Energy demand | 0.074512 | FEC
HR | TYNDP2026 | NT | 2030 | TWh | 285 | Sub_sector | Transport | Ships | Transport (ships) | Energetic | transport_ships_final_demand_heat | Heat | EU | Energy demand | 0 | FEC
HR | TYNDP2026 | NT | 2030 | TWh | 286 | Sub_sector | Transport | Ships | Transport (ships) | Energetic | transport_ships_final_demand_biomass | Biomass | EU | Energy demand | 0 | FEC
HR | TYNDP2026 | NT | 2030 | TWh | 287 | Sub_sector | Transport | Ships | Transport (ships) | Energetic | transport_ships_final_demand_coal | Solids | EU | Energy demand | 0 | FEC
HR | TYNDP2026 | NT | 2030 | TWh | 288 | Sub_sector | Transport | Ships | Transport (ships) | Energetic | transport_ships_final_demand_oil | Liquids | EU | Energy demand | 0.22354 | FEC
HR | TYNDP2026 | NT | 2030 | TWh | 289 | Sub_sector | Transport | Ships | Transport (ships) | Energetic | transport_ships_final_demand_other | Others | EU | Energy demand | 0 | FEC
HR | TYNDP2026 | NT | 2030 | TWh | 290 | Sub_sector | Transport | Ships | Transport (ships) | Energetic | transport_ships_final_demand_ammonia | Ammonia | EU | Energy demand | 0 | FEC
HR | TYNDP2026 | NT | 2030 | TWh | 292 | Sub_sector | Transport | Planes | Transport (planes) | Energetic | transport_planes_final_demand_electricity | Electricity | EU | Energy demand | 0.0015798 | FEC
HR | TYNDP2026 | NT | 2030 | TWh | 293 | Sub_sector | Transport | Planes | Transport (planes) | Energetic | transport_planes_final_demand_hydrogen | Hydrogen | EU | Energy demand | 0.0015125 | FEC
HR | TYNDP2026 | NT | 2030 | TWh | 294 | Sub_sector | Transport | Planes | Transport (planes) | Energetic | transport_planes_final_demand_methane | Methane | EU | Energy demand | 0 | FEC
HR | TYNDP2026 | NT | 2030 | TWh | 295 | Sub_sector | Transport | Planes | Transport (planes) | Energetic | transport_planes_final_demand_heat | Heat | EU | Energy demand | 0 | FEC
HR | TYNDP2026 | NT | 2030 | TWh | 296 | Sub_sector | Transport | Planes | Transport (planes) | Energetic | transport_planes_final_demand_biomass | Biomass | EU | Energy demand | 0 | FEC
HR | TYNDP2026 | NT | 2030 | TWh | 297 | Sub_sector | Transport | Planes | Transport (planes) | Energetic | transport_planes_final_demand_coal | Solids | EU | Energy demand | 0 | FEC
HR | TYNDP2026 | NT | 2030 | TWh | 298 | Sub_sector | Transport | Planes | Transport (planes) | Energetic | transport_planes_final_demand_oil | Liquids | EU | Energy demand | 0.085682 | FEC
HR | TYNDP2026 | NT | 2030 | TWh | 299 | Sub_sector | Transport | Planes | Transport (planes) | Energetic | transport_planes_final_demand_other | Others | EU | Energy demand | 0 | FEC
HR | TYNDP2026 | NT | 2030 | TWh | 300 | Sub_sector | Transport | Planes | Transport (planes) | Energetic | transport_planes_final_demand_ammonia | Ammonia | EU | Energy demand | 0 | FEC
HR | TYNDP2026 | NT | 2030 | TWh | 302 | Sub_sector | Transport | Others | Transport (others) | Energetic | transport_other_final_demand_electricity | Electricity | EU | Energy demand | 0.0015346 | FEC
HR | TYNDP2026 | NT | 2030 | TWh | 303 | Sub_sector | Transport | Others | Transport (others) | Energetic | transport_other_final_demand_hydrogen | Hydrogen | EU | Energy demand | 0 | FEC
HR | TYNDP2026 | NT | 2030 | TWh | 304 | Sub_sector | Transport | Others | Transport (others) | Energetic | transport_other_final_demand_methane | Methane | EU | Energy demand | 0 | FEC
HR | TYNDP2026 | NT | 2030 | TWh | 305 | Sub_sector | Transport | Others | Transport (others) | Energetic | transport_other_final_demand_heat | Heat | EU | Energy demand | 0 | FEC
HR | TYNDP2026 | NT | 2030 | TWh | 306 | Sub_sector | Transport | Others | Transport (others) | Energetic | transport_other_final_demand_biomass | Biomass | EU | Energy demand | 0 | FEC
HR | TYNDP2026 | NT | 2030 | TWh | 307 | Sub_sector | Transport | Others | Transport (others) | Energetic | transport_other_final_demand_coal | Solids | EU | Energy demand | 0 | FEC
HR | TYNDP2026 | NT | 2030 | TWh | 308 | Sub_sector | Transport | Others | Transport (others) | Energetic | transport_other_final_demand_oil | Liquids | EU | Energy demand | 0.20613 | FEC
HR | TYNDP2026 | NT | 2030 | TWh | 309 | Sub_sector | Transport | Others | Transport (others) | Energetic | transport_other_final_demand_other | Others | EU | Energy demand | 0 | FEC
HR | TYNDP2026 | NT | 2030 | TWh | 310 | Sub_sector | Transport | Others | Transport (others) | Energetic | transport_other_final_demand_ammonia | Ammonia | EU | Energy demand | 0 | FEC
HR | TYNDP2026 | NT | 2030 | TWh | 312 | Sub_sector | International transport | International aviation | Transport (int. aviation) | Energetic | transport_int_aviation_final_demand_electricity | Electricity | EU | Energy demand | 0 | FEC
HR | TYNDP2026 | NT | 2030 | TWh | 313 | Sub_sector | International transport | International aviation | Transport (int. aviation) | Energetic | transport_int_aviation_final_demand_hydrogen | Hydrogen | EU | Energy demand | 0 | FEC
HR | TYNDP2026 | NT | 2030 | TWh | 314 | Sub_sector | International transport | International aviation | Transport (int. aviation) | Energetic | transport_int_aviation_final_demand_methane | Methane | EU | Energy demand | 0 | FEC
HR | TYNDP2026 | NT | 2030 | TWh | 315 | Sub_sector | International transport | International aviation | Transport (int. aviation) | Energetic | transport_int_aviation_final_demand_heat | Heat | EU | Energy demand | 0 | FEC
HR | TYNDP2026 | NT | 2030 | TWh | 316 | Sub_sector | International transport | International aviation | Transport (int. aviation) | Energetic | transport_int_aviation_final_demand_biofuels | Biomass | EU | Energy demand | 0 | FEC
HR | TYNDP2026 | NT | 2030 | TWh | 317 | Sub_sector | International transport | International aviation | Transport (int. aviation) | Energetic | transport_int_aviation_final_demand_coal | Solids | EU | Energy demand | 0 | FEC
HR | TYNDP2026 | NT | 2030 | TWh | 318 | Sub_sector | International transport | International aviation | Transport (int. aviation) | Energetic | transport_int_aviation_final_demand_oil | Liquids | EU | Energy demand | 2.3213 | FEC
HR | TYNDP2026 | NT | 2030 | TWh | 319 | Sub_sector | International transport | International aviation | Transport (int. aviation) | Energetic | transport_int_aviation_final_demand_other | Others | EU | Energy demand | 0 | FEC
HR | TYNDP2026 | NT | 2030 | TWh | 320 | Sub_sector | International transport | International aviation | Transport (int. aviation) | Energetic | transport_int_aviation_final_demand_ammonia | Ammonia | EU | Energy demand | 0 | FEC
HR | TYNDP2026 | NT | 2030 | TWh | 322 | Sub_sector | International transport | International shipping | Transport (int. shipping) | Energetic | transport_int_shipping_final_demand_electricity | Electricity | EU | Energy demand | 0 | not_included_in_FEC
HR | TYNDP2026 | NT | 2030 | TWh | 323 | Sub_sector | International transport | International shipping | Transport (int. shipping) | Energetic | transport_int_shipping_final_demand_hydrogen | Hydrogen | EU | Energy demand | 0 | not_included_in_FEC
HR | TYNDP2026 | NT | 2030 | TWh | 324 | Sub_sector | International transport | International shipping | Transport (int. shipping) | Energetic | transport_int_shipping_final_demand_methane | Methane | EU | Energy demand | 0.054276 | not_included_in_FEC
HR | TYNDP2026 | NT | 2030 | TWh | 325 | Sub_sector | International transport | International shipping | Transport (int. shipping) | Energetic | transport_int_shipping_final_demand_heat | Heat | EU | Energy demand | 0 | not_included_in_FEC
HR | TYNDP2026 | NT | 2030 | TWh | 326 | Sub_sector | International transport | International shipping | Transport (int. shipping) | Energetic | transport_int_shipping_final_demand_biofuels | Biomass | EU | Energy demand | 0 | not_included_in_FEC
HR | TYNDP2026 | NT | 2030 | TWh | 327 | Sub_sector | International transport | International shipping | Transport (int. shipping) | Energetic | transport_int_shipping_final_demand_coal | Solids | EU | Energy demand | 0 | not_included_in_FEC
HR | TYNDP2026 | NT | 2030 | TWh | 328 | Sub_sector | International transport | International shipping | Transport (int. shipping) | Energetic | transport_int_shipping_final_demand_oil | Liquids | EU | Energy demand | 0.20281 | not_included_in_FEC
HR | TYNDP2026 | NT | 2030 | TWh | 329 | Sub_sector | International transport | International shipping | Transport (int. shipping) | Energetic | transport_int_shipping_final_demand_other | Others | EU | Energy demand | 0 | not_included_in_FEC
HR | TYNDP2026 | NT | 2030 | TWh | 330 | Sub_sector | International transport | International shipping | Transport (int. shipping) | Energetic | transport_int_shipping_final_demand_ammonia | Ammonia | EU | Energy demand | 0 | not_included_in_FEC
HR | TYNDP2026 | NT | 2030 | TWh | 332 | Sub_sector | Households | Space heating | Households (heating) | Energetic | households_heating_final_demand_electricity | Electricity | EU | Energy demand | 1.0678 | FEC
HR | TYNDP2026 | NT | 2030 | TWh | 333 | Sub_sector | Households | Space heating | Households (heating) | Energetic | households_heating_final_demand_hydrogen | Hydrogen | EU | Energy demand | 0.40954 | FEC
HR | TYNDP2026 | NT | 2030 | TWh | 334 | Sub_sector | Households | Space heating | Households (heating) | Energetic | households_heating_final_demand_methane | Methane | EU | Energy demand | 3.1229 | FEC
HR | TYNDP2026 | NT | 2030 | TWh | 335 | Sub_sector | Households | Space heating | Households (heating) | Energetic | households_heating_final_demand_heat | Heat | EU | Energy demand | 0.85665 | FEC
HR | TYNDP2026 | NT | 2030 | TWh | 336 | Sub_sector | Households | Space heating | Households (heating) | Energetic | households_heating_final_demand_biomass | Biomass | EU | Energy demand | 8.0662 | FEC
HR | TYNDP2026 | NT | 2030 | TWh | 337 | Sub_sector | Households | Space heating | Households (heating) | Energetic | households_heating_final_demand_coal | Solids | EU | Energy demand | 0.039476 | FEC
HR | TYNDP2026 | NT | 2030 | TWh | 338 | Sub_sector | Households | Space heating | Households (heating) | Energetic | households_heating_final_demand_oil | Liquids | EU | Energy demand | 0.94552 | FEC
HR | TYNDP2026 | NT | 2030 | TWh | 339 | Sub_sector | Households | Space heating | Households (heating) | Energetic | households_heating_final_demand_other | Others | EU | Energy demand | 0.18342 | FEC
HR | TYNDP2026 | NT | 2030 | TWh | 340 | Sub_sector | Households | Space heating | Households (heating) | Energetic | households_heating_final_demand_ammonia | Ammonia | EU | Energy demand | 0 | FEC
HR | TYNDP2026 | NT | 2030 | TWh | 343 | Sub_sector | Households | Cooling | Households (cooling) | Energetic | households_cooling_final_demand_electricity | Electricity | EU | Energy demand | 0.50219 | FEC
HR | TYNDP2026 | NT | 2030 | TWh | 344 | Sub_sector | Households | Cooling | Households (cooling) | Energetic | households_cooling_final_demand_hydrogen | Hydrogen | EU | Energy demand | 0 | FEC
HR | TYNDP2026 | NT | 2030 | TWh | 345 | Sub_sector | Households | Cooling | Households (cooling) | Energetic | households_cooling_final_demand_methane | Methane | EU | Energy demand | 0 | FEC
HR | TYNDP2026 | NT | 2030 | TWh | 346 | Sub_sector | Households | Cooling | Households (cooling) | Energetic | households_cooling_final_demand_heat | Heat | EU | Energy demand | 0 | FEC
HR | TYNDP2026 | NT | 2030 | TWh | 347 | Sub_sector | Households | Cooling | Households (cooling) | Energetic | households_cooling_final_demand_biomass | Biomass | EU | Energy demand | 0 | FEC
HR | TYNDP2026 | NT | 2030 | TWh | 348 | Sub_sector | Households | Cooling | Households (cooling) | Energetic | households_cooling_final_demand_coal | Solids | EU | Energy demand | 0 | FEC
HR | TYNDP2026 | NT | 2030 | TWh | 349 | Sub_sector | Households | Cooling | Households (cooling) | Energetic | households_cooling_final_demand_oil | Liquids | EU | Energy demand | 0 | FEC
HR | TYNDP2026 | NT | 2030 | TWh | 350 | Sub_sector | Households | Cooling | Households (cooling) | Energetic | households_cooling_final_demand_other | Others | EU | Energy demand | 0 | FEC
HR | TYNDP2026 | NT | 2030 | TWh | 351 | Sub_sector | Households | Cooling | Households (cooling) | Energetic | households_cooling_final_demand_ammonia | Ammonia | EU | Energy demand | 0 | FEC
HR | TYNDP2026 | NT | 2030 | TWh | 354 | Sub_sector | Households | Hot water | Households (hot water) | Energetic | households_hot_water_final_demand_electricity | Electricity | EU | Energy demand | 0.29804 | FEC
HR | TYNDP2026 | NT | 2030 | TWh | 355 | Sub_sector | Households | Hot water | Households (hot water) | Energetic | households_hot_water_final_demand_hydrogen | Hydrogen | EU | Energy demand | 0.11017 | FEC
HR | TYNDP2026 | NT | 2030 | TWh | 356 | Sub_sector | Households | Hot water | Households (hot water) | Energetic | households_hot_water_final_demand_methane | Methane | EU | Energy demand | 0.89798 | FEC
HR | TYNDP2026 | NT | 2030 | TWh | 357 | Sub_sector | Households | Hot water | Households (hot water) | Energetic | households_hot_water_final_demand_heat | Heat | EU | Energy demand | 0.19914 | FEC
HR | TYNDP2026 | NT | 2030 | TWh | 358 | Sub_sector | Households | Hot water | Households (hot water) | Energetic | households_hot_water_final_demand_biomass | Biomass | EU | Energy demand | 0.94666 | FEC
HR | TYNDP2026 | NT | 2030 | TWh | 359 | Sub_sector | Households | Hot water | Households (hot water) | Energetic | households_hot_water_final_demand_coal | Solids | EU | Energy demand | 0.0035059 | FEC
HR | TYNDP2026 | NT | 2030 | TWh | 360 | Sub_sector | Households | Hot water | Households (hot water) | Energetic | households_hot_water_final_demand_oil | Liquids | EU | Energy demand | 0.083971 | FEC
HR | TYNDP2026 | NT | 2030 | TWh | 361 | Sub_sector | Households | Hot water | Households (hot water) | Energetic | households_hot_water_final_demand_other | Others | EU | Energy demand | 0.19818 | FEC
HR | TYNDP2026 | NT | 2030 | TWh | 362 | Sub_sector | Households | Hot water | Households (hot water) | Energetic | households_hot_water_final_demand_ammonia | Ammonia | EU | Energy demand | 0 | FEC
HR | TYNDP2026 | NT | 2030 | TWh | 365 | Sub_sector | Households | Appliances | Households (appliances) | Energetic | households_appliances_final_demand_electricity | Electricity | EU | Energy demand | 3.3338 | FEC
HR | TYNDP2026 | NT | 2030 | TWh | 366 | Sub_sector | Households | Appliances | Households (appliances) | Energetic | households_appliances_final_demand_hydrogen | Hydrogen | EU | Energy demand | 0 | FEC
HR | TYNDP2026 | NT | 2030 | TWh | 367 | Sub_sector | Households | Appliances | Households (appliances) | Energetic | households_appliances_final_demand_methane | Methane | EU | Energy demand | 0.60657 | FEC
HR | TYNDP2026 | NT | 2030 | TWh | 368 | Sub_sector | Households | Appliances | Households (appliances) | Energetic | households_appliances_final_demand_heat | Heat | EU | Energy demand | 0 | FEC
HR | TYNDP2026 | NT | 2030 | TWh | 369 | Sub_sector | Households | Appliances | Households (appliances) | Energetic | households_appliances_final_demand_biomass | Biomass | EU | Energy demand | 0.040657 | FEC
HR | TYNDP2026 | NT | 2030 | TWh | 370 | Sub_sector | Households | Appliances | Households (appliances) | Energetic | households_appliances_final_demand_coal | Solids | EU | Energy demand | 0 | FEC
HR | TYNDP2026 | NT | 2030 | TWh | 371 | Sub_sector | Households | Appliances | Households (appliances) | Energetic | households_appliances_final_demand_oil | Liquids | EU | Energy demand | 0 | FEC
HR | TYNDP2026 | NT | 2030 | TWh | 372 | Sub_sector | Households | Appliances | Households (appliances) | Energetic | households_appliances_final_demand_other | Others | EU | Energy demand | 0 | FEC
HR | TYNDP2026 | NT | 2030 | TWh | 373 | Sub_sector | Households | Appliances | Households (appliances) | Energetic | households_appliances_final_demand_ammonia | Ammonia | EU | Energy demand | 0 | FEC
HR | TYNDP2026 | NT | 2030 | TWh | 375 | Sub_sector | Buildings | Space heating | Buildings (heat) | Energetic | buildings_heat_final_demand_electricity | Electricity | EU | Energy demand | 1.5308 | FEC
HR | TYNDP2026 | NT | 2030 | TWh | 376 | Sub_sector | Buildings | Space heating | Buildings (heat) | Energetic | buildings_heat_final_demand_hydrogen | Hydrogen | EU | Energy demand | 0.059867 | FEC
HR | TYNDP2026 | NT | 2030 | TWh | 377 | Sub_sector | Buildings | Space heating | Buildings (heat) | Energetic | buildings_heat_final_demand_methane | Methane | EU | Energy demand | 1.0069 | FEC
HR | TYNDP2026 | NT | 2030 | TWh | 378 | Sub_sector | Buildings | Space heating | Buildings (heat) | Energetic | buildings_heat_final_demand_heat | Heat | EU | Energy demand | 0.55473 | FEC
HR | TYNDP2026 | NT | 2030 | TWh | 379 | Sub_sector | Buildings | Space heating | Buildings (heat) | Energetic | buildings_heat_final_demand_biomass | Biomass | EU | Energy demand | 0.27874 | FEC
HR | TYNDP2026 | NT | 2030 | TWh | 380 | Sub_sector | Buildings | Space heating | Buildings (heat) | Energetic | buildings_heat_final_demand_coal | Solids | EU | Energy demand | 0 | FEC
HR | TYNDP2026 | NT | 2030 | TWh | 381 | Sub_sector | Buildings | Space heating | Buildings (heat) | Energetic | buildings_heat_final_demand_oil | Liquids | EU | Energy demand | 0.22874 | FEC
HR | TYNDP2026 | NT | 2030 | TWh | 382 | Sub_sector | Buildings | Space heating | Buildings (heat) | Energetic | buildings_heat_final_demand_other | Others | EU | Energy demand | 0.0070056 | FEC
HR | TYNDP2026 | NT | 2030 | TWh | 383 | Sub_sector | Buildings | Space heating | Buildings (heat) | Energetic | buildings_heat_final_demand_ammonia | Ammonia | EU | Energy demand | 0 | FEC
HR | TYNDP2026 | NT | 2030 | TWh | 386 | Sub_sector | Buildings | Cooling | Buildings (cooling) | Energetic | buildings_cooling_final_demand_electricity | Electricity | EU | Energy demand | 0.65154 | FEC
HR | TYNDP2026 | NT | 2030 | TWh | 387 | Sub_sector | Buildings | Cooling | Buildings (cooling) | Energetic | buildings_cooling_final_demand_hydrogen | Hydrogen | EU | Energy demand | 0 | FEC
HR | TYNDP2026 | NT | 2030 | TWh | 388 | Sub_sector | Buildings | Cooling | Buildings (cooling) | Energetic | buildings_cooling_final_demand_methane | Methane | EU | Energy demand | 0 | FEC
HR | TYNDP2026 | NT | 2030 | TWh | 389 | Sub_sector | Buildings | Cooling | Buildings (cooling) | Energetic | buildings_cooling_final_demand_heat | Heat | EU | Energy demand | 0 | FEC
HR | TYNDP2026 | NT | 2030 | TWh | 390 | Sub_sector | Buildings | Cooling | Buildings (cooling) | Energetic | buildings_cooling_final_demand_biomass | Biomass | EU | Energy demand | 0 | FEC
HR | TYNDP2026 | NT | 2030 | TWh | 391 | Sub_sector | Buildings | Cooling | Buildings (cooling) | Energetic | buildings_cooling_final_demand_coal | Solids | EU | Energy demand | 0 | FEC
HR | TYNDP2026 | NT | 2030 | TWh | 392 | Sub_sector | Buildings | Cooling | Buildings (cooling) | Energetic | buildings_cooling_final_demand_oil | Liquids | EU | Energy demand | 0 | FEC
HR | TYNDP2026 | NT | 2030 | TWh | 393 | Sub_sector | Buildings | Cooling | Buildings (cooling) | Energetic | buildings_cooling_final_demand_other | Others | EU | Energy demand | 0 | FEC
HR | TYNDP2026 | NT | 2030 | TWh | 394 | Sub_sector | Buildings | Cooling | Buildings (cooling) | Energetic | buildings_cooling_final_demand_ammonia | Ammonia | EU | Energy demand | 0 | FEC
HR | TYNDP2026 | NT | 2030 | TWh | 397 | Sub_sector | Buildings | Appliances | Buildings (appliances) | Energetic | buildings_appliances_final_demand_electricity | Electricity | EU | Energy demand | 3.3112 | FEC
HR | TYNDP2026 | NT | 2030 | TWh | 398 | Sub_sector | Buildings | Appliances | Buildings (appliances) | Energetic | buildings_appliances_final_demand_hydrogen | Hydrogen | EU | Energy demand | 0 | FEC
HR | TYNDP2026 | NT | 2030 | TWh | 399 | Sub_sector | Buildings | Appliances | Buildings (appliances) | Energetic | buildings_appliances_final_demand_methane | Methane | EU | Energy demand | 0.65991 | FEC
HR | TYNDP2026 | NT | 2030 | TWh | 400 | Sub_sector | Buildings | Appliances | Buildings (appliances) | Energetic | buildings_appliances_final_demand_heat | Heat | EU | Energy demand | 0 | FEC
HR | TYNDP2026 | NT | 2030 | TWh | 401 | Sub_sector | Buildings | Appliances | Buildings (appliances) | Energetic | buildings_appliances_final_demand_biomass | Biomass | EU | Energy demand | 0 | FEC
HR | TYNDP2026 | NT | 2030 | TWh | 402 | Sub_sector | Buildings | Appliances | Buildings (appliances) | Energetic | buildings_appliances_final_demand_coal | Solids | EU | Energy demand | 0 | FEC
HR | TYNDP2026 | NT | 2030 | TWh | 403 | Sub_sector | Buildings | Appliances | Buildings (appliances) | Energetic | buildings_appliances_final_demand_oil | Liquids | EU | Energy demand | 0 | FEC
HR | TYNDP2026 | NT | 2030 | TWh | 404 | Sub_sector | Buildings | Appliances | Buildings (appliances) | Energetic | buildings_appliances_final_demand_other | Others | EU | Energy demand | 0 | FEC
HR | TYNDP2026 | NT | 2030 | TWh | 405 | Sub_sector | Buildings | Appliances | Buildings (appliances) | Energetic | buildings_appliances_final_demand_ammonia | Ammonia | EU | Energy demand | 0 | FEC
HR | TYNDP2026 | NT | 2030 | TWh | 407 | Sub_sector | Buildings | Datacenters | Datacenters & ICT | Energetic | datacentres_final_demand_electricity_energetic | Electricity | EU | Energy demand | 0.85364 | FEC
HR | TYNDP2026 | NT | 2030 | TWh | 408 | Sub_sector | Buildings | Datacenters | Datacenters & ICT | Energetic | datacentres_final_demand_hydrogen_energetic | Hydrogen | EU | Energy demand | 0 | FEC
HR | TYNDP2026 | NT | 2030 | TWh | 409 | Sub_sector | Buildings | Datacenters | Datacenters & ICT | Energetic | datacentres_final_demand_methane_energetic | Methane | EU | Energy demand | 0 | FEC
HR | TYNDP2026 | NT | 2030 | TWh | 410 | Sub_sector | Buildings | Datacenters | Datacenters & ICT | Energetic | datacentres_final_demand_heat_energetic | Heat | EU | Energy demand | 0 | FEC
HR | TYNDP2026 | NT | 2030 | TWh | 411 | Sub_sector | Buildings | Datacenters | Datacenters & ICT | Energetic | datacentres_final_demand_biomass_energetic | Biomass | EU | Energy demand | 0 | FEC
HR | TYNDP2026 | NT | 2030 | TWh | 412 | Sub_sector | Buildings | Datacenters | Datacenters & ICT | Energetic | datacentres_final_demand_coal_energetic | Solids | EU | Energy demand | 0 | FEC
HR | TYNDP2026 | NT | 2030 | TWh | 413 | Sub_sector | Buildings | Datacenters | Datacenters & ICT | Energetic | datacentres_final_demand_oil_energetic | Liquids | EU | Energy demand | 0 | FEC
HR | TYNDP2026 | NT | 2030 | TWh | 414 | Sub_sector | Buildings | Datacenters | Datacenters & ICT | Energetic | datacentres_final_demand_other_energetic | Others | EU | Energy demand | 0 | FEC
HR | TYNDP2026 | NT | 2030 | TWh | 415 | Sub_sector | Buildings | Datacenters | Datacenters & ICT | Energetic | datacentres_final_demand_ammonia_energetic | Ammonia | EU | Energy demand | 0 | FEC
HR | TYNDP2026 | NT | 2030 | TWh | 417 | Sub_sector | Transport | Others_Sector | Others_Sector | Energetic | other_final_demand_electricity_energetic | Electricity | EU | Energy demand | 0 | FEC
HR | TYNDP2026 | NT | 2030 | TWh | 418 | Sub_sector | Transport | Others_Sector | Others_Sector | Energetic | other_final_demand_hydrogen_energetic | Hydrogen | EU | Energy demand | 0 | FEC
HR | TYNDP2026 | NT | 2030 | TWh | 419 | Sub_sector | Transport | Pipeline Transport | Others_Sector | Energetic | other_final_demand_methane_energetic | Methane | EU | Energy demand | 0.0315 | FEC
HR | TYNDP2026 | NT | 2030 | TWh | 420 | Sub_sector | Transport | Others_Sector | Others_Sector | Energetic | other_final_demand_heat_energetic | Heat | EU | Energy demand | 0 | FEC
HR | TYNDP2026 | NT | 2030 | TWh | 421 | Sub_sector | Transport | Others_Sector | Others_Sector | Energetic | other_final_demand_biomass_energetic | Biomass | EU | Energy demand | 0 | FEC
HR | TYNDP2026 | NT | 2030 | TWh | 422 | Sub_sector | Transport | Others_Sector | Others_Sector | Energetic | other_final_demand_coal_energetic | Solids | EU | Energy demand | 0 | FEC
HR | TYNDP2026 | NT | 2030 | TWh | 423 | Sub_sector | Transport | Others_Sector | Others_Sector | Energetic | other_final_demand_oil_energetic | Liquids | EU | Energy demand | 0 | FEC
HR | TYNDP2026 | NT | 2030 | TWh | 424 | Sub_sector | Others_Sector | Others_Sector | Others_Sector | Non-energetic | other_final_demand_oil_non_energetic | Liquids | EU | Energy demand | 0.21589 | not_included_in_FEC
HR | TYNDP2026 | NT | 2030 | TWh | 425 | Sub_sector | Transport | Others_Sector | Others_Sector | Energetic | other_final_demand_other_energetic | Others | EU | Energy demand | 0 | FEC
HR | TYNDP2026 | NT | 2030 | TWh | 426 | Sub_sector | Transport | Others_Sector | Others_Sector | Energetic | other_final_demand_ammonia_energetic | Ammonia | EU | Energy demand | 0 | FEC
HR | TYNDP2026 | NT | 2030 | TWh | 427 | Sub_sector | Industry | Surplus_Heat_in_Industry | Surplus_Heat_in_Industry | Energetic | final_demand_of_industry_unused_local_production_steam_hot_water | Heat | EU | Energy demand | 0 | FEC
HR | TYNDP2026 | NT | 2030 | TWh | 429 | Sub_sector | Agriculture | Total | Agriculture | Energetic | agriculture_final_demand_electricity_energetic | Electricity | EU | Energy demand | 0.1551 | FEC
HR | TYNDP2026 | NT | 2030 | TWh | 430 | Sub_sector | Agriculture | Total | Agriculture | Energetic | agriculture_final_demand_hydrogen_energetic | Hydrogen | EU | Energy demand | 0 | FEC
HR | TYNDP2026 | NT | 2030 | TWh | 431 | Sub_sector | Agriculture | Total | Agriculture | Energetic | agriculture_final_demand_methane_energetic | Methane | EU | Energy demand | 0.28051 | FEC
HR | TYNDP2026 | NT | 2030 | TWh | 432 | Sub_sector | Agriculture | Total | Agriculture | Energetic | agriculture_final_demand_heat_energetic | Heat | EU | Energy demand | 0.073905 | FEC
HR | TYNDP2026 | NT | 2030 | TWh | 433 | Sub_sector | Agriculture | Total | Agriculture | Energetic | agriculture_final_demand_biomass_energetic | Biomass | EU | Energy demand | 0.045193 | FEC
HR | TYNDP2026 | NT | 2030 | TWh | 434 | Sub_sector | Agriculture | Total | Agriculture | Energetic | agriculture_final_demand_coal_energetic | Solids | EU | Energy demand | 0 | FEC
HR | TYNDP2026 | NT | 2030 | TWh | 435 | Sub_sector | Agriculture | Total | Agriculture | Energetic | agriculture_final_demand_oil_energetic | Liquids | EU | Energy demand | 1.9903 | FEC
HR | TYNDP2026 | NT | 2030 | TWh | 436 | Sub_sector | Agriculture | Total | Agriculture | Energetic | agriculture_final_demand_other_energetic | Others | EU | Energy demand | 0 | FEC
HR | TYNDP2026 | NT | 2030 | TWh | 437 | Sub_sector | Agriculture | Total | Agriculture | Energetic | agriculture_final_demand_ammonia_energetic | Ammonia | EU | Energy demand | 0 | FEC
HR | TYNDP2026 | NT | 2030 | TWh | 447 | Sub_sector | Buildings | Surplus Energy | Buildings | Energetic | GAP | Electricity | EU | Energy demand | 0 | FEC
HR | TYNDP2026 | NT | 2030 | TWh | 448 | Sub_sector | Buildings | Surplus Energy | Buildings | Energetic | GAP | Hydrogen | EU | Energy demand | 0 | FEC
HR | TYNDP2026 | NT | 2030 | TWh | 449 | Sub_sector | Buildings | Surplus Energy | Buildings | Energetic | GAP | Methane | EU | Energy demand | 0.0023815 | FEC
HR | TYNDP2026 | NT | 2030 | TWh | 450 | Sub_sector | Buildings | Surplus Energy | Buildings | Energetic | GAP | Heat | EU | Energy demand | 0 | FEC
HR | TYNDP2026 | NT | 2030 | TWh | 451 | Sub_sector | Buildings | Surplus Energy | Buildings | Energetic | GAP | Biomass | EU | Energy demand | 0.016467 | FEC
HR | TYNDP2026 | NT | 2030 | TWh | 452 | Sub_sector | Buildings | Surplus Energy | Buildings | Energetic | GAP | Solids | EU | Energy demand | 0 | FEC
HR | TYNDP2026 | NT | 2030 | TWh | 453 | Sub_sector | Buildings | Surplus Energy | Buildings | Energetic | GAP | Liquids | EU | Energy demand | 0.13223 | FEC
HR | TYNDP2026 | NT | 2030 | TWh | 454 | Sub_sector | Buildings | Surplus Energy | Buildings | Energetic | GAP | Others | EU | Energy demand | 0 | FEC
HR | TYNDP2026 | NT | 2030 | TWh | 455 | Sub_sector | Buildings | Surplus Energy | Buildings | Energetic | GAP | Ammonia | EU | Energy demand | 0 | FEC
HR | TYNDP2026 | NT | 2030 | TWh | 456 | Sub_sector | Households | Surplus Energy | Households | Energetic | GAP | Electricity | EU | Energy demand | 0 | FEC
HR | TYNDP2026 | NT | 2030 | TWh | 457 | Sub_sector | Households | Surplus Energy | Households | Energetic | GAP | Hydrogen | EU | Energy demand | 0 | FEC
HR | TYNDP2026 | NT | 2030 | TWh | 458 | Sub_sector | Households | Surplus Energy | Households | Energetic | GAP | Methane | EU | Energy demand | 0.0167 | FEC
HR | TYNDP2026 | NT | 2030 | TWh | 459 | Sub_sector | Households | Surplus Energy | Households | Energetic | GAP | Heat | EU | Energy demand | 0 | FEC
HR | TYNDP2026 | NT | 2030 | TWh | 460 | Sub_sector | Households | Surplus Energy | Households | Energetic | GAP | Biomass | EU | Energy demand | 0 | FEC
HR | TYNDP2026 | NT | 2030 | TWh | 461 | Sub_sector | Households | Surplus Energy | Households | Energetic | GAP | Solids | EU | Energy demand | 0 | FEC
HR | TYNDP2026 | NT | 2030 | TWh | 462 | Sub_sector | Households | Surplus Energy | Households | Energetic | GAP | Liquids | EU | Energy demand | 0 | FEC
HR | TYNDP2026 | NT | 2030 | TWh | 463 | Sub_sector | Households | Surplus Energy | Households | Energetic | GAP | Others | EU | Energy demand | 0 | FEC
HR | TYNDP2026 | NT | 2030 | TWh | 464 | Sub_sector | Households | Surplus Energy | Households | Energetic | GAP | Ammonia | EU | Energy demand | 0 | FEC
HR | TYNDP2026 | NT | 2035 | TWh | 102 | Sub_sector | Industry | Aluminium | Industry (aluminium) | Energetic | industry_aluminium_demand_electricity_energetic | Electricity | EU | Energy demand | 0 | FEC
HR | TYNDP2026 | NT | 2035 | TWh | 103 | Sub_sector | Industry | Aluminium | Industry (aluminium) | Energetic | industry_aluminium_demand_hydrogen_energetic | Hydrogen | EU | Energy demand | 0 | FEC
HR | TYNDP2026 | NT | 2035 | TWh | 104 | Sub_sector | Industry | Aluminium | Industry (aluminium) | Energetic | industry_aluminium_demand_methane_energetic | Methane | EU | Energy demand | 0 | FEC
HR | TYNDP2026 | NT | 2035 | TWh | 105 | Sub_sector | Industry | Aluminium | Industry (aluminium) | Energetic | industry_aluminium_demand_heat_energetic | Heat | EU | Energy demand | 0 | FEC
HR | TYNDP2026 | NT | 2035 | TWh | 106 | Sub_sector | Industry | Aluminium | Industry (aluminium) | Energetic | industry_aluminium_demand_biomass_energetic | Biomass | EU | Energy demand | 0 | FEC
HR | TYNDP2026 | NT | 2035 | TWh | 107 | Sub_sector | Industry | Aluminium | Industry (aluminium) | Energetic | industry_aluminium_demand_coal_energetic | Solids | EU | Energy demand | 0 | FEC
HR | TYNDP2026 | NT | 2035 | TWh | 108 | Sub_sector | Industry | Aluminium | Industry (aluminium) | Energetic | industry_aluminium_demand_oil_energetic | Liquids | EU | Energy demand | 0 | FEC
HR | TYNDP2026 | NT | 2035 | TWh | 109 | Sub_sector | Industry | Aluminium | Industry (aluminium) | Energetic | industry_aluminium_demand_others_energetic | Others | EU | Energy demand | 0 | FEC
HR | TYNDP2026 | NT | 2035 | TWh | 110 | Sub_sector | Industry | Aluminium | Industry (aluminium) | Energetic | industry_ammonia_demand_others_energetic | Ammonia | EU | Energy demand | 0 | FEC
HR | TYNDP2026 | NT | 2035 | TWh | 112 | Sub_sector | Industry | Chemicals | Industry (chemicals, energetic) | Energetic | industry_chemical_demand_electricity_energetic | Electricity | EU | Energy demand | 0.21579 | FEC
HR | TYNDP2026 | NT | 2035 | TWh | 113 | Sub_sector | Industry | Chemicals | Industry (chemicals, energetic) | Energetic | industry_chemical_demand_hydrogen_energetic | Hydrogen | EU | Energy demand | 0.0088553 | FEC
HR | TYNDP2026 | NT | 2035 | TWh | 114 | Sub_sector | Industry | Chemicals | Industry (chemicals, energetic) | Energetic | industry_chemical_demand_methane_energetic | Methane | EU | Energy demand | 0.02568 | FEC
HR | TYNDP2026 | NT | 2035 | TWh | 115 | Sub_sector | Industry | Chemicals | Industry (chemicals, energetic) | Energetic | industry_chemical_demand_heat_energetic | Heat | EU | Energy demand | 0.011955 | FEC
HR | TYNDP2026 | NT | 2035 | TWh | 116 | Sub_sector | Industry | Chemicals | Industry (chemicals, energetic) | Energetic | industry_chemical_demand_biomass_energetic | Biomass | EU | Energy demand | 0.017932 | FEC
HR | TYNDP2026 | NT | 2035 | TWh | 117 | Sub_sector | Industry | Chemicals | Industry (chemicals, energetic) | Energetic | industry_chemical_demand_coal_energetic | Solids | EU | Energy demand | 0.00066415 | FEC
HR | TYNDP2026 | NT | 2035 | TWh | 118 | Sub_sector | Industry | Chemicals | Industry (chemicals, energetic) | Energetic | industry_chemical_demand_oil_energetic | Liquids | EU | Energy demand | 0.00064014 | FEC
HR | TYNDP2026 | NT | 2035 | TWh | 119 | Sub_sector | Industry | Chemicals | Industry (chemicals, energetic) | Energetic | industry_chemical_demand_others_energetic | Others | EU | Energy demand | 0 | FEC
HR | TYNDP2026 | NT | 2035 | TWh | 120 | Sub_sector | Industry | Chemicals | Industry (chemicals, energetic) | Energetic | industry_chemical_demand_ammonia_energetic | Ammonia | EU | Energy demand | 0 | FEC
HR | TYNDP2026 | NT | 2035 | TWh | 122 | Sub_sector | Industry | Chemicals | Industry (chemicals, non-energetic) | Non-energetic | industry_chemical_demand_electricity_non_energetic | Electricity | EU | Energy demand | 0 | not_included_in_FEC
HR | TYNDP2026 | NT | 2035 | TWh | 123 | Sub_sector | Industry | Chemicals | Industry (chemicals, non-energetic) | Non-energetic | industry_chemical_demand_hydrogen_non_energetic | Hydrogen | EU | Energy demand | 0.34473 | not_included_in_FEC
HR | TYNDP2026 | NT | 2035 | TWh | 124 | Sub_sector | Industry | Chemicals | Industry (chemicals, non-energetic) | Non-energetic | industry_chemical_demand_methane_non_energetic | Methane | EU | Energy demand | 0.083246 | not_included_in_FEC
HR | TYNDP2026 | NT | 2035 | TWh | 125 | Sub_sector | Industry | Chemicals | Industry (chemicals, non-energetic) | Non-energetic | industry_chemical_demand_heat_non_energetic | Heat | EU | Energy demand | 0 | not_included_in_FEC
HR | TYNDP2026 | NT | 2035 | TWh | 126 | Sub_sector | Industry | Chemicals | Industry (chemicals, non-energetic) | Non-energetic | industry_chemical_demand_biomass_non_energetic | Biomass | EU | Energy demand | 0.22586 | not_included_in_FEC
HR | TYNDP2026 | NT | 2035 | TWh | 127 | Sub_sector | Industry | Chemicals | Industry (chemicals, non-energetic) | Non-energetic | industry_chemical_demand_coal_non_energetic | Solids | EU | Energy demand | 0.00073669 | not_included_in_FEC
HR | TYNDP2026 | NT | 2035 | TWh | 128 | Sub_sector | Industry | Chemicals | Industry (chemicals, non-energetic) | Non-energetic | industry_chemical_demand_oil_non_energetic | Liquids | EU | Energy demand | 1.0788 | not_included_in_FEC
HR | TYNDP2026 | NT | 2035 | TWh | 129 | Sub_sector | Industry | Chemicals | Industry (chemicals, non-energetic) | Non-energetic | industry_chemical_demand_others_non_energetic | Others | EU | Energy demand | 0 | not_included_in_FEC
HR | TYNDP2026 | NT | 2035 | TWh | 130 | Sub_sector | Industry | Chemicals | Industry (chemicals, non-energetic) | Non-energetic | industry_chemical_demand_ammonia_non_energetic | Ammonia | EU | Energy demand | 0 | not_included_in_FEC
HR | TYNDP2026 | NT | 2035 | TWh | 132 | Sub_sector | Industry | Fertilizers | Industry (fertilizers, energetic) | Energetic | industry_fertilizers_demand_electricity_energetic | Electricity | EU | Energy demand | 0.18274 | FEC
HR | TYNDP2026 | NT | 2035 | TWh | 133 | Sub_sector | Industry | Fertilizers | Industry (fertilizers, energetic) | Energetic | industry_fertilizers_demand_hydrogen_energetic | Hydrogen | EU | Energy demand | 0.41472 | FEC
HR | TYNDP2026 | NT | 2035 | TWh | 134 | Sub_sector | Industry | Fertilizers | Industry (fertilizers, energetic) | Energetic | industry_fertilizers_demand_methane_energetic | Methane | EU | Energy demand | 0.99112 | FEC
HR | TYNDP2026 | NT | 2035 | TWh | 135 | Sub_sector | Industry | Fertilizers | Industry (fertilizers, energetic) | Energetic | industry_fertilizers_demand_heat_energetic | Heat | EU | Energy demand | 0 | FEC
HR | TYNDP2026 | NT | 2035 | TWh | 136 | Sub_sector | Industry | Fertilizers | Industry (fertilizers, energetic) | Energetic | industry_fertilizers_demand_biomass_energetic | Biomass | EU | Energy demand | 0 | FEC
HR | TYNDP2026 | NT | 2035 | TWh | 137 | Sub_sector | Industry | Fertilizers | Industry (fertilizers, energetic) | Energetic | industry_fertilizers_demand_coal_energetic | Solids | EU | Energy demand | 0 | FEC
HR | TYNDP2026 | NT | 2035 | TWh | 138 | Sub_sector | Industry | Fertilizers | Industry (fertilizers, energetic) | Energetic | industry_fertilizers_demand_oil_energetic | Liquids | EU | Energy demand | 0 | FEC
HR | TYNDP2026 | NT | 2035 | TWh | 139 | Sub_sector | Industry | Fertilizers | Industry (fertilizers, energetic) | Energetic | industry_fertilizers_demand_others_energetic | Others | EU | Energy demand | 0 | FEC
HR | TYNDP2026 | NT | 2035 | TWh | 140 | Sub_sector | Industry | Fertilizers | Industry (fertilizers, energetic) | Energetic | industry_fertilizers_demand_ammonia_energetic | Ammonia | EU | Energy demand | 0 | FEC
HR | TYNDP2026 | NT | 2035 | TWh | 142 | Sub_sector | Industry | Fertilizers | Industry (fertilizers, non-energetic) | Non-energetic | industry_fertilizers_demand_electricity_non_energetic | Electricity | EU | Energy demand | 0 | not_included_in_FEC
HR | TYNDP2026 | NT | 2035 | TWh | 143 | Sub_sector | Industry | Fertilizers | Industry (fertilizers, non-energetic) | Non-energetic | industry_fertilizers_demand_hydrogen_non_energetic | Hydrogen | EU | Energy demand | 0.9607 | not_included_in_FEC
HR | TYNDP2026 | NT | 2035 | TWh | 144 | Sub_sector | Industry | Fertilizers | Industry (fertilizers, non-energetic) | Non-energetic | industry_fertilizers_demand_methane_non_energetic | Methane | EU | Energy demand | 3.0529 | not_included_in_FEC
HR | TYNDP2026 | NT | 2035 | TWh | 145 | Sub_sector | Industry | Fertilizers | Industry (fertilizers, non-energetic) | Non-energetic | industry_fertilizers_demand_heat_non_energetic | Heat | EU | Energy demand | 0 | not_included_in_FEC
HR | TYNDP2026 | NT | 2035 | TWh | 146 | Sub_sector | Industry | Fertilizers | Industry (fertilizers, non-energetic) | Non-energetic | industry_fertilizers_demand_biomass_non_energetic | Biomass | EU | Energy demand | 0 | not_included_in_FEC
HR | TYNDP2026 | NT | 2035 | TWh | 147 | Sub_sector | Industry | Fertilizers | Industry (fertilizers, non-energetic) | Non-energetic | industry_fertilizers_demand_coal_non_energetic | Solids | EU | Energy demand | 0 | not_included_in_FEC
HR | TYNDP2026 | NT | 2035 | TWh | 148 | Sub_sector | Industry | Fertilizers | Industry (fertilizers, non-energetic) | Non-energetic | industry_fertilizers_demand_oil_non_energetic | Liquids | EU | Energy demand | 0 | not_included_in_FEC
HR | TYNDP2026 | NT | 2035 | TWh | 149 | Sub_sector | Industry | Fertilizers | Industry (fertilizers, non-energetic) | Non-energetic | industry_fertilizers_demand_others_non_energetic | Others | EU | Energy demand | 0 | not_included_in_FEC
HR | TYNDP2026 | NT | 2035 | TWh | 150 | Sub_sector | Industry | Fertilizers | Industry (fertilizers, non-energetic) | Non-energetic | industry_fertilizers_demand_ammonia_non_energetic | Ammonia | EU | Energy demand | 0 | not_included_in_FEC
HR | TYNDP2026 | NT | 2035 | TWh | 152 | Sub_sector | Industry | Food | Industry (food) | Energetic | industry_food_demand_electricity_energetic | Electricity | EU | Energy demand | 1.0822 | FEC
HR | TYNDP2026 | NT | 2035 | TWh | 153 | Sub_sector | Industry | Food | Industry (food) | Energetic | industry_food_demand_hydrogen_energetic | Hydrogen | EU | Energy demand | 0 | FEC
HR | TYNDP2026 | NT | 2035 | TWh | 154 | Sub_sector | Industry | Food | Industry (food) | Energetic | industry_food_demand_methane_energetic | Methane | EU | Energy demand | 0.48938 | FEC
HR | TYNDP2026 | NT | 2035 | TWh | 155 | Sub_sector | Industry | Food | Industry (food) | Energetic | industry_food_demand_heat_energetic | Heat | EU | Energy demand | 0 | FEC
HR | TYNDP2026 | NT | 2035 | TWh | 156 | Sub_sector | Industry | Food | Industry (food) | Energetic | industry_food_demand_biomass_energetic | Biomass | EU | Energy demand | 0 | FEC
HR | TYNDP2026 | NT | 2035 | TWh | 157 | Sub_sector | Industry | Food | Industry (food) | Energetic | industry_food_demand_coal_energetic | Solids | EU | Energy demand | 0 | FEC
HR | TYNDP2026 | NT | 2035 | TWh | 158 | Sub_sector | Industry | Food | Industry (food) | Energetic | industry_food_demand_oil_energetic | Liquids | EU | Energy demand | 0.031215 | FEC
HR | TYNDP2026 | NT | 2035 | TWh | 159 | Sub_sector | Industry | Food | Industry (food) | Energetic | industry_food_demand_others_energetic | Others | EU | Energy demand | 0 | FEC
HR | TYNDP2026 | NT | 2035 | TWh | 160 | Sub_sector | Industry | Food | Industry (food) | Energetic | industry_food_demand_ammonia_energetic | Ammonia | EU | Energy demand | 0 | FEC
HR | TYNDP2026 | NT | 2035 | TWh | 162 | Sub_sector | Industry | Metals | Industry (metal) | Energetic | industry_metal_demand_electricity_energetic | Electricity | EU | Energy demand | 0.10007 | FEC
HR | TYNDP2026 | NT | 2035 | TWh | 163 | Sub_sector | Industry | Metals | Industry (metal) | Energetic | industry_metal_demand_hydrogen_energetic | Hydrogen | EU | Energy demand | 0 | FEC
HR | TYNDP2026 | NT | 2035 | TWh | 164 | Sub_sector | Industry | Metals | Industry (metal) | Energetic | industry_metal_demand_methane_energetic | Methane | EU | Energy demand | 0.11915 | FEC
HR | TYNDP2026 | NT | 2035 | TWh | 165 | Sub_sector | Industry | Metals | Industry (metal) | Energetic | industry_metal_demand_heat_energetic | Heat | EU | Energy demand | 0 | FEC
HR | TYNDP2026 | NT | 2035 | TWh | 166 | Sub_sector | Industry | Metals | Industry (metal) | Energetic | industry_metal_demand_biomass_energetic | Biomass | EU | Energy demand | 0 | FEC
HR | TYNDP2026 | NT | 2035 | TWh | 167 | Sub_sector | Industry | Metals | Industry (metal) | Energetic | industry_metal_demand_coal_energetic | Solids | EU | Energy demand | 0 | FEC
HR | TYNDP2026 | NT | 2035 | TWh | 168 | Sub_sector | Industry | Metals | Industry (metal) | Energetic | industry_metal_demand_oil_energetic | Liquids | EU | Energy demand | 0.013298 | FEC
HR | TYNDP2026 | NT | 2035 | TWh | 169 | Sub_sector | Industry | Metals | Industry (metal) | Energetic | industry_metal_demand_others_energetic | Others | EU | Energy demand | 0 | FEC
HR | TYNDP2026 | NT | 2035 | TWh | 170 | Sub_sector | Industry | Metals | Industry (metal) | Energetic | industry_metal_demand_ammonia_energetic | Ammonia | EU | Energy demand | 0 | FEC
HR | TYNDP2026 | NT | 2035 | TWh | 172 | Sub_sector | Industry | Others | Industry (other, energetic) | Energetic | industry_other_demand_electricity_energetic | Electricity | EU | Energy demand | 1.9275 | FEC
HR | TYNDP2026 | NT | 2035 | TWh | 173 | Sub_sector | Industry | Others | Industry (other, energetic) | Energetic | industry_other_demand_hydrogen_energetic | Hydrogen | EU | Energy demand | 0.23542 | FEC
HR | TYNDP2026 | NT | 2035 | TWh | 174 | Sub_sector | Industry | Others | Industry (other, energetic) | Energetic | industry_other_demand_methane_energetic | Methane | EU | Energy demand | 2.5749 | FEC
HR | TYNDP2026 | NT | 2035 | TWh | 175 | Sub_sector | Industry | Others | Industry (other, energetic) | Energetic | industry_other_demand_heat_energetic | Heat | EU | Energy demand | 0 | FEC
HR | TYNDP2026 | NT | 2035 | TWh | 176 | Sub_sector | Industry | Others | Industry (other, energetic) | Energetic | industry_other_demand_biomass_energetic | Biomass | EU | Energy demand | 0.029427 | FEC
HR | TYNDP2026 | NT | 2035 | TWh | 177 | Sub_sector | Industry | Others | Industry (other, energetic) | Energetic | industry_other_demand_coal_energetic | Solids | EU | Energy demand | 0.2207 | FEC
HR | TYNDP2026 | NT | 2035 | TWh | 178 | Sub_sector | Industry | Others | Industry (other, energetic) | Energetic | industry_other_demand_oil_energetic | Liquids | EU | Energy demand | 0.89752 | FEC
HR | TYNDP2026 | NT | 2035 | TWh | 179 | Sub_sector | Industry | Others | Industry (other, energetic) | Energetic | industry_other_demand_others_energetic | Others | EU | Energy demand | 0 | FEC
HR | TYNDP2026 | NT | 2035 | TWh | 180 | Sub_sector | Industry | Others | Industry (other, energetic) | Energetic | industry_other_demand_ammonia_energetic | Ammonia | EU | Energy demand | 0 | FEC
HR | TYNDP2026 | NT | 2035 | TWh | 182 | Sub_sector | Industry | Others | Industry (other, non-energetic) | Non-energetic | industry_other_demand_electricity_non_energetic | Electricity | EU | Energy demand | 0 | not_included_in_FEC
HR | TYNDP2026 | NT | 2035 | TWh | 183 | Sub_sector | Industry | Others | Industry (other, non-energetic) | Non-energetic | industry_other_demand_hydrogen_non_energetic | Hydrogen | EU | Energy demand | 0 | not_included_in_FEC
HR | TYNDP2026 | NT | 2035 | TWh | 184 | Sub_sector | Industry | Others | Industry (other, non-energetic) | Non-energetic | industry_other_demand_methane_non_energetic | Methane | EU | Energy demand | 0 | not_included_in_FEC
HR | TYNDP2026 | NT | 2035 | TWh | 185 | Sub_sector | Industry | Others | Industry (other, non-energetic) | Non-energetic | industry_other_demand_heat_non_energetic | Heat | EU | Energy demand | 0 | not_included_in_FEC
HR | TYNDP2026 | NT | 2035 | TWh | 186 | Sub_sector | Industry | Others | Industry (other, non-energetic) | Non-energetic | industry_other_demand_biomass_non_energetic | Biomass | EU | Energy demand | 0 | not_included_in_FEC
HR | TYNDP2026 | NT | 2035 | TWh | 187 | Sub_sector | Industry | Others | Industry (other, non-energetic) | Non-energetic | industry_other_demand_coal_non_energetic | Solids | EU | Energy demand | 0 | not_included_in_FEC
HR | TYNDP2026 | NT | 2035 | TWh | 188 | Sub_sector | Industry | Others | Industry (other, non-energetic) | Non-energetic | industry_other_demand_oil_non_energetic | Liquids | EU | Energy demand | 0.88448 | not_included_in_FEC
HR | TYNDP2026 | NT | 2035 | TWh | 189 | Sub_sector | Industry | Others | Industry (other, non-energetic) | Non-energetic | industry_other_demand_others_non_energetic | Others | EU | Energy demand | 0 | not_included_in_FEC
HR | TYNDP2026 | NT | 2035 | TWh | 190 | Sub_sector | Industry | Others | Industry (other, non-energetic) | Non-energetic | industry_other_demand_ammonia_non_energetic | Ammonia | EU | Energy demand | 0 | not_included_in_FEC
HR | TYNDP2026 | NT | 2035 | TWh | 192 | Sub_sector | Industry | Paper | Industry (paper) | Energetic | industry_paper_demand_electricity_energetic | Electricity | EU | Energy demand | 0.37554 | FEC
HR | TYNDP2026 | NT | 2035 | TWh | 193 | Sub_sector | Industry | Paper | Industry (paper) | Energetic | industry_paper_demand_hydrogen_energetic | Hydrogen | EU | Energy demand | 0.050923 | FEC
HR | TYNDP2026 | NT | 2035 | TWh | 194 | Sub_sector | Industry | Paper | Industry (paper) | Energetic | industry_paper_demand_methane_energetic | Methane | EU | Energy demand | 0.081477 | FEC
HR | TYNDP2026 | NT | 2035 | TWh | 195 | Sub_sector | Industry | Paper | Industry (paper) | Energetic | industry_paper_demand_heat_energetic | Heat | EU | Energy demand | 0 | FEC
HR | TYNDP2026 | NT | 2035 | TWh | 196 | Sub_sector | Industry | Paper | Industry (paper) | Energetic | industry_paper_demand_biomass_energetic | Biomass | EU | Energy demand | 0.091662 | FEC
HR | TYNDP2026 | NT | 2035 | TWh | 197 | Sub_sector | Industry | Paper | Industry (paper) | Energetic | industry_paper_demand_coal_energetic | Solids | EU | Energy demand | 0.013749 | FEC
HR | TYNDP2026 | NT | 2035 | TWh | 198 | Sub_sector | Industry | Paper | Industry (paper) | Energetic | industry_paper_demand_oil_energetic | Liquids | EU | Energy demand | 0 | FEC
HR | TYNDP2026 | NT | 2035 | TWh | 199 | Sub_sector | Industry | Paper | Industry (paper) | Energetic | industry_paper_demand_others_energetic | Others | EU | Energy demand | 0 | FEC
HR | TYNDP2026 | NT | 2035 | TWh | 200 | Sub_sector | Industry | Paper | Industry (paper) | Energetic | industry_paper_demand_ammonia_energetic | Ammonia | EU | Energy demand | 0 | FEC
HR | TYNDP2026 | NT | 2035 | TWh | 202 | Sub_sector | Industry | Refineries | Industry (refineries, energetic) | Energetic | industry_refinery_demand_electricity_energetic | Electricity | EU | Energy demand | 0.14284 | not_included_in_FEC
HR | TYNDP2026 | NT | 2035 | TWh | 203 | Sub_sector | Industry | Refineries | Industry (refineries, energetic) | Energetic | industry_refinery_demand_hydrogen_energetic | Hydrogen | EU | Energy demand | 0.19444 | not_included_in_FEC
HR | TYNDP2026 | NT | 2035 | TWh | 204 | Sub_sector | Industry | Refineries | Industry (refineries, energetic) | Energetic | industry_refinery_demand_methane_energetic | Methane | EU | Energy demand | 0.62332 | not_included_in_FEC
HR | TYNDP2026 | NT | 2035 | TWh | 205 | Sub_sector | Industry | Refineries | Industry (refineries, energetic) | Energetic | industry_refinery_demand_heat_energetic | Heat | EU | Energy demand | 0 | not_included_in_FEC
HR | TYNDP2026 | NT | 2035 | TWh | 206 | Sub_sector | Industry | Refineries | Industry (refineries, energetic) | Energetic | industry_refinery_demand_biomass_energetic | Biomass | EU | Energy demand | 0 | not_included_in_FEC
HR | TYNDP2026 | NT | 2035 | TWh | 207 | Sub_sector | Industry | Refineries | Industry (refineries, energetic) | Energetic | industry_refinery_demand_coal_energetic | Solids | EU | Energy demand | 0 | not_included_in_FEC
HR | TYNDP2026 | NT | 2035 | TWh | 208 | Sub_sector | Industry | Refineries | Industry (refineries, energetic) | Energetic | industry_refinery_demand_oil_energetic | Liquids | EU | Energy demand | 1.2217 | not_included_in_FEC
HR | TYNDP2026 | NT | 2035 | TWh | 209 | Sub_sector | Industry | Refineries | Industry (refineries, energetic) | Energetic | industry_refinery_demand_others_energetic | Others | EU | Energy demand | 0 | not_included_in_FEC
HR | TYNDP2026 | NT | 2035 | TWh | 210 | Sub_sector | Industry | Refineries | Industry (refineries, energetic) | Energetic | industry_refinery_demand_ammonia_energetic | Ammonia | EU | Energy demand | 0 | not_included_in_FEC
HR | TYNDP2026 | NT | 2035 | TWh | 212 | Sub_sector | Industry | Refineries | Industry (refineries, non-energetic) | Non-energetic | industry_refinery_demand_electricity_non_energetic | Electricity | EU | Energy demand | 0 | not_included_in_FEC
HR | TYNDP2026 | NT | 2035 | TWh | 213 | Sub_sector | Industry | Refineries | Industry (refineries, non-energetic) | Non-energetic | industry_refinery_demand_hydrogen_non_energetic | Hydrogen | EU | Energy demand | 0 | not_included_in_FEC
HR | TYNDP2026 | NT | 2035 | TWh | 214 | Sub_sector | Industry | Refineries | Industry (refineries, non-energetic) | Non-energetic | industry_refinery_demand_methane_non_energetic | Methane | EU | Energy demand | 0 | not_included_in_FEC
HR | TYNDP2026 | NT | 2035 | TWh | 215 | Sub_sector | Industry | Refineries | Industry (refineries, non-energetic) | Non-energetic | industry_refinery_demand_heat_non_energetic | Heat | EU | Energy demand | 0 | not_included_in_FEC
HR | TYNDP2026 | NT | 2035 | TWh | 216 | Sub_sector | Industry | Refineries | Industry (refineries, non-energetic) | Non-energetic | industry_refinery_demand_biomass_non_energetic | Biomass | EU | Energy demand | 0 | not_included_in_FEC
HR | TYNDP2026 | NT | 2035 | TWh | 217 | Sub_sector | Industry | Refineries | Industry (refineries, non-energetic) | Non-energetic | industry_refinery_demand_coal_non_energetic | Solids | EU | Energy demand | 0 | not_included_in_FEC
HR | TYNDP2026 | NT | 2035 | TWh | 218 | Sub_sector | Industry | Refineries | Industry (refineries, non-energetic) | Non-energetic | industry_refinery_demand_oil_non_energetic | Liquids | EU | Energy demand | 0 | not_included_in_FEC
HR | TYNDP2026 | NT | 2035 | TWh | 219 | Sub_sector | Industry | Refineries | Industry (refineries, non-energetic) | Non-energetic | industry_refinery_demand_others_non_energetic | Others | EU | Energy demand | 0 | not_included_in_FEC
HR | TYNDP2026 | NT | 2035 | TWh | 220 | Sub_sector | Industry | Refineries | Industry (refineries, non-energetic) | Non-energetic | industry_refinery_demand_ammonia_non_energetic | Ammonia | EU | Energy demand | 0 | not_included_in_FEC
HR | TYNDP2026 | NT | 2035 | TWh | 222 | Sub_sector | Industry | Steel | Industry (steel) | Energetic | industry_steel_demand_electricity_energetic | Electricity | EU | Energy demand | 0.073301 | FEC
HR | TYNDP2026 | NT | 2035 | TWh | 223 | Sub_sector | Industry | Steel | Industry (steel) | Energetic | industry_steel_demand_hydrogen_energetic | Hydrogen | EU | Energy demand | 0.034022 | FEC
HR | TYNDP2026 | NT | 2035 | TWh | 224 | Sub_sector | Industry | Steel | Industry (steel) | Energetic | industry_steel_demand_methane_energetic | Methane | EU | Energy demand | 0.041275 | FEC
HR | TYNDP2026 | NT | 2035 | TWh | 225 | Sub_sector | Industry | Steel | Industry (steel) | Energetic | industry_steel_demand_heat_energetic | Heat | EU | Energy demand | 0 | FEC
HR | TYNDP2026 | NT | 2035 | TWh | 226 | Sub_sector | Industry | Steel | Industry (steel) | Energetic | industry_steel_demand_biomass_energetic | Biomass | EU | Energy demand | 3.25e-05 | FEC
HR | TYNDP2026 | NT | 2035 | TWh | 227 | Sub_sector | Industry | Steel | Industry (steel) | Energetic | industry_steel_demand_coal_energetic | Solids | EU | Energy demand | 0.040676 | FEC
HR | TYNDP2026 | NT | 2035 | TWh | 228 | Sub_sector | Industry | Steel | Industry (steel) | Energetic | industry_steel_demand_oil_energetic | Liquids | EU | Energy demand | 0.00031904 | FEC
HR | TYNDP2026 | NT | 2035 | TWh | 229 | Sub_sector | Industry | Steel | Industry (steel) | Energetic | industry_steel_demand_others_energetic | Others | EU | Energy demand | 0 | FEC
HR | TYNDP2026 | NT | 2035 | TWh | 230 | Sub_sector | Industry | Steel | Industry (steel) | Energetic | industry_steel_demand_ammonia_energetic | Ammonia | EU | Energy demand | 0 | FEC
HR | TYNDP2026 | NT | 2035 | TWh | 232 | Sub_sector | Transport | Cars | Transport (cars) | Energetic | transport_cars_final_demand_electricity | Electricity | EU | Energy demand | 0.53794 | FEC
HR | TYNDP2026 | NT | 2035 | TWh | 233 | Sub_sector | Transport | Cars | Transport (cars) | Energetic | transport_cars_final_demand_hydrogen | Hydrogen | EU | Energy demand | 0 | FEC
HR | TYNDP2026 | NT | 2035 | TWh | 234 | Sub_sector | Transport | Cars | Transport (cars) | Energetic | transport_cars_final_demand_methane | Methane | EU | Energy demand | 0.032186 | FEC
HR | TYNDP2026 | NT | 2035 | TWh | 235 | Sub_sector | Transport | Cars | Transport (cars) | Energetic | transport_cars_final_demand_heat | Heat | EU | Energy demand | 0 | FEC
HR | TYNDP2026 | NT | 2035 | TWh | 236 | Sub_sector | Transport | Cars | Transport (cars) | Energetic | transport_cars_final_demand_biomass | Biomass | EU | Energy demand | 0 | FEC
HR | TYNDP2026 | NT | 2035 | TWh | 237 | Sub_sector | Transport | Cars | Transport (cars) | Energetic | transport_cars_final_demand_coal | Solids | EU | Energy demand | 0 | FEC
HR | TYNDP2026 | NT | 2035 | TWh | 238 | Sub_sector | Transport | Cars | Transport (cars) | Energetic | transport_cars_final_demand_oil | Liquids | EU | Energy demand | 16.6494 | FEC
HR | TYNDP2026 | NT | 2035 | TWh | 239 | Sub_sector | Transport | Cars | Transport (cars) | Energetic | transport_cars_final_demand_other | Others | EU | Energy demand | 0 | FEC
HR | TYNDP2026 | NT | 2035 | TWh | 240 | Sub_sector | Transport | Cars | Transport (cars) | Energetic | transport_cars_final_demand_ammonia | Ammonia | EU | Energy demand | 0 | FEC
HR | TYNDP2026 | NT | 2035 | TWh | 242 | Sub_sector | Transport | Busses | Transport (busses) | Energetic | transport_busses_final_demand_electricity | Electricity | EU | Energy demand | 0.042026 | FEC
HR | TYNDP2026 | NT | 2035 | TWh | 243 | Sub_sector | Transport | Busses | Transport (busses) | Energetic | transport_busses_final_demand_hydrogen | Hydrogen | EU | Energy demand | 0 | FEC
HR | TYNDP2026 | NT | 2035 | TWh | 244 | Sub_sector | Transport | Busses | Transport (busses) | Energetic | transport_busses_final_demand_methane | Methane | EU | Energy demand | 0.0066798 | FEC
HR | TYNDP2026 | NT | 2035 | TWh | 245 | Sub_sector | Transport | Busses | Transport (busses) | Energetic | transport_busses_final_demand_heat | Heat | EU | Energy demand | 0 | FEC
HR | TYNDP2026 | NT | 2035 | TWh | 246 | Sub_sector | Transport | Busses | Transport (busses) | Energetic | transport_busses_final_demand_biomass | Biomass | EU | Energy demand | 0 | FEC
HR | TYNDP2026 | NT | 2035 | TWh | 247 | Sub_sector | Transport | Busses | Transport (busses) | Energetic | transport_busses_final_demand_coal | Solids | EU | Energy demand | 0 | FEC
HR | TYNDP2026 | NT | 2035 | TWh | 248 | Sub_sector | Transport | Busses | Transport (busses) | Energetic | transport_busses_final_demand_oil | Liquids | EU | Energy demand | 1.6446 | FEC
HR | TYNDP2026 | NT | 2035 | TWh | 249 | Sub_sector | Transport | Busses | Transport (busses) | Energetic | transport_busses_final_demand_other | Others | EU | Energy demand | 0 | FEC
HR | TYNDP2026 | NT | 2035 | TWh | 250 | Sub_sector | Transport | Busses | Transport (busses) | Energetic | transport_busses_final_demand_ammonia | Ammonia | EU | Energy demand | 0 | FEC
HR | TYNDP2026 | NT | 2035 | TWh | 252 | Sub_sector | Transport | Trucks | Transport (trucks) | Energetic | transport_trucks_final_demand_electricity | Electricity | EU | Energy demand | 0.036581 | FEC
HR | TYNDP2026 | NT | 2035 | TWh | 253 | Sub_sector | Transport | Trucks | Transport (trucks) | Energetic | transport_trucks_final_demand_hydrogen | Hydrogen | EU | Energy demand | 0.066715 | FEC
HR | TYNDP2026 | NT | 2035 | TWh | 254 | Sub_sector | Transport | Trucks | Transport (trucks) | Energetic | transport_trucks_final_demand_methane | Methane | EU | Energy demand | 0.076373 | FEC
HR | TYNDP2026 | NT | 2035 | TWh | 255 | Sub_sector | Transport | Trucks | Transport (trucks) | Energetic | transport_trucks_final_demand_heat | Heat | EU | Energy demand | 0 | FEC
HR | TYNDP2026 | NT | 2035 | TWh | 256 | Sub_sector | Transport | Trucks | Transport (trucks) | Energetic | transport_trucks_final_demand_biomass | Biomass | EU | Energy demand | 0 | FEC
HR | TYNDP2026 | NT | 2035 | TWh | 257 | Sub_sector | Transport | Trucks | Transport (trucks) | Energetic | transport_trucks_final_demand_coal | Solids | EU | Energy demand | 0 | FEC
HR | TYNDP2026 | NT | 2035 | TWh | 258 | Sub_sector | Transport | Trucks | Transport (trucks) | Energetic | transport_trucks_final_demand_oil | Liquids | EU | Energy demand | 4.9546 | FEC
HR | TYNDP2026 | NT | 2035 | TWh | 259 | Sub_sector | Transport | Trucks | Transport (trucks) | Energetic | transport_trucks_final_demand_other | Others | EU | Energy demand | 0 | FEC
HR | TYNDP2026 | NT | 2035 | TWh | 260 | Sub_sector | Transport | Trucks | Transport (trucks) | Energetic | transport_trucks_final_demand_ammonia | Ammonia | EU | Energy demand | 0 | FEC
HR | TYNDP2026 | NT | 2035 | TWh | 262 | Sub_sector | Transport | Vans | Transport (vans) | Energetic | transport_vans_final_demand_electricity | Electricity | EU | Energy demand | 0.021083 | FEC
HR | TYNDP2026 | NT | 2035 | TWh | 263 | Sub_sector | Transport | Vans | Transport (vans) | Energetic | transport_vans_final_demand_hydrogen | Hydrogen | EU | Energy demand | 3.75e-05 | FEC
HR | TYNDP2026 | NT | 2035 | TWh | 264 | Sub_sector | Transport | Vans | Transport (vans) | Energetic | transport_vans_final_demand_methane | Methane | EU | Energy demand | 0.019346 | FEC
HR | TYNDP2026 | NT | 2035 | TWh | 265 | Sub_sector | Transport | Vans | Transport (vans) | Energetic | transport_vans_final_demand_heat | Heat | EU | Energy demand | 0 | FEC
HR | TYNDP2026 | NT | 2035 | TWh | 266 | Sub_sector | Transport | Vans | Transport (vans) | Energetic | transport_vans_final_demand_biomass | Biomass | EU | Energy demand | 0 | FEC
HR | TYNDP2026 | NT | 2035 | TWh | 267 | Sub_sector | Transport | Vans | Transport (vans) | Energetic | transport_vans_final_demand_coal | Solids | EU | Energy demand | 0 | FEC
HR | TYNDP2026 | NT | 2035 | TWh | 268 | Sub_sector | Transport | Vans | Transport (vans) | Energetic | transport_vans_final_demand_oil | Liquids | EU | Energy demand | 0.99414 | FEC
HR | TYNDP2026 | NT | 2035 | TWh | 269 | Sub_sector | Transport | Vans | Transport (vans) | Energetic | transport_vans_final_demand_other | Others | EU | Energy demand | 0 | FEC
HR | TYNDP2026 | NT | 2035 | TWh | 270 | Sub_sector | Transport | Vans | Transport (vans) | Energetic | transport_vans_final_demand_ammonia | Ammonia | EU | Energy demand | 0 | FEC
HR | TYNDP2026 | NT | 2035 | TWh | 272 | Sub_sector | Transport | Freight trains | Transport (trains) | Energetic | transport_trains_final_demand_electricity | Electricity | EU | Energy demand | 0.37265 | FEC
HR | TYNDP2026 | NT | 2035 | TWh | 273 | Sub_sector | Transport | Freight trains | Transport (trains) | Energetic | transport_trains_final_demand_hydrogen | Hydrogen | EU | Energy demand | 0 | FEC
HR | TYNDP2026 | NT | 2035 | TWh | 274 | Sub_sector | Transport | Freight trains | Transport (trains) | Energetic | transport_trains_final_demand_methane | Methane | EU | Energy demand | 0 | FEC
HR | TYNDP2026 | NT | 2035 | TWh | 275 | Sub_sector | Transport | Freight trains | Transport (trains) | Energetic | transport_trains_final_demand_heat | Heat | EU | Energy demand | 0 | FEC
HR | TYNDP2026 | NT | 2035 | TWh | 276 | Sub_sector | Transport | Freight trains | Transport (trains) | Energetic | transport_trains_final_demand_biomass | Biomass | EU | Energy demand | 0 | FEC
HR | TYNDP2026 | NT | 2035 | TWh | 277 | Sub_sector | Transport | Freight trains | Transport (trains) | Energetic | transport_trains_final_demand_coal | Solids | EU | Energy demand | 0 | FEC
HR | TYNDP2026 | NT | 2035 | TWh | 278 | Sub_sector | Transport | Freight trains | Transport (trains) | Energetic | transport_trains_final_demand_oil | Liquids | EU | Energy demand | 0.40564 | FEC
HR | TYNDP2026 | NT | 2035 | TWh | 279 | Sub_sector | Transport | Freight trains | Transport (trains) | Energetic | transport_trains_final_demand_other | Others | EU | Energy demand | 0 | FEC
HR | TYNDP2026 | NT | 2035 | TWh | 280 | Sub_sector | Transport | Freight trains | Transport (trains) | Energetic | transport_trains_final_demand_ammonia | Ammonia | EU | Energy demand | 0 | FEC
HR | TYNDP2026 | NT | 2035 | TWh | 282 | Sub_sector | Transport | Ships | Transport (ships) | Energetic | transport_ships_final_demand_electricity | Electricity | EU | Energy demand | 0 | FEC
HR | TYNDP2026 | NT | 2035 | TWh | 283 | Sub_sector | Transport | Ships | Transport (ships) | Energetic | transport_ships_final_demand_hydrogen | Hydrogen | EU | Energy demand | 0.01045 | FEC
HR | TYNDP2026 | NT | 2035 | TWh | 284 | Sub_sector | Transport | Ships | Transport (ships) | Energetic | transport_ships_final_demand_methane | Methane | EU | Energy demand | 0.10898 | FEC
HR | TYNDP2026 | NT | 2035 | TWh | 285 | Sub_sector | Transport | Ships | Transport (ships) | Energetic | transport_ships_final_demand_heat | Heat | EU | Energy demand | 0 | FEC
HR | TYNDP2026 | NT | 2035 | TWh | 286 | Sub_sector | Transport | Ships | Transport (ships) | Energetic | transport_ships_final_demand_biomass | Biomass | EU | Energy demand | 0 | FEC
HR | TYNDP2026 | NT | 2035 | TWh | 287 | Sub_sector | Transport | Ships | Transport (ships) | Energetic | transport_ships_final_demand_coal | Solids | EU | Energy demand | 0 | FEC
HR | TYNDP2026 | NT | 2035 | TWh | 288 | Sub_sector | Transport | Ships | Transport (ships) | Energetic | transport_ships_final_demand_oil | Liquids | EU | Energy demand | 0.1784 | FEC
HR | TYNDP2026 | NT | 2035 | TWh | 289 | Sub_sector | Transport | Ships | Transport (ships) | Energetic | transport_ships_final_demand_other | Others | EU | Energy demand | 0 | FEC
HR | TYNDP2026 | NT | 2035 | TWh | 290 | Sub_sector | Transport | Ships | Transport (ships) | Energetic | transport_ships_final_demand_ammonia | Ammonia | EU | Energy demand | 0 | FEC
HR | TYNDP2026 | NT | 2035 | TWh | 292 | Sub_sector | Transport | Planes | Transport (planes) | Energetic | transport_planes_final_demand_electricity | Electricity | EU | Energy demand | 0.0036722 | FEC
HR | TYNDP2026 | NT | 2035 | TWh | 293 | Sub_sector | Transport | Planes | Transport (planes) | Energetic | transport_planes_final_demand_hydrogen | Hydrogen | EU | Energy demand | 0.0044926 | FEC
HR | TYNDP2026 | NT | 2035 | TWh | 294 | Sub_sector | Transport | Planes | Transport (planes) | Energetic | transport_planes_final_demand_methane | Methane | EU | Energy demand | 0 | FEC
HR | TYNDP2026 | NT | 2035 | TWh | 295 | Sub_sector | Transport | Planes | Transport (planes) | Energetic | transport_planes_final_demand_heat | Heat | EU | Energy demand | 0 | FEC
HR | TYNDP2026 | NT | 2035 | TWh | 296 | Sub_sector | Transport | Planes | Transport (planes) | Energetic | transport_planes_final_demand_biomass | Biomass | EU | Energy demand | 0 | FEC
HR | TYNDP2026 | NT | 2035 | TWh | 297 | Sub_sector | Transport | Planes | Transport (planes) | Energetic | transport_planes_final_demand_coal | Solids | EU | Energy demand | 0 | FEC
HR | TYNDP2026 | NT | 2035 | TWh | 298 | Sub_sector | Transport | Planes | Transport (planes) | Energetic | transport_planes_final_demand_oil | Liquids | EU | Energy demand | 0.055384 | FEC
HR | TYNDP2026 | NT | 2035 | TWh | 299 | Sub_sector | Transport | Planes | Transport (planes) | Energetic | transport_planes_final_demand_other | Others | EU | Energy demand | 0 | FEC
HR | TYNDP2026 | NT | 2035 | TWh | 300 | Sub_sector | Transport | Planes | Transport (planes) | Energetic | transport_planes_final_demand_ammonia | Ammonia | EU | Energy demand | 0 | FEC
HR | TYNDP2026 | NT | 2035 | TWh | 302 | Sub_sector | Transport | Others | Transport (others) | Energetic | transport_other_final_demand_electricity | Electricity | EU | Energy demand | 0.0029958 | FEC
HR | TYNDP2026 | NT | 2035 | TWh | 303 | Sub_sector | Transport | Others | Transport (others) | Energetic | transport_other_final_demand_hydrogen | Hydrogen | EU | Energy demand | 0 | FEC
HR | TYNDP2026 | NT | 2035 | TWh | 304 | Sub_sector | Transport | Others | Transport (others) | Energetic | transport_other_final_demand_methane | Methane | EU | Energy demand | 0 | FEC
HR | TYNDP2026 | NT | 2035 | TWh | 305 | Sub_sector | Transport | Others | Transport (others) | Energetic | transport_other_final_demand_heat | Heat | EU | Energy demand | 0 | FEC
HR | TYNDP2026 | NT | 2035 | TWh | 306 | Sub_sector | Transport | Others | Transport (others) | Energetic | transport_other_final_demand_biomass | Biomass | EU | Energy demand | 0 | FEC
HR | TYNDP2026 | NT | 2035 | TWh | 307 | Sub_sector | Transport | Others | Transport (others) | Energetic | transport_other_final_demand_coal | Solids | EU | Energy demand | 0 | FEC
HR | TYNDP2026 | NT | 2035 | TWh | 308 | Sub_sector | Transport | Others | Transport (others) | Energetic | transport_other_final_demand_oil | Liquids | EU | Energy demand | 0.19311 | FEC
HR | TYNDP2026 | NT | 2035 | TWh | 309 | Sub_sector | Transport | Others | Transport (others) | Energetic | transport_other_final_demand_other | Others | EU | Energy demand | 0 | FEC
HR | TYNDP2026 | NT | 2035 | TWh | 310 | Sub_sector | Transport | Others | Transport (others) | Energetic | transport_other_final_demand_ammonia | Ammonia | EU | Energy demand | 0 | FEC
HR | TYNDP2026 | NT | 2035 | TWh | 312 | Sub_sector | International transport | International aviation | Transport (int. aviation) | Energetic | transport_int_aviation_final_demand_electricity | Electricity | EU | Energy demand | 0 | FEC
HR | TYNDP2026 | NT | 2035 | TWh | 313 | Sub_sector | International transport | International aviation | Transport (int. aviation) | Energetic | transport_int_aviation_final_demand_hydrogen | Hydrogen | EU | Energy demand | 0 | FEC
HR | TYNDP2026 | NT | 2035 | TWh | 314 | Sub_sector | International transport | International aviation | Transport (int. aviation) | Energetic | transport_int_aviation_final_demand_methane | Methane | EU | Energy demand | 0 | FEC
HR | TYNDP2026 | NT | 2035 | TWh | 315 | Sub_sector | International transport | International aviation | Transport (int. aviation) | Energetic | transport_int_aviation_final_demand_heat | Heat | EU | Energy demand | 0 | FEC
HR | TYNDP2026 | NT | 2035 | TWh | 316 | Sub_sector | International transport | International aviation | Transport (int. aviation) | Energetic | transport_int_aviation_final_demand_biofuels | Biomass | EU | Energy demand | 0 | FEC
HR | TYNDP2026 | NT | 2035 | TWh | 317 | Sub_sector | International transport | International aviation | Transport (int. aviation) | Energetic | transport_int_aviation_final_demand_coal | Solids | EU | Energy demand | 0 | FEC
HR | TYNDP2026 | NT | 2035 | TWh | 318 | Sub_sector | International transport | International aviation | Transport (int. aviation) | Energetic | transport_int_aviation_final_demand_oil | Liquids | EU | Energy demand | 2.1028 | FEC
HR | TYNDP2026 | NT | 2035 | TWh | 319 | Sub_sector | International transport | International aviation | Transport (int. aviation) | Energetic | transport_int_aviation_final_demand_other | Others | EU | Energy demand | 0 | FEC
HR | TYNDP2026 | NT | 2035 | TWh | 320 | Sub_sector | International transport | International aviation | Transport (int. aviation) | Energetic | transport_int_aviation_final_demand_ammonia | Ammonia | EU | Energy demand | 0 | FEC
HR | TYNDP2026 | NT | 2035 | TWh | 322 | Sub_sector | International transport | International shipping | Transport (int. shipping) | Energetic | transport_int_shipping_final_demand_electricity | Electricity | EU | Energy demand | 0 | not_included_in_FEC
HR | TYNDP2026 | NT | 2035 | TWh | 323 | Sub_sector | International transport | International shipping | Transport (int. shipping) | Energetic | transport_int_shipping_final_demand_hydrogen | Hydrogen | EU | Energy demand | 0.019055 | not_included_in_FEC
HR | TYNDP2026 | NT | 2035 | TWh | 324 | Sub_sector | International transport | International shipping | Transport (int. shipping) | Energetic | transport_int_shipping_final_demand_methane | Methane | EU | Energy demand | 0.081302 | not_included_in_FEC
HR | TYNDP2026 | NT | 2035 | TWh | 325 | Sub_sector | International transport | International shipping | Transport (int. shipping) | Energetic | transport_int_shipping_final_demand_heat | Heat | EU | Energy demand | 0 | not_included_in_FEC
HR | TYNDP2026 | NT | 2035 | TWh | 326 | Sub_sector | International transport | International shipping | Transport (int. shipping) | Energetic | transport_int_shipping_final_demand_biofuels | Biomass | EU | Energy demand | 0 | not_included_in_FEC
HR | TYNDP2026 | NT | 2035 | TWh | 327 | Sub_sector | International transport | International shipping | Transport (int. shipping) | Energetic | transport_int_shipping_final_demand_coal | Solids | EU | Energy demand | 0 | not_included_in_FEC
HR | TYNDP2026 | NT | 2035 | TWh | 328 | Sub_sector | International transport | International shipping | Transport (int. shipping) | Energetic | transport_int_shipping_final_demand_oil | Liquids | EU | Energy demand | 0.15088 | not_included_in_FEC
HR | TYNDP2026 | NT | 2035 | TWh | 329 | Sub_sector | International transport | International shipping | Transport (int. shipping) | Energetic | transport_int_shipping_final_demand_other | Others | EU | Energy demand | 0 | not_included_in_FEC
HR | TYNDP2026 | NT | 2035 | TWh | 330 | Sub_sector | International transport | International shipping | Transport (int. shipping) | Energetic | transport_int_shipping_final_demand_ammonia | Ammonia | EU | Energy demand | 0 | not_included_in_FEC
HR | TYNDP2026 | NT | 2035 | TWh | 332 | Sub_sector | Households | Space heating | Households (heating) | Energetic | households_heating_final_demand_electricity | Electricity | EU | Energy demand | 1.4442 | FEC
HR | TYNDP2026 | NT | 2035 | TWh | 333 | Sub_sector | Households | Space heating | Households (heating) | Energetic | households_heating_final_demand_hydrogen | Hydrogen | EU | Energy demand | 0.64418 | FEC
HR | TYNDP2026 | NT | 2035 | TWh | 334 | Sub_sector | Households | Space heating | Households (heating) | Energetic | households_heating_final_demand_methane | Methane | EU | Energy demand | 3.0419 | FEC
HR | TYNDP2026 | NT | 2035 | TWh | 335 | Sub_sector | Households | Space heating | Households (heating) | Energetic | households_heating_final_demand_heat | Heat | EU | Energy demand | 1.0617 | FEC
HR | TYNDP2026 | NT | 2035 | TWh | 336 | Sub_sector | Households | Space heating | Households (heating) | Energetic | households_heating_final_demand_biomass | Biomass | EU | Energy demand | 6.0869 | FEC
HR | TYNDP2026 | NT | 2035 | TWh | 337 | Sub_sector | Households | Space heating | Households (heating) | Energetic | households_heating_final_demand_coal | Solids | EU | Energy demand | 0.023864 | FEC
HR | TYNDP2026 | NT | 2035 | TWh | 338 | Sub_sector | Households | Space heating | Households (heating) | Energetic | households_heating_final_demand_oil | Liquids | EU | Energy demand | 0.57137 | FEC
HR | TYNDP2026 | NT | 2035 | TWh | 339 | Sub_sector | Households | Space heating | Households (heating) | Energetic | households_heating_final_demand_other | Others | EU | Energy demand | 0.21227 | FEC
HR | TYNDP2026 | NT | 2035 | TWh | 340 | Sub_sector | Households | Space heating | Households (heating) | Energetic | households_heating_final_demand_ammonia | Ammonia | EU | Energy demand | 0 | FEC
HR | TYNDP2026 | NT | 2035 | TWh | 343 | Sub_sector | Households | Cooling | Households (cooling) | Energetic | households_cooling_final_demand_electricity | Electricity | EU | Energy demand | 0.51015 | FEC
HR | TYNDP2026 | NT | 2035 | TWh | 344 | Sub_sector | Households | Cooling | Households (cooling) | Energetic | households_cooling_final_demand_hydrogen | Hydrogen | EU | Energy demand | 0 | FEC
HR | TYNDP2026 | NT | 2035 | TWh | 345 | Sub_sector | Households | Cooling | Households (cooling) | Energetic | households_cooling_final_demand_methane | Methane | EU | Energy demand | 0 | FEC
HR | TYNDP2026 | NT | 2035 | TWh | 346 | Sub_sector | Households | Cooling | Households (cooling) | Energetic | households_cooling_final_demand_heat | Heat | EU | Energy demand | 0 | FEC
HR | TYNDP2026 | NT | 2035 | TWh | 347 | Sub_sector | Households | Cooling | Households (cooling) | Energetic | households_cooling_final_demand_biomass | Biomass | EU | Energy demand | 0 | FEC
HR | TYNDP2026 | NT | 2035 | TWh | 348 | Sub_sector | Households | Cooling | Households (cooling) | Energetic | households_cooling_final_demand_coal | Solids | EU | Energy demand | 0 | FEC
HR | TYNDP2026 | NT | 2035 | TWh | 349 | Sub_sector | Households | Cooling | Households (cooling) | Energetic | households_cooling_final_demand_oil | Liquids | EU | Energy demand | 0 | FEC
HR | TYNDP2026 | NT | 2035 | TWh | 350 | Sub_sector | Households | Cooling | Households (cooling) | Energetic | households_cooling_final_demand_other | Others | EU | Energy demand | 0 | FEC
HR | TYNDP2026 | NT | 2035 | TWh | 351 | Sub_sector | Households | Cooling | Households (cooling) | Energetic | households_cooling_final_demand_ammonia | Ammonia | EU | Energy demand | 0 | FEC
HR | TYNDP2026 | NT | 2035 | TWh | 354 | Sub_sector | Households | Hot water | Households (hot water) | Energetic | households_hot_water_final_demand_electricity | Electricity | EU | Energy demand | 0.35535 | FEC
HR | TYNDP2026 | NT | 2035 | TWh | 355 | Sub_sector | Households | Hot water | Households (hot water) | Energetic | households_hot_water_final_demand_hydrogen | Hydrogen | EU | Energy demand | 0.18436 | FEC
HR | TYNDP2026 | NT | 2035 | TWh | 356 | Sub_sector | Households | Hot water | Households (hot water) | Energetic | households_hot_water_final_demand_methane | Methane | EU | Energy demand | 0.73965 | FEC
HR | TYNDP2026 | NT | 2035 | TWh | 357 | Sub_sector | Households | Hot water | Households (hot water) | Energetic | households_hot_water_final_demand_heat | Heat | EU | Energy demand | 0.23183 | FEC
HR | TYNDP2026 | NT | 2035 | TWh | 358 | Sub_sector | Households | Hot water | Households (hot water) | Energetic | households_hot_water_final_demand_biomass | Biomass | EU | Energy demand | 0.76122 | FEC
HR | TYNDP2026 | NT | 2035 | TWh | 359 | Sub_sector | Households | Hot water | Households (hot water) | Energetic | households_hot_water_final_demand_coal | Solids | EU | Energy demand | 0.0021834 | FEC
HR | TYNDP2026 | NT | 2035 | TWh | 360 | Sub_sector | Households | Hot water | Households (hot water) | Energetic | households_hot_water_final_demand_oil | Liquids | EU | Energy demand | 0.052275 | FEC
HR | TYNDP2026 | NT | 2035 | TWh | 361 | Sub_sector | Households | Hot water | Households (hot water) | Energetic | households_hot_water_final_demand_other | Others | EU | Energy demand | 0.19605 | FEC
HR | TYNDP2026 | NT | 2035 | TWh | 362 | Sub_sector | Households | Hot water | Households (hot water) | Energetic | households_hot_water_final_demand_ammonia | Ammonia | EU | Energy demand | 0 | FEC
HR | TYNDP2026 | NT | 2035 | TWh | 365 | Sub_sector | Households | Appliances | Households (appliances) | Energetic | households_appliances_final_demand_electricity | Electricity | EU | Energy demand | 2.9035 | FEC
HR | TYNDP2026 | NT | 2035 | TWh | 366 | Sub_sector | Households | Appliances | Households (appliances) | Energetic | households_appliances_final_demand_hydrogen | Hydrogen | EU | Energy demand | 0 | FEC
HR | TYNDP2026 | NT | 2035 | TWh | 367 | Sub_sector | Households | Appliances | Households (appliances) | Energetic | households_appliances_final_demand_methane | Methane | EU | Energy demand | 0.59438 | FEC
HR | TYNDP2026 | NT | 2035 | TWh | 368 | Sub_sector | Households | Appliances | Households (appliances) | Energetic | households_appliances_final_demand_heat | Heat | EU | Energy demand | 0 | FEC
HR | TYNDP2026 | NT | 2035 | TWh | 369 | Sub_sector | Households | Appliances | Households (appliances) | Energetic | households_appliances_final_demand_biomass | Biomass | EU | Energy demand | 0.033922 | FEC
HR | TYNDP2026 | NT | 2035 | TWh | 370 | Sub_sector | Households | Appliances | Households (appliances) | Energetic | households_appliances_final_demand_coal | Solids | EU | Energy demand | 0 | FEC
HR | TYNDP2026 | NT | 2035 | TWh | 371 | Sub_sector | Households | Appliances | Households (appliances) | Energetic | households_appliances_final_demand_oil | Liquids | EU | Energy demand | 0 | FEC
HR | TYNDP2026 | NT | 2035 | TWh | 372 | Sub_sector | Households | Appliances | Households (appliances) | Energetic | households_appliances_final_demand_other | Others | EU | Energy demand | 0 | FEC
HR | TYNDP2026 | NT | 2035 | TWh | 373 | Sub_sector | Households | Appliances | Households (appliances) | Energetic | households_appliances_final_demand_ammonia | Ammonia | EU | Energy demand | 0 | FEC
HR | TYNDP2026 | NT | 2035 | TWh | 375 | Sub_sector | Buildings | Space heating | Buildings (heat) | Energetic | buildings_heat_final_demand_electricity | Electricity | EU | Energy demand | 1.3869 | FEC
HR | TYNDP2026 | NT | 2035 | TWh | 376 | Sub_sector | Buildings | Space heating | Buildings (heat) | Energetic | buildings_heat_final_demand_hydrogen | Hydrogen | EU | Energy demand | 0.17145 | FEC
HR | TYNDP2026 | NT | 2035 | TWh | 377 | Sub_sector | Buildings | Space heating | Buildings (heat) | Energetic | buildings_heat_final_demand_methane | Methane | EU | Energy demand | 0.82731 | FEC
HR | TYNDP2026 | NT | 2035 | TWh | 378 | Sub_sector | Buildings | Space heating | Buildings (heat) | Energetic | buildings_heat_final_demand_heat | Heat | EU | Energy demand | 0.64479 | FEC
HR | TYNDP2026 | NT | 2035 | TWh | 379 | Sub_sector | Buildings | Space heating | Buildings (heat) | Energetic | buildings_heat_final_demand_biomass | Biomass | EU | Energy demand | 0.28987 | FEC
HR | TYNDP2026 | NT | 2035 | TWh | 380 | Sub_sector | Buildings | Space heating | Buildings (heat) | Energetic | buildings_heat_final_demand_coal | Solids | EU | Energy demand | 0 | FEC
HR | TYNDP2026 | NT | 2035 | TWh | 381 | Sub_sector | Buildings | Space heating | Buildings (heat) | Energetic | buildings_heat_final_demand_oil | Liquids | EU | Energy demand | 0.17485 | FEC
HR | TYNDP2026 | NT | 2035 | TWh | 382 | Sub_sector | Buildings | Space heating | Buildings (heat) | Energetic | buildings_heat_final_demand_other | Others | EU | Energy demand | 0.0070056 | FEC
HR | TYNDP2026 | NT | 2035 | TWh | 383 | Sub_sector | Buildings | Space heating | Buildings (heat) | Energetic | buildings_heat_final_demand_ammonia | Ammonia | EU | Energy demand | 0 | FEC
HR | TYNDP2026 | NT | 2035 | TWh | 386 | Sub_sector | Buildings | Cooling | Buildings (cooling) | Energetic | buildings_cooling_final_demand_electricity | Electricity | EU | Energy demand | 0.64388 | FEC
HR | TYNDP2026 | NT | 2035 | TWh | 387 | Sub_sector | Buildings | Cooling | Buildings (cooling) | Energetic | buildings_cooling_final_demand_hydrogen | Hydrogen | EU | Energy demand | 0 | FEC
HR | TYNDP2026 | NT | 2035 | TWh | 388 | Sub_sector | Buildings | Cooling | Buildings (cooling) | Energetic | buildings_cooling_final_demand_methane | Methane | EU | Energy demand | 0 | FEC
HR | TYNDP2026 | NT | 2035 | TWh | 389 | Sub_sector | Buildings | Cooling | Buildings (cooling) | Energetic | buildings_cooling_final_demand_heat | Heat | EU | Energy demand | 0 | FEC
HR | TYNDP2026 | NT | 2035 | TWh | 390 | Sub_sector | Buildings | Cooling | Buildings (cooling) | Energetic | buildings_cooling_final_demand_biomass | Biomass | EU | Energy demand | 0 | FEC
HR | TYNDP2026 | NT | 2035 | TWh | 391 | Sub_sector | Buildings | Cooling | Buildings (cooling) | Energetic | buildings_cooling_final_demand_coal | Solids | EU | Energy demand | 0 | FEC
HR | TYNDP2026 | NT | 2035 | TWh | 392 | Sub_sector | Buildings | Cooling | Buildings (cooling) | Energetic | buildings_cooling_final_demand_oil | Liquids | EU | Energy demand | 0 | FEC
HR | TYNDP2026 | NT | 2035 | TWh | 393 | Sub_sector | Buildings | Cooling | Buildings (cooling) | Energetic | buildings_cooling_final_demand_other | Others | EU | Energy demand | 0 | FEC
HR | TYNDP2026 | NT | 2035 | TWh | 394 | Sub_sector | Buildings | Cooling | Buildings (cooling) | Energetic | buildings_cooling_final_demand_ammonia | Ammonia | EU | Energy demand | 0 | FEC
HR | TYNDP2026 | NT | 2035 | TWh | 397 | Sub_sector | Buildings | Appliances | Buildings (appliances) | Energetic | buildings_appliances_final_demand_electricity | Electricity | EU | Energy demand | 3.2308 | FEC
HR | TYNDP2026 | NT | 2035 | TWh | 398 | Sub_sector | Buildings | Appliances | Buildings (appliances) | Energetic | buildings_appliances_final_demand_hydrogen | Hydrogen | EU | Energy demand | 0 | FEC
HR | TYNDP2026 | NT | 2035 | TWh | 399 | Sub_sector | Buildings | Appliances | Buildings (appliances) | Energetic | buildings_appliances_final_demand_methane | Methane | EU | Energy demand | 0.63201 | FEC
HR | TYNDP2026 | NT | 2035 | TWh | 400 | Sub_sector | Buildings | Appliances | Buildings (appliances) | Energetic | buildings_appliances_final_demand_heat | Heat | EU | Energy demand | 0 | FEC
HR | TYNDP2026 | NT | 2035 | TWh | 401 | Sub_sector | Buildings | Appliances | Buildings (appliances) | Energetic | buildings_appliances_final_demand_biomass | Biomass | EU | Energy demand | 0 | FEC
HR | TYNDP2026 | NT | 2035 | TWh | 402 | Sub_sector | Buildings | Appliances | Buildings (appliances) | Energetic | buildings_appliances_final_demand_coal | Solids | EU | Energy demand | 0 | FEC
HR | TYNDP2026 | NT | 2035 | TWh | 403 | Sub_sector | Buildings | Appliances | Buildings (appliances) | Energetic | buildings_appliances_final_demand_oil | Liquids | EU | Energy demand | 0 | FEC
HR | TYNDP2026 | NT | 2035 | TWh | 404 | Sub_sector | Buildings | Appliances | Buildings (appliances) | Energetic | buildings_appliances_final_demand_other | Others | EU | Energy demand | 0 | FEC
HR | TYNDP2026 | NT | 2035 | TWh | 405 | Sub_sector | Buildings | Appliances | Buildings (appliances) | Energetic | buildings_appliances_final_demand_ammonia | Ammonia | EU | Energy demand | 0 | FEC
HR | TYNDP2026 | NT | 2035 | TWh | 407 | Sub_sector | Buildings | Datacenters | Datacenters & ICT | Energetic | datacentres_final_demand_electricity_energetic | Electricity | EU | Energy demand | 0.99084 | FEC
HR | TYNDP2026 | NT | 2035 | TWh | 408 | Sub_sector | Buildings | Datacenters | Datacenters & ICT | Energetic | datacentres_final_demand_hydrogen_energetic | Hydrogen | EU | Energy demand | 0 | FEC
HR | TYNDP2026 | NT | 2035 | TWh | 409 | Sub_sector | Buildings | Datacenters | Datacenters & ICT | Energetic | datacentres_final_demand_methane_energetic | Methane | EU | Energy demand | 0 | FEC
HR | TYNDP2026 | NT | 2035 | TWh | 410 | Sub_sector | Buildings | Datacenters | Datacenters & ICT | Energetic | datacentres_final_demand_heat_energetic | Heat | EU | Energy demand | 0 | FEC
HR | TYNDP2026 | NT | 2035 | TWh | 411 | Sub_sector | Buildings | Datacenters | Datacenters & ICT | Energetic | datacentres_final_demand_biomass_energetic | Biomass | EU | Energy demand | 0 | FEC
HR | TYNDP2026 | NT | 2035 | TWh | 412 | Sub_sector | Buildings | Datacenters | Datacenters & ICT | Energetic | datacentres_final_demand_coal_energetic | Solids | EU | Energy demand | 0 | FEC
HR | TYNDP2026 | NT | 2035 | TWh | 413 | Sub_sector | Buildings | Datacenters | Datacenters & ICT | Energetic | datacentres_final_demand_oil_energetic | Liquids | EU | Energy demand | 0 | FEC
HR | TYNDP2026 | NT | 2035 | TWh | 414 | Sub_sector | Buildings | Datacenters | Datacenters & ICT | Energetic | datacentres_final_demand_other_energetic | Others | EU | Energy demand | 0 | FEC
HR | TYNDP2026 | NT | 2035 | TWh | 415 | Sub_sector | Buildings | Datacenters | Datacenters & ICT | Energetic | datacentres_final_demand_ammonia_energetic | Ammonia | EU | Energy demand | 0 | FEC
HR | TYNDP2026 | NT | 2035 | TWh | 417 | Sub_sector | Transport | Others_Sector | Others_Sector | Energetic | other_final_demand_electricity_energetic | Electricity | EU | Energy demand | 0 | FEC
HR | TYNDP2026 | NT | 2035 | TWh | 418 | Sub_sector | Transport | Others_Sector | Others_Sector | Energetic | other_final_demand_hydrogen_energetic | Hydrogen | EU | Energy demand | 0 | FEC
HR | TYNDP2026 | NT | 2035 | TWh | 419 | Sub_sector | Transport | Pipeline Transport | Others_Sector | Energetic | other_final_demand_methane_energetic | Methane | EU | Energy demand | 0.0315 | FEC
HR | TYNDP2026 | NT | 2035 | TWh | 420 | Sub_sector | Transport | Others_Sector | Others_Sector | Energetic | other_final_demand_heat_energetic | Heat | EU | Energy demand | 0 | FEC
HR | TYNDP2026 | NT | 2035 | TWh | 421 | Sub_sector | Transport | Others_Sector | Others_Sector | Energetic | other_final_demand_biomass_energetic | Biomass | EU | Energy demand | 0 | FEC
HR | TYNDP2026 | NT | 2035 | TWh | 422 | Sub_sector | Transport | Others_Sector | Others_Sector | Energetic | other_final_demand_coal_energetic | Solids | EU | Energy demand | 0 | FEC
HR | TYNDP2026 | NT | 2035 | TWh | 423 | Sub_sector | Transport | Others_Sector | Others_Sector | Energetic | other_final_demand_oil_energetic | Liquids | EU | Energy demand | 0 | FEC
HR | TYNDP2026 | NT | 2035 | TWh | 424 | Sub_sector | Others_Sector | Others_Sector | Others_Sector | Non-energetic | other_final_demand_oil_non_energetic | Liquids | EU | Energy demand | 0.21589 | not_included_in_FEC
HR | TYNDP2026 | NT | 2035 | TWh | 425 | Sub_sector | Transport | Others_Sector | Others_Sector | Energetic | other_final_demand_other_energetic | Others | EU | Energy demand | 0 | FEC
HR | TYNDP2026 | NT | 2035 | TWh | 426 | Sub_sector | Transport | Others_Sector | Others_Sector | Energetic | other_final_demand_ammonia_energetic | Ammonia | EU | Energy demand | 0 | FEC
HR | TYNDP2026 | NT | 2035 | TWh | 427 | Sub_sector | Industry | Surplus_Heat_in_Industry | Surplus_Heat_in_Industry | Energetic | final_demand_of_industry_unused_local_production_steam_hot_water | Heat | EU | Energy demand | 0 | FEC
HR | TYNDP2026 | NT | 2035 | TWh | 429 | Sub_sector | Agriculture | Total | Agriculture | Energetic | agriculture_final_demand_electricity_energetic | Electricity | EU | Energy demand | 0.16093 | FEC
HR | TYNDP2026 | NT | 2035 | TWh | 430 | Sub_sector | Agriculture | Total | Agriculture | Energetic | agriculture_final_demand_hydrogen_energetic | Hydrogen | EU | Energy demand | 0 | FEC
HR | TYNDP2026 | NT | 2035 | TWh | 431 | Sub_sector | Agriculture | Total | Agriculture | Energetic | agriculture_final_demand_methane_energetic | Methane | EU | Energy demand | 0.40407 | FEC
HR | TYNDP2026 | NT | 2035 | TWh | 432 | Sub_sector | Agriculture | Total | Agriculture | Energetic | agriculture_final_demand_heat_energetic | Heat | EU | Energy demand | 0.075734 | FEC
HR | TYNDP2026 | NT | 2035 | TWh | 433 | Sub_sector | Agriculture | Total | Agriculture | Energetic | agriculture_final_demand_biomass_energetic | Biomass | EU | Energy demand | 0.079338 | FEC
HR | TYNDP2026 | NT | 2035 | TWh | 434 | Sub_sector | Agriculture | Total | Agriculture | Energetic | agriculture_final_demand_coal_energetic | Solids | EU | Energy demand | 0 | FEC
HR | TYNDP2026 | NT | 2035 | TWh | 435 | Sub_sector | Agriculture | Total | Agriculture | Energetic | agriculture_final_demand_oil_energetic | Liquids | EU | Energy demand | 1.8153 | FEC
HR | TYNDP2026 | NT | 2035 | TWh | 436 | Sub_sector | Agriculture | Total | Agriculture | Energetic | agriculture_final_demand_other_energetic | Others | EU | Energy demand | 0 | FEC
HR | TYNDP2026 | NT | 2035 | TWh | 437 | Sub_sector | Agriculture | Total | Agriculture | Energetic | agriculture_final_demand_ammonia_energetic | Ammonia | EU | Energy demand | 0 | FEC
HR | TYNDP2026 | NT | 2035 | TWh | 447 | Sub_sector | Buildings | Surplus Energy | Buildings | Energetic | GAP | Electricity | EU | Energy demand | 0 | FEC
HR | TYNDP2026 | NT | 2035 | TWh | 448 | Sub_sector | Buildings | Surplus Energy | Buildings | Energetic | GAP | Hydrogen | EU | Energy demand | 0 | FEC
HR | TYNDP2026 | NT | 2035 | TWh | 449 | Sub_sector | Buildings | Surplus Energy | Buildings | Energetic | GAP | Methane | EU | Energy demand | 0.0022808 | FEC
HR | TYNDP2026 | NT | 2035 | TWh | 450 | Sub_sector | Buildings | Surplus Energy | Buildings | Energetic | GAP | Heat | EU | Energy demand | 0 | FEC
HR | TYNDP2026 | NT | 2035 | TWh | 451 | Sub_sector | Buildings | Surplus Energy | Buildings | Energetic | GAP | Biomass | EU | Energy demand | 0.015771 | FEC
HR | TYNDP2026 | NT | 2035 | TWh | 452 | Sub_sector | Buildings | Surplus Energy | Buildings | Energetic | GAP | Solids | EU | Energy demand | 0 | FEC
HR | TYNDP2026 | NT | 2035 | TWh | 453 | Sub_sector | Buildings | Surplus Energy | Buildings | Energetic | GAP | Liquids | EU | Energy demand | 0.12665 | FEC
HR | TYNDP2026 | NT | 2035 | TWh | 454 | Sub_sector | Buildings | Surplus Energy | Buildings | Energetic | GAP | Others | EU | Energy demand | 0 | FEC
HR | TYNDP2026 | NT | 2035 | TWh | 455 | Sub_sector | Buildings | Surplus Energy | Buildings | Energetic | GAP | Ammonia | EU | Energy demand | 0 | FEC
HR | TYNDP2026 | NT | 2035 | TWh | 456 | Sub_sector | Households | Surplus Energy | Households | Energetic | GAP | Electricity | EU | Energy demand | 0 | FEC
HR | TYNDP2026 | NT | 2035 | TWh | 457 | Sub_sector | Households | Surplus Energy | Households | Energetic | GAP | Hydrogen | EU | Energy demand | 0 | FEC
HR | TYNDP2026 | NT | 2035 | TWh | 458 | Sub_sector | Households | Surplus Energy | Households | Energetic | GAP | Methane | EU | Energy demand | 0.015792 | FEC
HR | TYNDP2026 | NT | 2035 | TWh | 459 | Sub_sector | Households | Surplus Energy | Households | Energetic | GAP | Heat | EU | Energy demand | 0 | FEC
HR | TYNDP2026 | NT | 2035 | TWh | 460 | Sub_sector | Households | Surplus Energy | Households | Energetic | GAP | Biomass | EU | Energy demand | 0 | FEC
HR | TYNDP2026 | NT | 2035 | TWh | 461 | Sub_sector | Households | Surplus Energy | Households | Energetic | GAP | Solids | EU | Energy demand | 0 | FEC
HR | TYNDP2026 | NT | 2035 | TWh | 462 | Sub_sector | Households | Surplus Energy | Households | Energetic | GAP | Liquids | EU | Energy demand | 0 | FEC
HR | TYNDP2026 | NT | 2035 | TWh | 463 | Sub_sector | Households | Surplus Energy | Households | Energetic | GAP | Others | EU | Energy demand | 0 | FEC
HR | TYNDP2026 | NT | 2035 | TWh | 464 | Sub_sector | Households | Surplus Energy | Households | Energetic | GAP | Ammonia | EU | Energy demand | 0 | FEC
HR | TYNDP2026 | NT | 2040 | TWh | 102 | Sub_sector | Industry | Aluminium | Industry (aluminium) | Energetic | industry_aluminium_demand_electricity_energetic | Electricity | EU | Energy demand | 0 | FEC
HR | TYNDP2026 | NT | 2040 | TWh | 103 | Sub_sector | Industry | Aluminium | Industry (aluminium) | Energetic | industry_aluminium_demand_hydrogen_energetic | Hydrogen | EU | Energy demand | 0 | FEC
HR | TYNDP2026 | NT | 2040 | TWh | 104 | Sub_sector | Industry | Aluminium | Industry (aluminium) | Energetic | industry_aluminium_demand_methane_energetic | Methane | EU | Energy demand | 0 | FEC
HR | TYNDP2026 | NT | 2040 | TWh | 105 | Sub_sector | Industry | Aluminium | Industry (aluminium) | Energetic | industry_aluminium_demand_heat_energetic | Heat | EU | Energy demand | 0 | FEC
HR | TYNDP2026 | NT | 2040 | TWh | 106 | Sub_sector | Industry | Aluminium | Industry (aluminium) | Energetic | industry_aluminium_demand_biomass_energetic | Biomass | EU | Energy demand | 0 | FEC
HR | TYNDP2026 | NT | 2040 | TWh | 107 | Sub_sector | Industry | Aluminium | Industry (aluminium) | Energetic | industry_aluminium_demand_coal_energetic | Solids | EU | Energy demand | 0 | FEC
HR | TYNDP2026 | NT | 2040 | TWh | 108 | Sub_sector | Industry | Aluminium | Industry (aluminium) | Energetic | industry_aluminium_demand_oil_energetic | Liquids | EU | Energy demand | 0 | FEC
HR | TYNDP2026 | NT | 2040 | TWh | 109 | Sub_sector | Industry | Aluminium | Industry (aluminium) | Energetic | industry_aluminium_demand_others_energetic | Others | EU | Energy demand | 0 | FEC
HR | TYNDP2026 | NT | 2040 | TWh | 110 | Sub_sector | Industry | Aluminium | Industry (aluminium) | Energetic | industry_ammonia_demand_others_energetic | Ammonia | EU | Energy demand | 0 | FEC
HR | TYNDP2026 | NT | 2040 | TWh | 112 | Sub_sector | Industry | Chemicals | Industry (chemicals, energetic) | Energetic | industry_chemical_demand_electricity_energetic | Electricity | EU | Energy demand | 0.22169 | FEC
HR | TYNDP2026 | NT | 2040 | TWh | 113 | Sub_sector | Industry | Chemicals | Industry (chemicals, energetic) | Energetic | industry_chemical_demand_hydrogen_energetic | Hydrogen | EU | Energy demand | 0.014343 | FEC
HR | TYNDP2026 | NT | 2040 | TWh | 114 | Sub_sector | Industry | Chemicals | Industry (chemicals, energetic) | Energetic | industry_chemical_demand_methane_energetic | Methane | EU | Energy demand | 0.015539 | FEC
HR | TYNDP2026 | NT | 2040 | TWh | 115 | Sub_sector | Industry | Chemicals | Industry (chemicals, energetic) | Energetic | industry_chemical_demand_heat_energetic | Heat | EU | Energy demand | 0.011833 | FEC
HR | TYNDP2026 | NT | 2040 | TWh | 116 | Sub_sector | Industry | Chemicals | Industry (chemicals, energetic) | Energetic | industry_chemical_demand_biomass_energetic | Biomass | EU | Energy demand | 0.021515 | FEC
HR | TYNDP2026 | NT | 2040 | TWh | 117 | Sub_sector | Industry | Chemicals | Industry (chemicals, energetic) | Energetic | industry_chemical_demand_coal_energetic | Solids | EU | Energy demand | 0 | FEC
HR | TYNDP2026 | NT | 2040 | TWh | 118 | Sub_sector | Industry | Chemicals | Industry (chemicals, energetic) | Energetic | industry_chemical_demand_oil_energetic | Liquids | EU | Energy demand | 0 | FEC
HR | TYNDP2026 | NT | 2040 | TWh | 119 | Sub_sector | Industry | Chemicals | Industry (chemicals, energetic) | Energetic | industry_chemical_demand_others_energetic | Others | EU | Energy demand | 0 | FEC
HR | TYNDP2026 | NT | 2040 | TWh | 120 | Sub_sector | Industry | Chemicals | Industry (chemicals, energetic) | Energetic | industry_chemical_demand_ammonia_energetic | Ammonia | EU | Energy demand | 0 | FEC
HR | TYNDP2026 | NT | 2040 | TWh | 122 | Sub_sector | Industry | Chemicals | Industry (chemicals, non-energetic) | Non-energetic | industry_chemical_demand_electricity_non_energetic | Electricity | EU | Energy demand | 0 | not_included_in_FEC
HR | TYNDP2026 | NT | 2040 | TWh | 123 | Sub_sector | Industry | Chemicals | Industry (chemicals, non-energetic) | Non-energetic | industry_chemical_demand_hydrogen_non_energetic | Hydrogen | EU | Energy demand | 0.61023 | not_included_in_FEC
HR | TYNDP2026 | NT | 2040 | TWh | 124 | Sub_sector | Industry | Chemicals | Industry (chemicals, non-energetic) | Non-energetic | industry_chemical_demand_methane_non_energetic | Methane | EU | Energy demand | 0.12468 | not_included_in_FEC
HR | TYNDP2026 | NT | 2040 | TWh | 125 | Sub_sector | Industry | Chemicals | Industry (chemicals, non-energetic) | Non-energetic | industry_chemical_demand_heat_non_energetic | Heat | EU | Energy demand | 0 | not_included_in_FEC
HR | TYNDP2026 | NT | 2040 | TWh | 126 | Sub_sector | Industry | Chemicals | Industry (chemicals, non-energetic) | Non-energetic | industry_chemical_demand_biomass_non_energetic | Biomass | EU | Energy demand | 0.19408 | not_included_in_FEC
HR | TYNDP2026 | NT | 2040 | TWh | 127 | Sub_sector | Industry | Chemicals | Industry (chemicals, non-energetic) | Non-energetic | industry_chemical_demand_coal_non_energetic | Solids | EU | Energy demand | 0.0014916 | not_included_in_FEC
HR | TYNDP2026 | NT | 2040 | TWh | 128 | Sub_sector | Industry | Chemicals | Industry (chemicals, non-energetic) | Non-energetic | industry_chemical_demand_oil_non_energetic | Liquids | EU | Energy demand | 0.82432 | not_included_in_FEC
HR | TYNDP2026 | NT | 2040 | TWh | 129 | Sub_sector | Industry | Chemicals | Industry (chemicals, non-energetic) | Non-energetic | industry_chemical_demand_others_non_energetic | Others | EU | Energy demand | 0 | not_included_in_FEC
HR | TYNDP2026 | NT | 2040 | TWh | 130 | Sub_sector | Industry | Chemicals | Industry (chemicals, non-energetic) | Non-energetic | industry_chemical_demand_ammonia_non_energetic | Ammonia | EU | Energy demand | 0 | not_included_in_FEC
HR | TYNDP2026 | NT | 2040 | TWh | 132 | Sub_sector | Industry | Fertilizers | Industry (fertilizers, energetic) | Energetic | industry_fertilizers_demand_electricity_energetic | Electricity | EU | Energy demand | 0.18647 | FEC
HR | TYNDP2026 | NT | 2040 | TWh | 133 | Sub_sector | Industry | Fertilizers | Industry (fertilizers, energetic) | Energetic | industry_fertilizers_demand_hydrogen_energetic | Hydrogen | EU | Energy demand | 0.55528 | FEC
HR | TYNDP2026 | NT | 2040 | TWh | 134 | Sub_sector | Industry | Fertilizers | Industry (fertilizers, energetic) | Energetic | industry_fertilizers_demand_methane_energetic | Methane | EU | Energy demand | 0.79906 | FEC
HR | TYNDP2026 | NT | 2040 | TWh | 135 | Sub_sector | Industry | Fertilizers | Industry (fertilizers, energetic) | Energetic | industry_fertilizers_demand_heat_energetic | Heat | EU | Energy demand | 0 | FEC
HR | TYNDP2026 | NT | 2040 | TWh | 136 | Sub_sector | Industry | Fertilizers | Industry (fertilizers, energetic) | Energetic | industry_fertilizers_demand_biomass_energetic | Biomass | EU | Energy demand | 0 | FEC
HR | TYNDP2026 | NT | 2040 | TWh | 137 | Sub_sector | Industry | Fertilizers | Industry (fertilizers, energetic) | Energetic | industry_fertilizers_demand_coal_energetic | Solids | EU | Energy demand | 0 | FEC
HR | TYNDP2026 | NT | 2040 | TWh | 138 | Sub_sector | Industry | Fertilizers | Industry (fertilizers, energetic) | Energetic | industry_fertilizers_demand_oil_energetic | Liquids | EU | Energy demand | 0 | FEC
HR | TYNDP2026 | NT | 2040 | TWh | 139 | Sub_sector | Industry | Fertilizers | Industry (fertilizers, energetic) | Energetic | industry_fertilizers_demand_others_energetic | Others | EU | Energy demand | 0 | FEC
HR | TYNDP2026 | NT | 2040 | TWh | 140 | Sub_sector | Industry | Fertilizers | Industry (fertilizers, energetic) | Energetic | industry_fertilizers_demand_ammonia_energetic | Ammonia | EU | Energy demand | 0 | FEC
HR | TYNDP2026 | NT | 2040 | TWh | 142 | Sub_sector | Industry | Fertilizers | Industry (fertilizers, non-energetic) | Non-energetic | industry_fertilizers_demand_electricity_non_energetic | Electricity | EU | Energy demand | 0 | not_included_in_FEC
HR | TYNDP2026 | NT | 2040 | TWh | 143 | Sub_sector | Industry | Fertilizers | Industry (fertilizers, non-energetic) | Non-energetic | industry_fertilizers_demand_hydrogen_non_energetic | Hydrogen | EU | Energy demand | 1.3639 | not_included_in_FEC
HR | TYNDP2026 | NT | 2040 | TWh | 144 | Sub_sector | Industry | Fertilizers | Industry (fertilizers, non-energetic) | Non-energetic | industry_fertilizers_demand_methane_non_energetic | Methane | EU | Energy demand | 2.7511 | not_included_in_FEC
HR | TYNDP2026 | NT | 2040 | TWh | 145 | Sub_sector | Industry | Fertilizers | Industry (fertilizers, non-energetic) | Non-energetic | industry_fertilizers_demand_heat_non_energetic | Heat | EU | Energy demand | 0 | not_included_in_FEC
HR | TYNDP2026 | NT | 2040 | TWh | 146 | Sub_sector | Industry | Fertilizers | Industry (fertilizers, non-energetic) | Non-energetic | industry_fertilizers_demand_biomass_non_energetic | Biomass | EU | Energy demand | 0 | not_included_in_FEC
HR | TYNDP2026 | NT | 2040 | TWh | 147 | Sub_sector | Industry | Fertilizers | Industry (fertilizers, non-energetic) | Non-energetic | industry_fertilizers_demand_coal_non_energetic | Solids | EU | Energy demand | 0 | not_included_in_FEC
HR | TYNDP2026 | NT | 2040 | TWh | 148 | Sub_sector | Industry | Fertilizers | Industry (fertilizers, non-energetic) | Non-energetic | industry_fertilizers_demand_oil_non_energetic | Liquids | EU | Energy demand | 0 | not_included_in_FEC
HR | TYNDP2026 | NT | 2040 | TWh | 149 | Sub_sector | Industry | Fertilizers | Industry (fertilizers, non-energetic) | Non-energetic | industry_fertilizers_demand_others_non_energetic | Others | EU | Energy demand | 0 | not_included_in_FEC
HR | TYNDP2026 | NT | 2040 | TWh | 150 | Sub_sector | Industry | Fertilizers | Industry (fertilizers, non-energetic) | Non-energetic | industry_fertilizers_demand_ammonia_non_energetic | Ammonia | EU | Energy demand | 0 | not_included_in_FEC
HR | TYNDP2026 | NT | 2040 | TWh | 152 | Sub_sector | Industry | Food | Industry (food) | Energetic | industry_food_demand_electricity_energetic | Electricity | EU | Energy demand | 1.0722 | FEC
HR | TYNDP2026 | NT | 2040 | TWh | 153 | Sub_sector | Industry | Food | Industry (food) | Energetic | industry_food_demand_hydrogen_energetic | Hydrogen | EU | Energy demand | 0 | FEC
HR | TYNDP2026 | NT | 2040 | TWh | 154 | Sub_sector | Industry | Food | Industry (food) | Energetic | industry_food_demand_methane_energetic | Methane | EU | Energy demand | 0.35697 | FEC
HR | TYNDP2026 | NT | 2040 | TWh | 155 | Sub_sector | Industry | Food | Industry (food) | Energetic | industry_food_demand_heat_energetic | Heat | EU | Energy demand | 0 | FEC
HR | TYNDP2026 | NT | 2040 | TWh | 156 | Sub_sector | Industry | Food | Industry (food) | Energetic | industry_food_demand_biomass_energetic | Biomass | EU | Energy demand | 0 | FEC
HR | TYNDP2026 | NT | 2040 | TWh | 157 | Sub_sector | Industry | Food | Industry (food) | Energetic | industry_food_demand_coal_energetic | Solids | EU | Energy demand | 0 | FEC
HR | TYNDP2026 | NT | 2040 | TWh | 158 | Sub_sector | Industry | Food | Industry (food) | Energetic | industry_food_demand_oil_energetic | Liquids | EU | Energy demand | 0.022769 | FEC
HR | TYNDP2026 | NT | 2040 | TWh | 159 | Sub_sector | Industry | Food | Industry (food) | Energetic | industry_food_demand_others_energetic | Others | EU | Energy demand | 0 | FEC
HR | TYNDP2026 | NT | 2040 | TWh | 160 | Sub_sector | Industry | Food | Industry (food) | Energetic | industry_food_demand_ammonia_energetic | Ammonia | EU | Energy demand | 0 | FEC
HR | TYNDP2026 | NT | 2040 | TWh | 162 | Sub_sector | Industry | Metals | Industry (metal) | Energetic | industry_metal_demand_electricity_energetic | Electricity | EU | Energy demand | 0.10007 | FEC
HR | TYNDP2026 | NT | 2040 | TWh | 163 | Sub_sector | Industry | Metals | Industry (metal) | Energetic | industry_metal_demand_hydrogen_energetic | Hydrogen | EU | Energy demand | 0 | FEC
HR | TYNDP2026 | NT | 2040 | TWh | 164 | Sub_sector | Industry | Metals | Industry (metal) | Energetic | industry_metal_demand_methane_energetic | Methane | EU | Energy demand | 0.11915 | FEC
HR | TYNDP2026 | NT | 2040 | TWh | 165 | Sub_sector | Industry | Metals | Industry (metal) | Energetic | industry_metal_demand_heat_energetic | Heat | EU | Energy demand | 0 | FEC
HR | TYNDP2026 | NT | 2040 | TWh | 166 | Sub_sector | Industry | Metals | Industry (metal) | Energetic | industry_metal_demand_biomass_energetic | Biomass | EU | Energy demand | 0 | FEC
HR | TYNDP2026 | NT | 2040 | TWh | 167 | Sub_sector | Industry | Metals | Industry (metal) | Energetic | industry_metal_demand_coal_energetic | Solids | EU | Energy demand | 0 | FEC
HR | TYNDP2026 | NT | 2040 | TWh | 168 | Sub_sector | Industry | Metals | Industry (metal) | Energetic | industry_metal_demand_oil_energetic | Liquids | EU | Energy demand | 0.013298 | FEC
HR | TYNDP2026 | NT | 2040 | TWh | 169 | Sub_sector | Industry | Metals | Industry (metal) | Energetic | industry_metal_demand_others_energetic | Others | EU | Energy demand | 0 | FEC
HR | TYNDP2026 | NT | 2040 | TWh | 170 | Sub_sector | Industry | Metals | Industry (metal) | Energetic | industry_metal_demand_ammonia_energetic | Ammonia | EU | Energy demand | 0 | FEC
HR | TYNDP2026 | NT | 2040 | TWh | 172 | Sub_sector | Industry | Others | Industry (other, energetic) | Energetic | industry_other_demand_electricity_energetic | Electricity | EU | Energy demand | 2.0794 | FEC
HR | TYNDP2026 | NT | 2040 | TWh | 173 | Sub_sector | Industry | Others | Industry (other, energetic) | Energetic | industry_other_demand_hydrogen_energetic | Hydrogen | EU | Energy demand | 0.23764 | FEC
HR | TYNDP2026 | NT | 2040 | TWh | 174 | Sub_sector | Industry | Others | Industry (other, energetic) | Energetic | industry_other_demand_methane_energetic | Methane | EU | Energy demand | 2.6438 | FEC
HR | TYNDP2026 | NT | 2040 | TWh | 175 | Sub_sector | Industry | Others | Industry (other, energetic) | Energetic | industry_other_demand_heat_energetic | Heat | EU | Energy demand | 0 | FEC
HR | TYNDP2026 | NT | 2040 | TWh | 176 | Sub_sector | Industry | Others | Industry (other, energetic) | Energetic | industry_other_demand_biomass_energetic | Biomass | EU | Energy demand | 0.029705 | FEC
HR | TYNDP2026 | NT | 2040 | TWh | 177 | Sub_sector | Industry | Others | Industry (other, energetic) | Energetic | industry_other_demand_coal_energetic | Solids | EU | Energy demand | 0.17823 | FEC
HR | TYNDP2026 | NT | 2040 | TWh | 178 | Sub_sector | Industry | Others | Industry (other, energetic) | Energetic | industry_other_demand_oil_energetic | Liquids | EU | Energy demand | 0.77234 | FEC
HR | TYNDP2026 | NT | 2040 | TWh | 179 | Sub_sector | Industry | Others | Industry (other, energetic) | Energetic | industry_other_demand_others_energetic | Others | EU | Energy demand | 0 | FEC
HR | TYNDP2026 | NT | 2040 | TWh | 180 | Sub_sector | Industry | Others | Industry (other, energetic) | Energetic | industry_other_demand_ammonia_energetic | Ammonia | EU | Energy demand | 0 | FEC
HR | TYNDP2026 | NT | 2040 | TWh | 182 | Sub_sector | Industry | Others | Industry (other, non-energetic) | Non-energetic | industry_other_demand_electricity_non_energetic | Electricity | EU | Energy demand | 0 | not_included_in_FEC
HR | TYNDP2026 | NT | 2040 | TWh | 183 | Sub_sector | Industry | Others | Industry (other, non-energetic) | Non-energetic | industry_other_demand_hydrogen_non_energetic | Hydrogen | EU | Energy demand | 0 | not_included_in_FEC
HR | TYNDP2026 | NT | 2040 | TWh | 184 | Sub_sector | Industry | Others | Industry (other, non-energetic) | Non-energetic | industry_other_demand_methane_non_energetic | Methane | EU | Energy demand | 0 | not_included_in_FEC
HR | TYNDP2026 | NT | 2040 | TWh | 185 | Sub_sector | Industry | Others | Industry (other, non-energetic) | Non-energetic | industry_other_demand_heat_non_energetic | Heat | EU | Energy demand | 0 | not_included_in_FEC
HR | TYNDP2026 | NT | 2040 | TWh | 186 | Sub_sector | Industry | Others | Industry (other, non-energetic) | Non-energetic | industry_other_demand_biomass_non_energetic | Biomass | EU | Energy demand | 0 | not_included_in_FEC
HR | TYNDP2026 | NT | 2040 | TWh | 187 | Sub_sector | Industry | Others | Industry (other, non-energetic) | Non-energetic | industry_other_demand_coal_non_energetic | Solids | EU | Energy demand | 0 | not_included_in_FEC
HR | TYNDP2026 | NT | 2040 | TWh | 188 | Sub_sector | Industry | Others | Industry (other, non-energetic) | Non-energetic | industry_other_demand_oil_non_energetic | Liquids | EU | Energy demand | 0.89285 | not_included_in_FEC
HR | TYNDP2026 | NT | 2040 | TWh | 189 | Sub_sector | Industry | Others | Industry (other, non-energetic) | Non-energetic | industry_other_demand_others_non_energetic | Others | EU | Energy demand | 0 | not_included_in_FEC
HR | TYNDP2026 | NT | 2040 | TWh | 190 | Sub_sector | Industry | Others | Industry (other, non-energetic) | Non-energetic | industry_other_demand_ammonia_non_energetic | Ammonia | EU | Energy demand | 0 | not_included_in_FEC
HR | TYNDP2026 | NT | 2040 | TWh | 192 | Sub_sector | Industry | Paper | Industry (paper) | Energetic | industry_paper_demand_electricity_energetic | Electricity | EU | Energy demand | 0.35417 | FEC
HR | TYNDP2026 | NT | 2040 | TWh | 193 | Sub_sector | Industry | Paper | Industry (paper) | Energetic | industry_paper_demand_hydrogen_energetic | Hydrogen | EU | Energy demand | 0.063146 | FEC
HR | TYNDP2026 | NT | 2040 | TWh | 194 | Sub_sector | Industry | Paper | Industry (paper) | Energetic | industry_paper_demand_methane_energetic | Methane | EU | Energy demand | 0.052003 | FEC
HR | TYNDP2026 | NT | 2040 | TWh | 195 | Sub_sector | Industry | Paper | Industry (paper) | Energetic | industry_paper_demand_heat_energetic | Heat | EU | Energy demand | 0 | FEC
HR | TYNDP2026 | NT | 2040 | TWh | 196 | Sub_sector | Industry | Paper | Industry (paper) | Energetic | industry_paper_demand_biomass_energetic | Biomass | EU | Energy demand | 0.079397 | FEC
HR | TYNDP2026 | NT | 2040 | TWh | 197 | Sub_sector | Industry | Paper | Industry (paper) | Energetic | industry_paper_demand_coal_energetic | Solids | EU | Energy demand | 0.0083576 | FEC
HR | TYNDP2026 | NT | 2040 | TWh | 198 | Sub_sector | Industry | Paper | Industry (paper) | Energetic | industry_paper_demand_oil_energetic | Liquids | EU | Energy demand | 0 | FEC
HR | TYNDP2026 | NT | 2040 | TWh | 199 | Sub_sector | Industry | Paper | Industry (paper) | Energetic | industry_paper_demand_others_energetic | Others | EU | Energy demand | 0 | FEC
HR | TYNDP2026 | NT | 2040 | TWh | 200 | Sub_sector | Industry | Paper | Industry (paper) | Energetic | industry_paper_demand_ammonia_energetic | Ammonia | EU | Energy demand | 0 | FEC
HR | TYNDP2026 | NT | 2040 | TWh | 202 | Sub_sector | Industry | Refineries | Industry (refineries, energetic) | Energetic | industry_refinery_demand_electricity_energetic | Electricity | EU | Energy demand | 0.11903 | not_included_in_FEC
HR | TYNDP2026 | NT | 2040 | TWh | 203 | Sub_sector | Industry | Refineries | Industry (refineries, energetic) | Energetic | industry_refinery_demand_hydrogen_energetic | Hydrogen | EU | Energy demand | 0.32406 | not_included_in_FEC
HR | TYNDP2026 | NT | 2040 | TWh | 204 | Sub_sector | Industry | Refineries | Industry (refineries, energetic) | Energetic | industry_refinery_demand_methane_energetic | Methane | EU | Energy demand | 0.51943 | not_included_in_FEC
HR | TYNDP2026 | NT | 2040 | TWh | 205 | Sub_sector | Industry | Refineries | Industry (refineries, energetic) | Energetic | industry_refinery_demand_heat_energetic | Heat | EU | Energy demand | 0 | not_included_in_FEC
HR | TYNDP2026 | NT | 2040 | TWh | 206 | Sub_sector | Industry | Refineries | Industry (refineries, energetic) | Energetic | industry_refinery_demand_biomass_energetic | Biomass | EU | Energy demand | 0 | not_included_in_FEC
HR | TYNDP2026 | NT | 2040 | TWh | 207 | Sub_sector | Industry | Refineries | Industry (refineries, energetic) | Energetic | industry_refinery_demand_coal_energetic | Solids | EU | Energy demand | 0 | not_included_in_FEC
HR | TYNDP2026 | NT | 2040 | TWh | 208 | Sub_sector | Industry | Refineries | Industry (refineries, energetic) | Energetic | industry_refinery_demand_oil_energetic | Liquids | EU | Energy demand | 0.84235 | not_included_in_FEC
HR | TYNDP2026 | NT | 2040 | TWh | 209 | Sub_sector | Industry | Refineries | Industry (refineries, energetic) | Energetic | industry_refinery_demand_others_energetic | Others | EU | Energy demand | 0 | not_included_in_FEC
HR | TYNDP2026 | NT | 2040 | TWh | 210 | Sub_sector | Industry | Refineries | Industry (refineries, energetic) | Energetic | industry_refinery_demand_ammonia_energetic | Ammonia | EU | Energy demand | 0 | not_included_in_FEC
HR | TYNDP2026 | NT | 2040 | TWh | 212 | Sub_sector | Industry | Refineries | Industry (refineries, non-energetic) | Non-energetic | industry_refinery_demand_electricity_non_energetic | Electricity | EU | Energy demand | 0 | not_included_in_FEC
HR | TYNDP2026 | NT | 2040 | TWh | 213 | Sub_sector | Industry | Refineries | Industry (refineries, non-energetic) | Non-energetic | industry_refinery_demand_hydrogen_non_energetic | Hydrogen | EU | Energy demand | 0 | not_included_in_FEC
HR | TYNDP2026 | NT | 2040 | TWh | 214 | Sub_sector | Industry | Refineries | Industry (refineries, non-energetic) | Non-energetic | industry_refinery_demand_methane_non_energetic | Methane | EU | Energy demand | 0 | not_included_in_FEC
HR | TYNDP2026 | NT | 2040 | TWh | 215 | Sub_sector | Industry | Refineries | Industry (refineries, non-energetic) | Non-energetic | industry_refinery_demand_heat_non_energetic | Heat | EU | Energy demand | 0 | not_included_in_FEC
HR | TYNDP2026 | NT | 2040 | TWh | 216 | Sub_sector | Industry | Refineries | Industry (refineries, non-energetic) | Non-energetic | industry_refinery_demand_biomass_non_energetic | Biomass | EU | Energy demand | 0 | not_included_in_FEC
HR | TYNDP2026 | NT | 2040 | TWh | 217 | Sub_sector | Industry | Refineries | Industry (refineries, non-energetic) | Non-energetic | industry_refinery_demand_coal_non_energetic | Solids | EU | Energy demand | 0 | not_included_in_FEC
HR | TYNDP2026 | NT | 2040 | TWh | 218 | Sub_sector | Industry | Refineries | Industry (refineries, non-energetic) | Non-energetic | industry_refinery_demand_oil_non_energetic | Liquids | EU | Energy demand | 0 | not_included_in_FEC
HR | TYNDP2026 | NT | 2040 | TWh | 219 | Sub_sector | Industry | Refineries | Industry (refineries, non-energetic) | Non-energetic | industry_refinery_demand_others_non_energetic | Others | EU | Energy demand | 0 | not_included_in_FEC
HR | TYNDP2026 | NT | 2040 | TWh | 220 | Sub_sector | Industry | Refineries | Industry (refineries, non-energetic) | Non-energetic | industry_refinery_demand_ammonia_non_energetic | Ammonia | EU | Energy demand | 0 | not_included_in_FEC
HR | TYNDP2026 | NT | 2040 | TWh | 222 | Sub_sector | Industry | Steel | Industry (steel) | Energetic | industry_steel_demand_electricity_energetic | Electricity | EU | Energy demand | 0.080075 | FEC
HR | TYNDP2026 | NT | 2040 | TWh | 223 | Sub_sector | Industry | Steel | Industry (steel) | Energetic | industry_steel_demand_hydrogen_energetic | Hydrogen | EU | Energy demand | 0.04803 | FEC
HR | TYNDP2026 | NT | 2040 | TWh | 224 | Sub_sector | Industry | Steel | Industry (steel) | Energetic | industry_steel_demand_methane_energetic | Methane | EU | Energy demand | 0.039364 | FEC
HR | TYNDP2026 | NT | 2040 | TWh | 225 | Sub_sector | Industry | Steel | Industry (steel) | Energetic | industry_steel_demand_heat_energetic | Heat | EU | Energy demand | 0 | FEC
HR | TYNDP2026 | NT | 2040 | TWh | 226 | Sub_sector | Industry | Steel | Industry (steel) | Energetic | industry_steel_demand_biomass_energetic | Biomass | EU | Energy demand | 3.67e-05 | FEC
HR | TYNDP2026 | NT | 2040 | TWh | 227 | Sub_sector | Industry | Steel | Industry (steel) | Energetic | industry_steel_demand_coal_energetic | Solids | EU | Energy demand | 0.029643 | FEC
HR | TYNDP2026 | NT | 2040 | TWh | 228 | Sub_sector | Industry | Steel | Industry (steel) | Energetic | industry_steel_demand_oil_energetic | Liquids | EU | Energy demand | 0.00027264 | FEC
HR | TYNDP2026 | NT | 2040 | TWh | 229 | Sub_sector | Industry | Steel | Industry (steel) | Energetic | industry_steel_demand_others_energetic | Others | EU | Energy demand | 0 | FEC
HR | TYNDP2026 | NT | 2040 | TWh | 230 | Sub_sector | Industry | Steel | Industry (steel) | Energetic | industry_steel_demand_ammonia_energetic | Ammonia | EU | Energy demand | 0 | FEC
HR | TYNDP2026 | NT | 2040 | TWh | 232 | Sub_sector | Transport | Cars | Transport (cars) | Energetic | transport_cars_final_demand_electricity | Electricity | EU | Energy demand | 0.8708 | FEC
HR | TYNDP2026 | NT | 2040 | TWh | 233 | Sub_sector | Transport | Cars | Transport (cars) | Energetic | transport_cars_final_demand_hydrogen | Hydrogen | EU | Energy demand | 0 | FEC
HR | TYNDP2026 | NT | 2040 | TWh | 234 | Sub_sector | Transport | Cars | Transport (cars) | Energetic | transport_cars_final_demand_methane | Methane | EU | Energy demand | 0.063231 | FEC
HR | TYNDP2026 | NT | 2040 | TWh | 235 | Sub_sector | Transport | Cars | Transport (cars) | Energetic | transport_cars_final_demand_heat | Heat | EU | Energy demand | 0 | FEC
HR | TYNDP2026 | NT | 2040 | TWh | 236 | Sub_sector | Transport | Cars | Transport (cars) | Energetic | transport_cars_final_demand_biomass | Biomass | EU | Energy demand | 0 | FEC
HR | TYNDP2026 | NT | 2040 | TWh | 237 | Sub_sector | Transport | Cars | Transport (cars) | Energetic | transport_cars_final_demand_coal | Solids | EU | Energy demand | 0 | FEC
HR | TYNDP2026 | NT | 2040 | TWh | 238 | Sub_sector | Transport | Cars | Transport (cars) | Energetic | transport_cars_final_demand_oil | Liquids | EU | Energy demand | 15.2478 | FEC
HR | TYNDP2026 | NT | 2040 | TWh | 239 | Sub_sector | Transport | Cars | Transport (cars) | Energetic | transport_cars_final_demand_other | Others | EU | Energy demand | 0 | FEC
HR | TYNDP2026 | NT | 2040 | TWh | 240 | Sub_sector | Transport | Cars | Transport (cars) | Energetic | transport_cars_final_demand_ammonia | Ammonia | EU | Energy demand | 0 | FEC
HR | TYNDP2026 | NT | 2040 | TWh | 242 | Sub_sector | Transport | Busses | Transport (busses) | Energetic | transport_busses_final_demand_electricity | Electricity | EU | Energy demand | 0.084674 | FEC
HR | TYNDP2026 | NT | 2040 | TWh | 243 | Sub_sector | Transport | Busses | Transport (busses) | Energetic | transport_busses_final_demand_hydrogen | Hydrogen | EU | Energy demand | 0 | FEC
HR | TYNDP2026 | NT | 2040 | TWh | 244 | Sub_sector | Transport | Busses | Transport (busses) | Energetic | transport_busses_final_demand_methane | Methane | EU | Energy demand | 0.011028 | FEC
HR | TYNDP2026 | NT | 2040 | TWh | 245 | Sub_sector | Transport | Busses | Transport (busses) | Energetic | transport_busses_final_demand_heat | Heat | EU | Energy demand | 0 | FEC
HR | TYNDP2026 | NT | 2040 | TWh | 246 | Sub_sector | Transport | Busses | Transport (busses) | Energetic | transport_busses_final_demand_biomass | Biomass | EU | Energy demand | 0 | FEC
HR | TYNDP2026 | NT | 2040 | TWh | 247 | Sub_sector | Transport | Busses | Transport (busses) | Energetic | transport_busses_final_demand_coal | Solids | EU | Energy demand | 0 | FEC
HR | TYNDP2026 | NT | 2040 | TWh | 248 | Sub_sector | Transport | Busses | Transport (busses) | Energetic | transport_busses_final_demand_oil | Liquids | EU | Energy demand | 1.5492 | FEC
HR | TYNDP2026 | NT | 2040 | TWh | 249 | Sub_sector | Transport | Busses | Transport (busses) | Energetic | transport_busses_final_demand_other | Others | EU | Energy demand | 0 | FEC
HR | TYNDP2026 | NT | 2040 | TWh | 250 | Sub_sector | Transport | Busses | Transport (busses) | Energetic | transport_busses_final_demand_ammonia | Ammonia | EU | Energy demand | 0 | FEC
HR | TYNDP2026 | NT | 2040 | TWh | 252 | Sub_sector | Transport | Trucks | Transport (trucks) | Energetic | transport_trucks_final_demand_electricity | Electricity | EU | Energy demand | 0.072459 | FEC
HR | TYNDP2026 | NT | 2040 | TWh | 253 | Sub_sector | Transport | Trucks | Transport (trucks) | Energetic | transport_trucks_final_demand_hydrogen | Hydrogen | EU | Energy demand | 0.13215 | FEC
HR | TYNDP2026 | NT | 2040 | TWh | 254 | Sub_sector | Transport | Trucks | Transport (trucks) | Energetic | transport_trucks_final_demand_methane | Methane | EU | Energy demand | 0.14439 | FEC
HR | TYNDP2026 | NT | 2040 | TWh | 255 | Sub_sector | Transport | Trucks | Transport (trucks) | Energetic | transport_trucks_final_demand_heat | Heat | EU | Energy demand | 0 | FEC
HR | TYNDP2026 | NT | 2040 | TWh | 256 | Sub_sector | Transport | Trucks | Transport (trucks) | Energetic | transport_trucks_final_demand_biomass | Biomass | EU | Energy demand | 0 | FEC
HR | TYNDP2026 | NT | 2040 | TWh | 257 | Sub_sector | Transport | Trucks | Transport (trucks) | Energetic | transport_trucks_final_demand_coal | Solids | EU | Energy demand | 0 | FEC
HR | TYNDP2026 | NT | 2040 | TWh | 258 | Sub_sector | Transport | Trucks | Transport (trucks) | Energetic | transport_trucks_final_demand_oil | Liquids | EU | Energy demand | 4.6601 | FEC
HR | TYNDP2026 | NT | 2040 | TWh | 259 | Sub_sector | Transport | Trucks | Transport (trucks) | Energetic | transport_trucks_final_demand_other | Others | EU | Energy demand | 0 | FEC
HR | TYNDP2026 | NT | 2040 | TWh | 260 | Sub_sector | Transport | Trucks | Transport (trucks) | Energetic | transport_trucks_final_demand_ammonia | Ammonia | EU | Energy demand | 0 | FEC
HR | TYNDP2026 | NT | 2040 | TWh | 262 | Sub_sector | Transport | Vans | Transport (vans) | Energetic | transport_vans_final_demand_electricity | Electricity | EU | Energy demand | 0.037325 | FEC
HR | TYNDP2026 | NT | 2040 | TWh | 263 | Sub_sector | Transport | Vans | Transport (vans) | Energetic | transport_vans_final_demand_hydrogen | Hydrogen | EU | Energy demand | 7.42e-05 | FEC
HR | TYNDP2026 | NT | 2040 | TWh | 264 | Sub_sector | Transport | Vans | Transport (vans) | Energetic | transport_vans_final_demand_methane | Methane | EU | Energy demand | 0.033252 | FEC
HR | TYNDP2026 | NT | 2040 | TWh | 265 | Sub_sector | Transport | Vans | Transport (vans) | Energetic | transport_vans_final_demand_heat | Heat | EU | Energy demand | 0 | FEC
HR | TYNDP2026 | NT | 2040 | TWh | 266 | Sub_sector | Transport | Vans | Transport (vans) | Energetic | transport_vans_final_demand_biomass | Biomass | EU | Energy demand | 0 | FEC
HR | TYNDP2026 | NT | 2040 | TWh | 267 | Sub_sector | Transport | Vans | Transport (vans) | Energetic | transport_vans_final_demand_coal | Solids | EU | Energy demand | 0 | FEC
HR | TYNDP2026 | NT | 2040 | TWh | 268 | Sub_sector | Transport | Vans | Transport (vans) | Energetic | transport_vans_final_demand_oil | Liquids | EU | Energy demand | 0.92937 | FEC
HR | TYNDP2026 | NT | 2040 | TWh | 269 | Sub_sector | Transport | Vans | Transport (vans) | Energetic | transport_vans_final_demand_other | Others | EU | Energy demand | 0 | FEC
HR | TYNDP2026 | NT | 2040 | TWh | 270 | Sub_sector | Transport | Vans | Transport (vans) | Energetic | transport_vans_final_demand_ammonia | Ammonia | EU | Energy demand | 0 | FEC
HR | TYNDP2026 | NT | 2040 | TWh | 272 | Sub_sector | Transport | Freight trains | Transport (trains) | Energetic | transport_trains_final_demand_electricity | Electricity | EU | Energy demand | 0.4449 | FEC
HR | TYNDP2026 | NT | 2040 | TWh | 273 | Sub_sector | Transport | Freight trains | Transport (trains) | Energetic | transport_trains_final_demand_hydrogen | Hydrogen | EU | Energy demand | 0 | FEC
HR | TYNDP2026 | NT | 2040 | TWh | 274 | Sub_sector | Transport | Freight trains | Transport (trains) | Energetic | transport_trains_final_demand_methane | Methane | EU | Energy demand | 0 | FEC
HR | TYNDP2026 | NT | 2040 | TWh | 275 | Sub_sector | Transport | Freight trains | Transport (trains) | Energetic | transport_trains_final_demand_heat | Heat | EU | Energy demand | 0 | FEC
HR | TYNDP2026 | NT | 2040 | TWh | 276 | Sub_sector | Transport | Freight trains | Transport (trains) | Energetic | transport_trains_final_demand_biomass | Biomass | EU | Energy demand | 0 | FEC
HR | TYNDP2026 | NT | 2040 | TWh | 277 | Sub_sector | Transport | Freight trains | Transport (trains) | Energetic | transport_trains_final_demand_coal | Solids | EU | Energy demand | 0 | FEC
HR | TYNDP2026 | NT | 2040 | TWh | 278 | Sub_sector | Transport | Freight trains | Transport (trains) | Energetic | transport_trains_final_demand_oil | Liquids | EU | Energy demand | 0.2387 | FEC
HR | TYNDP2026 | NT | 2040 | TWh | 279 | Sub_sector | Transport | Freight trains | Transport (trains) | Energetic | transport_trains_final_demand_other | Others | EU | Energy demand | 0 | FEC
HR | TYNDP2026 | NT | 2040 | TWh | 280 | Sub_sector | Transport | Freight trains | Transport (trains) | Energetic | transport_trains_final_demand_ammonia | Ammonia | EU | Energy demand | 0 | FEC
HR | TYNDP2026 | NT | 2040 | TWh | 282 | Sub_sector | Transport | Ships | Transport (ships) | Energetic | transport_ships_final_demand_electricity | Electricity | EU | Energy demand | 0 | FEC
HR | TYNDP2026 | NT | 2040 | TWh | 283 | Sub_sector | Transport | Ships | Transport (ships) | Energetic | transport_ships_final_demand_hydrogen | Hydrogen | EU | Energy demand | 0.020009 | FEC
HR | TYNDP2026 | NT | 2040 | TWh | 284 | Sub_sector | Transport | Ships | Transport (ships) | Energetic | transport_ships_final_demand_methane | Methane | EU | Energy demand | 0.13721 | FEC
HR | TYNDP2026 | NT | 2040 | TWh | 285 | Sub_sector | Transport | Ships | Transport (ships) | Energetic | transport_ships_final_demand_heat | Heat | EU | Energy demand | 0 | FEC
HR | TYNDP2026 | NT | 2040 | TWh | 286 | Sub_sector | Transport | Ships | Transport (ships) | Energetic | transport_ships_final_demand_biomass | Biomass | EU | Energy demand | 0 | FEC
HR | TYNDP2026 | NT | 2040 | TWh | 287 | Sub_sector | Transport | Ships | Transport (ships) | Energetic | transport_ships_final_demand_coal | Solids | EU | Energy demand | 0 | FEC
HR | TYNDP2026 | NT | 2040 | TWh | 288 | Sub_sector | Transport | Ships | Transport (ships) | Energetic | transport_ships_final_demand_oil | Liquids | EU | Energy demand | 0.1272 | FEC
HR | TYNDP2026 | NT | 2040 | TWh | 289 | Sub_sector | Transport | Ships | Transport (ships) | Energetic | transport_ships_final_demand_other | Others | EU | Energy demand | 0 | FEC
HR | TYNDP2026 | NT | 2040 | TWh | 290 | Sub_sector | Transport | Ships | Transport (ships) | Energetic | transport_ships_final_demand_ammonia | Ammonia | EU | Energy demand | 0 | FEC
HR | TYNDP2026 | NT | 2040 | TWh | 292 | Sub_sector | Transport | Planes | Transport (planes) | Energetic | transport_planes_final_demand_electricity | Electricity | EU | Energy demand | 0.0049083 | FEC
HR | TYNDP2026 | NT | 2040 | TWh | 293 | Sub_sector | Transport | Planes | Transport (planes) | Energetic | transport_planes_final_demand_hydrogen | Hydrogen | EU | Energy demand | 0.0062659 | FEC
HR | TYNDP2026 | NT | 2040 | TWh | 294 | Sub_sector | Transport | Planes | Transport (planes) | Energetic | transport_planes_final_demand_methane | Methane | EU | Energy demand | 0 | FEC
HR | TYNDP2026 | NT | 2040 | TWh | 295 | Sub_sector | Transport | Planes | Transport (planes) | Energetic | transport_planes_final_demand_heat | Heat | EU | Energy demand | 0 | FEC
HR | TYNDP2026 | NT | 2040 | TWh | 296 | Sub_sector | Transport | Planes | Transport (planes) | Energetic | transport_planes_final_demand_biomass | Biomass | EU | Energy demand | 0 | FEC
HR | TYNDP2026 | NT | 2040 | TWh | 297 | Sub_sector | Transport | Planes | Transport (planes) | Energetic | transport_planes_final_demand_coal | Solids | EU | Energy demand | 0 | FEC
HR | TYNDP2026 | NT | 2040 | TWh | 298 | Sub_sector | Transport | Planes | Transport (planes) | Energetic | transport_planes_final_demand_oil | Liquids | EU | Energy demand | 0.03559 | FEC
HR | TYNDP2026 | NT | 2040 | TWh | 299 | Sub_sector | Transport | Planes | Transport (planes) | Energetic | transport_planes_final_demand_other | Others | EU | Energy demand | 0 | FEC
HR | TYNDP2026 | NT | 2040 | TWh | 300 | Sub_sector | Transport | Planes | Transport (planes) | Energetic | transport_planes_final_demand_ammonia | Ammonia | EU | Energy demand | 0 | FEC
HR | TYNDP2026 | NT | 2040 | TWh | 302 | Sub_sector | Transport | Others | Transport (others) | Energetic | transport_other_final_demand_electricity | Electricity | EU | Energy demand | 0.0044857 | FEC
HR | TYNDP2026 | NT | 2040 | TWh | 303 | Sub_sector | Transport | Others | Transport (others) | Energetic | transport_other_final_demand_hydrogen | Hydrogen | EU | Energy demand | 0 | FEC
HR | TYNDP2026 | NT | 2040 | TWh | 304 | Sub_sector | Transport | Others | Transport (others) | Energetic | transport_other_final_demand_methane | Methane | EU | Energy demand | 0 | FEC
HR | TYNDP2026 | NT | 2040 | TWh | 305 | Sub_sector | Transport | Others | Transport (others) | Energetic | transport_other_final_demand_heat | Heat | EU | Energy demand | 0 | FEC
HR | TYNDP2026 | NT | 2040 | TWh | 306 | Sub_sector | Transport | Others | Transport (others) | Energetic | transport_other_final_demand_biomass | Biomass | EU | Energy demand | 0 | FEC
HR | TYNDP2026 | NT | 2040 | TWh | 307 | Sub_sector | Transport | Others | Transport (others) | Energetic | transport_other_final_demand_coal | Solids | EU | Energy demand | 0 | FEC
HR | TYNDP2026 | NT | 2040 | TWh | 308 | Sub_sector | Transport | Others | Transport (others) | Energetic | transport_other_final_demand_oil | Liquids | EU | Energy demand | 0.17961 | FEC
HR | TYNDP2026 | NT | 2040 | TWh | 309 | Sub_sector | Transport | Others | Transport (others) | Energetic | transport_other_final_demand_other | Others | EU | Energy demand | 0 | FEC
HR | TYNDP2026 | NT | 2040 | TWh | 310 | Sub_sector | Transport | Others | Transport (others) | Energetic | transport_other_final_demand_ammonia | Ammonia | EU | Energy demand | 0 | FEC
HR | TYNDP2026 | NT | 2040 | TWh | 312 | Sub_sector | International transport | International aviation | Transport (int. aviation) | Energetic | transport_int_aviation_final_demand_electricity | Electricity | EU | Energy demand | 0 | FEC
HR | TYNDP2026 | NT | 2040 | TWh | 313 | Sub_sector | International transport | International aviation | Transport (int. aviation) | Energetic | transport_int_aviation_final_demand_hydrogen | Hydrogen | EU | Energy demand | 0 | FEC
HR | TYNDP2026 | NT | 2040 | TWh | 314 | Sub_sector | International transport | International aviation | Transport (int. aviation) | Energetic | transport_int_aviation_final_demand_methane | Methane | EU | Energy demand | 0 | FEC
HR | TYNDP2026 | NT | 2040 | TWh | 315 | Sub_sector | International transport | International aviation | Transport (int. aviation) | Energetic | transport_int_aviation_final_demand_heat | Heat | EU | Energy demand | 0 | FEC
HR | TYNDP2026 | NT | 2040 | TWh | 316 | Sub_sector | International transport | International aviation | Transport (int. aviation) | Energetic | transport_int_aviation_final_demand_biofuels | Biomass | EU | Energy demand | 0 | FEC
HR | TYNDP2026 | NT | 2040 | TWh | 317 | Sub_sector | International transport | International aviation | Transport (int. aviation) | Energetic | transport_int_aviation_final_demand_coal | Solids | EU | Energy demand | 0 | FEC
HR | TYNDP2026 | NT | 2040 | TWh | 318 | Sub_sector | International transport | International aviation | Transport (int. aviation) | Energetic | transport_int_aviation_final_demand_oil | Liquids | EU | Energy demand | 2.0388 | FEC
HR | TYNDP2026 | NT | 2040 | TWh | 319 | Sub_sector | International transport | International aviation | Transport (int. aviation) | Energetic | transport_int_aviation_final_demand_other | Others | EU | Energy demand | 0 | FEC
HR | TYNDP2026 | NT | 2040 | TWh | 320 | Sub_sector | International transport | International aviation | Transport (int. aviation) | Energetic | transport_int_aviation_final_demand_ammonia | Ammonia | EU | Energy demand | 0 | FEC
HR | TYNDP2026 | NT | 2040 | TWh | 322 | Sub_sector | International transport | International shipping | Transport (int. shipping) | Energetic | transport_int_shipping_final_demand_electricity | Electricity | EU | Energy demand | 0 | not_included_in_FEC
HR | TYNDP2026 | NT | 2040 | TWh | 323 | Sub_sector | International transport | International shipping | Transport (int. shipping) | Energetic | transport_int_shipping_final_demand_hydrogen | Hydrogen | EU | Energy demand | 0.036441 | not_included_in_FEC
HR | TYNDP2026 | NT | 2040 | TWh | 324 | Sub_sector | International transport | International shipping | Transport (int. shipping) | Energetic | transport_int_shipping_final_demand_methane | Methane | EU | Energy demand | 0.10476 | not_included_in_FEC
HR | TYNDP2026 | NT | 2040 | TWh | 325 | Sub_sector | International transport | International shipping | Transport (int. shipping) | Energetic | transport_int_shipping_final_demand_heat | Heat | EU | Energy demand | 0 | not_included_in_FEC
HR | TYNDP2026 | NT | 2040 | TWh | 326 | Sub_sector | International transport | International shipping | Transport (int. shipping) | Energetic | transport_int_shipping_final_demand_biofuels | Biomass | EU | Energy demand | 0 | not_included_in_FEC
HR | TYNDP2026 | NT | 2040 | TWh | 327 | Sub_sector | International transport | International shipping | Transport (int. shipping) | Energetic | transport_int_shipping_final_demand_coal | Solids | EU | Energy demand | 0 | not_included_in_FEC
HR | TYNDP2026 | NT | 2040 | TWh | 328 | Sub_sector | International transport | International shipping | Transport (int. shipping) | Energetic | transport_int_shipping_final_demand_oil | Liquids | EU | Energy demand | 0.099023 | not_included_in_FEC
HR | TYNDP2026 | NT | 2040 | TWh | 329 | Sub_sector | International transport | International shipping | Transport (int. shipping) | Energetic | transport_int_shipping_final_demand_other | Others | EU | Energy demand | 0 | not_included_in_FEC
HR | TYNDP2026 | NT | 2040 | TWh | 330 | Sub_sector | International transport | International shipping | Transport (int. shipping) | Energetic | transport_int_shipping_final_demand_ammonia | Ammonia | EU | Energy demand | 0 | not_included_in_FEC
HR | TYNDP2026 | NT | 2040 | TWh | 332 | Sub_sector | Households | Space heating | Households (heating) | Energetic | households_heating_final_demand_electricity | Electricity | EU | Energy demand | 1.6566 | FEC
HR | TYNDP2026 | NT | 2040 | TWh | 333 | Sub_sector | Households | Space heating | Households (heating) | Energetic | households_heating_final_demand_hydrogen | Hydrogen | EU | Energy demand | 0.63253 | FEC
HR | TYNDP2026 | NT | 2040 | TWh | 334 | Sub_sector | Households | Space heating | Households (heating) | Energetic | households_heating_final_demand_methane | Methane | EU | Energy demand | 2.2018 | FEC
HR | TYNDP2026 | NT | 2040 | TWh | 335 | Sub_sector | Households | Space heating | Households (heating) | Energetic | households_heating_final_demand_heat | Heat | EU | Energy demand | 1.852 | FEC
HR | TYNDP2026 | NT | 2040 | TWh | 336 | Sub_sector | Households | Space heating | Households (heating) | Energetic | households_heating_final_demand_biomass | Biomass | EU | Energy demand | 4.8889 | FEC
HR | TYNDP2026 | NT | 2040 | TWh | 337 | Sub_sector | Households | Space heating | Households (heating) | Energetic | households_heating_final_demand_coal | Solids | EU | Energy demand | 0.0098334 | FEC
HR | TYNDP2026 | NT | 2040 | TWh | 338 | Sub_sector | Households | Space heating | Households (heating) | Energetic | households_heating_final_demand_oil | Liquids | EU | Energy demand | 0.23512 | FEC
HR | TYNDP2026 | NT | 2040 | TWh | 339 | Sub_sector | Households | Space heating | Households (heating) | Energetic | households_heating_final_demand_other | Others | EU | Energy demand | 0.25227 | FEC
HR | TYNDP2026 | NT | 2040 | TWh | 340 | Sub_sector | Households | Space heating | Households (heating) | Energetic | households_heating_final_demand_ammonia | Ammonia | EU | Energy demand | 0 | FEC
HR | TYNDP2026 | NT | 2040 | TWh | 343 | Sub_sector | Households | Cooling | Households (cooling) | Energetic | households_cooling_final_demand_electricity | Electricity | EU | Energy demand | 0.5181 | FEC
HR | TYNDP2026 | NT | 2040 | TWh | 344 | Sub_sector | Households | Cooling | Households (cooling) | Energetic | households_cooling_final_demand_hydrogen | Hydrogen | EU | Energy demand | 0 | FEC
HR | TYNDP2026 | NT | 2040 | TWh | 345 | Sub_sector | Households | Cooling | Households (cooling) | Energetic | households_cooling_final_demand_methane | Methane | EU | Energy demand | 0 | FEC
HR | TYNDP2026 | NT | 2040 | TWh | 346 | Sub_sector | Households | Cooling | Households (cooling) | Energetic | households_cooling_final_demand_heat | Heat | EU | Energy demand | 0 | FEC
HR | TYNDP2026 | NT | 2040 | TWh | 347 | Sub_sector | Households | Cooling | Households (cooling) | Energetic | households_cooling_final_demand_biomass | Biomass | EU | Energy demand | 0 | FEC
HR | TYNDP2026 | NT | 2040 | TWh | 348 | Sub_sector | Households | Cooling | Households (cooling) | Energetic | households_cooling_final_demand_coal | Solids | EU | Energy demand | 0 | FEC
HR | TYNDP2026 | NT | 2040 | TWh | 349 | Sub_sector | Households | Cooling | Households (cooling) | Energetic | households_cooling_final_demand_oil | Liquids | EU | Energy demand | 0 | FEC
HR | TYNDP2026 | NT | 2040 | TWh | 350 | Sub_sector | Households | Cooling | Households (cooling) | Energetic | households_cooling_final_demand_other | Others | EU | Energy demand | 0 | FEC
HR | TYNDP2026 | NT | 2040 | TWh | 351 | Sub_sector | Households | Cooling | Households (cooling) | Energetic | households_cooling_final_demand_ammonia | Ammonia | EU | Energy demand | 0 | FEC
HR | TYNDP2026 | NT | 2040 | TWh | 354 | Sub_sector | Households | Hot water | Households (hot water) | Energetic | households_hot_water_final_demand_electricity | Electricity | EU | Energy demand | 0.40885 | FEC
HR | TYNDP2026 | NT | 2040 | TWh | 355 | Sub_sector | Households | Hot water | Households (hot water) | Energetic | households_hot_water_final_demand_hydrogen | Hydrogen | EU | Energy demand | 0.25407 | FEC
HR | TYNDP2026 | NT | 2040 | TWh | 356 | Sub_sector | Households | Hot water | Households (hot water) | Energetic | households_hot_water_final_demand_methane | Methane | EU | Energy demand | 0.58904 | FEC
HR | TYNDP2026 | NT | 2040 | TWh | 357 | Sub_sector | Households | Hot water | Households (hot water) | Energetic | households_hot_water_final_demand_heat | Heat | EU | Energy demand | 0.26229 | FEC
HR | TYNDP2026 | NT | 2040 | TWh | 358 | Sub_sector | Households | Hot water | Households (hot water) | Energetic | households_hot_water_final_demand_biomass | Biomass | EU | Energy demand | 0.58499 | FEC
HR | TYNDP2026 | NT | 2040 | TWh | 359 | Sub_sector | Households | Hot water | Households (hot water) | Energetic | households_hot_water_final_demand_coal | Solids | EU | Energy demand | 0.00093176 | FEC
HR | TYNDP2026 | NT | 2040 | TWh | 360 | Sub_sector | Households | Hot water | Households (hot water) | Energetic | households_hot_water_final_demand_oil | Liquids | EU | Energy demand | 0.022279 | FEC
HR | TYNDP2026 | NT | 2040 | TWh | 361 | Sub_sector | Households | Hot water | Households (hot water) | Energetic | households_hot_water_final_demand_other | Others | EU | Energy demand | 0.19372 | FEC
HR | TYNDP2026 | NT | 2040 | TWh | 362 | Sub_sector | Households | Hot water | Households (hot water) | Energetic | households_hot_water_final_demand_ammonia | Ammonia | EU | Energy demand | 0 | FEC
HR | TYNDP2026 | NT | 2040 | TWh | 365 | Sub_sector | Households | Appliances | Households (appliances) | Energetic | households_appliances_final_demand_electricity | Electricity | EU | Energy demand | 2.4927 | FEC
HR | TYNDP2026 | NT | 2040 | TWh | 366 | Sub_sector | Households | Appliances | Households (appliances) | Energetic | households_appliances_final_demand_hydrogen | Hydrogen | EU | Energy demand | 0 | FEC
HR | TYNDP2026 | NT | 2040 | TWh | 367 | Sub_sector | Households | Appliances | Households (appliances) | Energetic | households_appliances_final_demand_methane | Methane | EU | Energy demand | 0.58191 | FEC
HR | TYNDP2026 | NT | 2040 | TWh | 368 | Sub_sector | Households | Appliances | Households (appliances) | Energetic | households_appliances_final_demand_heat | Heat | EU | Energy demand | 0 | FEC
HR | TYNDP2026 | NT | 2040 | TWh | 369 | Sub_sector | Households | Appliances | Households (appliances) | Energetic | households_appliances_final_demand_biomass | Biomass | EU | Energy demand | 0.027511 | FEC
HR | TYNDP2026 | NT | 2040 | TWh | 370 | Sub_sector | Households | Appliances | Households (appliances) | Energetic | households_appliances_final_demand_coal | Solids | EU | Energy demand | 0 | FEC
HR | TYNDP2026 | NT | 2040 | TWh | 371 | Sub_sector | Households | Appliances | Households (appliances) | Energetic | households_appliances_final_demand_oil | Liquids | EU | Energy demand | 0 | FEC
HR | TYNDP2026 | NT | 2040 | TWh | 372 | Sub_sector | Households | Appliances | Households (appliances) | Energetic | households_appliances_final_demand_other | Others | EU | Energy demand | 0 | FEC
HR | TYNDP2026 | NT | 2040 | TWh | 373 | Sub_sector | Households | Appliances | Households (appliances) | Energetic | households_appliances_final_demand_ammonia | Ammonia | EU | Energy demand | 0 | FEC
HR | TYNDP2026 | NT | 2040 | TWh | 375 | Sub_sector | Buildings | Space heating | Buildings (heat) | Energetic | buildings_heat_final_demand_electricity | Electricity | EU | Energy demand | 1.2431 | FEC
HR | TYNDP2026 | NT | 2040 | TWh | 376 | Sub_sector | Buildings | Space heating | Buildings (heat) | Energetic | buildings_heat_final_demand_hydrogen | Hydrogen | EU | Energy demand | 0.28303 | FEC
HR | TYNDP2026 | NT | 2040 | TWh | 377 | Sub_sector | Buildings | Space heating | Buildings (heat) | Energetic | buildings_heat_final_demand_methane | Methane | EU | Energy demand | 0.64775 | FEC
HR | TYNDP2026 | NT | 2040 | TWh | 378 | Sub_sector | Buildings | Space heating | Buildings (heat) | Energetic | buildings_heat_final_demand_heat | Heat | EU | Energy demand | 0.73486 | FEC
HR | TYNDP2026 | NT | 2040 | TWh | 379 | Sub_sector | Buildings | Space heating | Buildings (heat) | Energetic | buildings_heat_final_demand_biomass | Biomass | EU | Energy demand | 0.30099 | FEC
HR | TYNDP2026 | NT | 2040 | TWh | 380 | Sub_sector | Buildings | Space heating | Buildings (heat) | Energetic | buildings_heat_final_demand_coal | Solids | EU | Energy demand | 0 | FEC
HR | TYNDP2026 | NT | 2040 | TWh | 381 | Sub_sector | Buildings | Space heating | Buildings (heat) | Energetic | buildings_heat_final_demand_oil | Liquids | EU | Energy demand | 0.12097 | FEC
HR | TYNDP2026 | NT | 2040 | TWh | 382 | Sub_sector | Buildings | Space heating | Buildings (heat) | Energetic | buildings_heat_final_demand_other | Others | EU | Energy demand | 0.0070056 | FEC
HR | TYNDP2026 | NT | 2040 | TWh | 383 | Sub_sector | Buildings | Space heating | Buildings (heat) | Energetic | buildings_heat_final_demand_ammonia | Ammonia | EU | Energy demand | 0 | FEC
HR | TYNDP2026 | NT | 2040 | TWh | 386 | Sub_sector | Buildings | Cooling | Buildings (cooling) | Energetic | buildings_cooling_final_demand_electricity | Electricity | EU | Energy demand | 0.63623 | FEC
HR | TYNDP2026 | NT | 2040 | TWh | 387 | Sub_sector | Buildings | Cooling | Buildings (cooling) | Energetic | buildings_cooling_final_demand_hydrogen | Hydrogen | EU | Energy demand | 0 | FEC
HR | TYNDP2026 | NT | 2040 | TWh | 388 | Sub_sector | Buildings | Cooling | Buildings (cooling) | Energetic | buildings_cooling_final_demand_methane | Methane | EU | Energy demand | 0 | FEC
HR | TYNDP2026 | NT | 2040 | TWh | 389 | Sub_sector | Buildings | Cooling | Buildings (cooling) | Energetic | buildings_cooling_final_demand_heat | Heat | EU | Energy demand | 0 | FEC
HR | TYNDP2026 | NT | 2040 | TWh | 390 | Sub_sector | Buildings | Cooling | Buildings (cooling) | Energetic | buildings_cooling_final_demand_biomass | Biomass | EU | Energy demand | 0 | FEC
HR | TYNDP2026 | NT | 2040 | TWh | 391 | Sub_sector | Buildings | Cooling | Buildings (cooling) | Energetic | buildings_cooling_final_demand_coal | Solids | EU | Energy demand | 0 | FEC
HR | TYNDP2026 | NT | 2040 | TWh | 392 | Sub_sector | Buildings | Cooling | Buildings (cooling) | Energetic | buildings_cooling_final_demand_oil | Liquids | EU | Energy demand | 0 | FEC
HR | TYNDP2026 | NT | 2040 | TWh | 393 | Sub_sector | Buildings | Cooling | Buildings (cooling) | Energetic | buildings_cooling_final_demand_other | Others | EU | Energy demand | 0 | FEC
HR | TYNDP2026 | NT | 2040 | TWh | 394 | Sub_sector | Buildings | Cooling | Buildings (cooling) | Energetic | buildings_cooling_final_demand_ammonia | Ammonia | EU | Energy demand | 0 | FEC
HR | TYNDP2026 | NT | 2040 | TWh | 397 | Sub_sector | Buildings | Appliances | Buildings (appliances) | Energetic | buildings_appliances_final_demand_electricity | Electricity | EU | Energy demand | 3.1538 | FEC
HR | TYNDP2026 | NT | 2040 | TWh | 398 | Sub_sector | Buildings | Appliances | Buildings (appliances) | Energetic | buildings_appliances_final_demand_hydrogen | Hydrogen | EU | Energy demand | 0 | FEC
HR | TYNDP2026 | NT | 2040 | TWh | 399 | Sub_sector | Buildings | Appliances | Buildings (appliances) | Energetic | buildings_appliances_final_demand_methane | Methane | EU | Energy demand | 0.6053 | FEC
HR | TYNDP2026 | NT | 2040 | TWh | 400 | Sub_sector | Buildings | Appliances | Buildings (appliances) | Energetic | buildings_appliances_final_demand_heat | Heat | EU | Energy demand | 0 | FEC
HR | TYNDP2026 | NT | 2040 | TWh | 401 | Sub_sector | Buildings | Appliances | Buildings (appliances) | Energetic | buildings_appliances_final_demand_biomass | Biomass | EU | Energy demand | 0 | FEC
HR | TYNDP2026 | NT | 2040 | TWh | 402 | Sub_sector | Buildings | Appliances | Buildings (appliances) | Energetic | buildings_appliances_final_demand_coal | Solids | EU | Energy demand | 0 | FEC
HR | TYNDP2026 | NT | 2040 | TWh | 403 | Sub_sector | Buildings | Appliances | Buildings (appliances) | Energetic | buildings_appliances_final_demand_oil | Liquids | EU | Energy demand | 0 | FEC
HR | TYNDP2026 | NT | 2040 | TWh | 404 | Sub_sector | Buildings | Appliances | Buildings (appliances) | Energetic | buildings_appliances_final_demand_other | Others | EU | Energy demand | 0 | FEC
HR | TYNDP2026 | NT | 2040 | TWh | 405 | Sub_sector | Buildings | Appliances | Buildings (appliances) | Energetic | buildings_appliances_final_demand_ammonia | Ammonia | EU | Energy demand | 0 | FEC
HR | TYNDP2026 | NT | 2040 | TWh | 407 | Sub_sector | Buildings | Datacenters | Datacenters & ICT | Energetic | datacentres_final_demand_electricity_energetic | Electricity | EU | Energy demand | 1.128 | FEC
HR | TYNDP2026 | NT | 2040 | TWh | 408 | Sub_sector | Buildings | Datacenters | Datacenters & ICT | Energetic | datacentres_final_demand_hydrogen_energetic | Hydrogen | EU | Energy demand | 0 | FEC
HR | TYNDP2026 | NT | 2040 | TWh | 409 | Sub_sector | Buildings | Datacenters | Datacenters & ICT | Energetic | datacentres_final_demand_methane_energetic | Methane | EU | Energy demand | 0 | FEC
HR | TYNDP2026 | NT | 2040 | TWh | 410 | Sub_sector | Buildings | Datacenters | Datacenters & ICT | Energetic | datacentres_final_demand_heat_energetic | Heat | EU | Energy demand | 0 | FEC
HR | TYNDP2026 | NT | 2040 | TWh | 411 | Sub_sector | Buildings | Datacenters | Datacenters & ICT | Energetic | datacentres_final_demand_biomass_energetic | Biomass | EU | Energy demand | 0 | FEC
HR | TYNDP2026 | NT | 2040 | TWh | 412 | Sub_sector | Buildings | Datacenters | Datacenters & ICT | Energetic | datacentres_final_demand_coal_energetic | Solids | EU | Energy demand | 0 | FEC
HR | TYNDP2026 | NT | 2040 | TWh | 413 | Sub_sector | Buildings | Datacenters | Datacenters & ICT | Energetic | datacentres_final_demand_oil_energetic | Liquids | EU | Energy demand | 0 | FEC
HR | TYNDP2026 | NT | 2040 | TWh | 414 | Sub_sector | Buildings | Datacenters | Datacenters & ICT | Energetic | datacentres_final_demand_other_energetic | Others | EU | Energy demand | 0 | FEC
HR | TYNDP2026 | NT | 2040 | TWh | 415 | Sub_sector | Buildings | Datacenters | Datacenters & ICT | Energetic | datacentres_final_demand_ammonia_energetic | Ammonia | EU | Energy demand | 0 | FEC
HR | TYNDP2026 | NT | 2040 | TWh | 417 | Sub_sector | Transport | Others_Sector | Others_Sector | Energetic | other_final_demand_electricity_energetic | Electricity | EU | Energy demand | 0 | FEC
HR | TYNDP2026 | NT | 2040 | TWh | 418 | Sub_sector | Transport | Others_Sector | Others_Sector | Energetic | other_final_demand_hydrogen_energetic | Hydrogen | EU | Energy demand | 0 | FEC
HR | TYNDP2026 | NT | 2040 | TWh | 419 | Sub_sector | Transport | Pipeline Transport | Others_Sector | Energetic | other_final_demand_methane_energetic | Methane | EU | Energy demand | 0.0315 | FEC
HR | TYNDP2026 | NT | 2040 | TWh | 420 | Sub_sector | Transport | Others_Sector | Others_Sector | Energetic | other_final_demand_heat_energetic | Heat | EU | Energy demand | 0 | FEC
HR | TYNDP2026 | NT | 2040 | TWh | 421 | Sub_sector | Transport | Others_Sector | Others_Sector | Energetic | other_final_demand_biomass_energetic | Biomass | EU | Energy demand | 0 | FEC
HR | TYNDP2026 | NT | 2040 | TWh | 422 | Sub_sector | Transport | Others_Sector | Others_Sector | Energetic | other_final_demand_coal_energetic | Solids | EU | Energy demand | 0 | FEC
HR | TYNDP2026 | NT | 2040 | TWh | 423 | Sub_sector | Transport | Others_Sector | Others_Sector | Energetic | other_final_demand_oil_energetic | Liquids | EU | Energy demand | 0 | FEC
HR | TYNDP2026 | NT | 2040 | TWh | 424 | Sub_sector | Others_Sector | Others_Sector | Others_Sector | Non-energetic | other_final_demand_oil_non_energetic | Liquids | EU | Energy demand | 0.21589 | not_included_in_FEC
HR | TYNDP2026 | NT | 2040 | TWh | 425 | Sub_sector | Transport | Others_Sector | Others_Sector | Energetic | other_final_demand_other_energetic | Others | EU | Energy demand | 0 | FEC
HR | TYNDP2026 | NT | 2040 | TWh | 426 | Sub_sector | Transport | Others_Sector | Others_Sector | Energetic | other_final_demand_ammonia_energetic | Ammonia | EU | Energy demand | 0 | FEC
HR | TYNDP2026 | NT | 2040 | TWh | 427 | Sub_sector | Industry | Surplus_Heat_in_Industry | Surplus_Heat_in_Industry | Energetic | final_demand_of_industry_unused_local_production_steam_hot_water | Heat | EU | Energy demand | 0 | FEC
HR | TYNDP2026 | NT | 2040 | TWh | 429 | Sub_sector | Agriculture | Total | Agriculture | Energetic | agriculture_final_demand_electricity_energetic | Electricity | EU | Energy demand | 0.1682 | FEC
HR | TYNDP2026 | NT | 2040 | TWh | 430 | Sub_sector | Agriculture | Total | Agriculture | Energetic | agriculture_final_demand_hydrogen_energetic | Hydrogen | EU | Energy demand | 0 | FEC
HR | TYNDP2026 | NT | 2040 | TWh | 431 | Sub_sector | Agriculture | Total | Agriculture | Energetic | agriculture_final_demand_methane_energetic | Methane | EU | Energy demand | 0.53758 | FEC
HR | TYNDP2026 | NT | 2040 | TWh | 432 | Sub_sector | Agriculture | Total | Agriculture | Energetic | agriculture_final_demand_heat_energetic | Heat | EU | Energy demand | 0.07819 | FEC
HR | TYNDP2026 | NT | 2040 | TWh | 433 | Sub_sector | Agriculture | Total | Agriculture | Energetic | agriculture_final_demand_biomass_energetic | Biomass | EU | Energy demand | 0.11601 | FEC
HR | TYNDP2026 | NT | 2040 | TWh | 434 | Sub_sector | Agriculture | Total | Agriculture | Energetic | agriculture_final_demand_coal_energetic | Solids | EU | Energy demand | 0 | FEC
HR | TYNDP2026 | NT | 2040 | TWh | 435 | Sub_sector | Agriculture | Total | Agriculture | Energetic | agriculture_final_demand_oil_energetic | Liquids | EU | Energy demand | 1.6426 | FEC
HR | TYNDP2026 | NT | 2040 | TWh | 436 | Sub_sector | Agriculture | Total | Agriculture | Energetic | agriculture_final_demand_other_energetic | Others | EU | Energy demand | 0 | FEC
HR | TYNDP2026 | NT | 2040 | TWh | 437 | Sub_sector | Agriculture | Total | Agriculture | Energetic | agriculture_final_demand_ammonia_energetic | Ammonia | EU | Energy demand | 0 | FEC
HR | TYNDP2026 | NT | 2040 | TWh | 447 | Sub_sector | Buildings | Surplus Energy | Buildings | Energetic | GAP | Electricity | EU | Energy demand | 0 | FEC
HR | TYNDP2026 | NT | 2040 | TWh | 448 | Sub_sector | Buildings | Surplus Energy | Buildings | Energetic | GAP | Hydrogen | EU | Energy demand | 0 | FEC
HR | TYNDP2026 | NT | 2040 | TWh | 449 | Sub_sector | Buildings | Surplus Energy | Buildings | Energetic | GAP | Methane | EU | Energy demand | 0.0021844 | FEC
HR | TYNDP2026 | NT | 2040 | TWh | 450 | Sub_sector | Buildings | Surplus Energy | Buildings | Energetic | GAP | Heat | EU | Energy demand | 0 | FEC
HR | TYNDP2026 | NT | 2040 | TWh | 451 | Sub_sector | Buildings | Surplus Energy | Buildings | Energetic | GAP | Biomass | EU | Energy demand | 0.015105 | FEC
HR | TYNDP2026 | NT | 2040 | TWh | 452 | Sub_sector | Buildings | Surplus Energy | Buildings | Energetic | GAP | Solids | EU | Energy demand | 0 | FEC
HR | TYNDP2026 | NT | 2040 | TWh | 453 | Sub_sector | Buildings | Surplus Energy | Buildings | Energetic | GAP | Liquids | EU | Energy demand | 0.12129 | FEC
HR | TYNDP2026 | NT | 2040 | TWh | 454 | Sub_sector | Buildings | Surplus Energy | Buildings | Energetic | GAP | Others | EU | Energy demand | 0 | FEC
HR | TYNDP2026 | NT | 2040 | TWh | 455 | Sub_sector | Buildings | Surplus Energy | Buildings | Energetic | GAP | Ammonia | EU | Energy demand | 0 | FEC
HR | TYNDP2026 | NT | 2040 | TWh | 456 | Sub_sector | Households | Surplus Energy | Households | Energetic | GAP | Electricity | EU | Energy demand | 0 | FEC
HR | TYNDP2026 | NT | 2040 | TWh | 457 | Sub_sector | Households | Surplus Energy | Households | Energetic | GAP | Hydrogen | EU | Energy demand | 0 | FEC
HR | TYNDP2026 | NT | 2040 | TWh | 458 | Sub_sector | Households | Surplus Energy | Households | Energetic | GAP | Methane | EU | Energy demand | 0.012172 | FEC
HR | TYNDP2026 | NT | 2040 | TWh | 459 | Sub_sector | Households | Surplus Energy | Households | Energetic | GAP | Heat | EU | Energy demand | 0 | FEC
HR | TYNDP2026 | NT | 2040 | TWh | 460 | Sub_sector | Households | Surplus Energy | Households | Energetic | GAP | Biomass | EU | Energy demand | 0 | FEC
HR | TYNDP2026 | NT | 2040 | TWh | 461 | Sub_sector | Households | Surplus Energy | Households | Energetic | GAP | Solids | EU | Energy demand | 0 | FEC
HR | TYNDP2026 | NT | 2040 | TWh | 462 | Sub_sector | Households | Surplus Energy | Households | Energetic | GAP | Liquids | EU | Energy demand | 0 | FEC
HR | TYNDP2026 | NT | 2040 | TWh | 463 | Sub_sector | Households | Surplus Energy | Households | Energetic | GAP | Others | EU | Energy demand | 0 | FEC
HR | TYNDP2026 | NT | 2040 | TWh | 464 | Sub_sector | Households | Surplus Energy | Households | Energetic | GAP | Ammonia | EU | Energy demand | 0 | FEC
HR | TYNDP2026 | NT | 2050 | TWh | 102 | Sub_sector | Industry | Aluminium | Industry (aluminium) | Energetic | industry_aluminium_demand_electricity_energetic | Electricity | EU | Energy demand | 0 | FEC
HR | TYNDP2026 | NT | 2050 | TWh | 103 | Sub_sector | Industry | Aluminium | Industry (aluminium) | Energetic | industry_aluminium_demand_hydrogen_energetic | Hydrogen | EU | Energy demand | 0 | FEC
HR | TYNDP2026 | NT | 2050 | TWh | 104 | Sub_sector | Industry | Aluminium | Industry (aluminium) | Energetic | industry_aluminium_demand_methane_energetic | Methane | EU | Energy demand | 0 | FEC
HR | TYNDP2026 | NT | 2050 | TWh | 105 | Sub_sector | Industry | Aluminium | Industry (aluminium) | Energetic | industry_aluminium_demand_heat_energetic | Heat | EU | Energy demand | 0 | FEC
HR | TYNDP2026 | NT | 2050 | TWh | 106 | Sub_sector | Industry | Aluminium | Industry (aluminium) | Energetic | industry_aluminium_demand_biomass_energetic | Biomass | EU | Energy demand | 0 | FEC
HR | TYNDP2026 | NT | 2050 | TWh | 107 | Sub_sector | Industry | Aluminium | Industry (aluminium) | Energetic | industry_aluminium_demand_coal_energetic | Solids | EU | Energy demand | 0 | FEC
HR | TYNDP2026 | NT | 2050 | TWh | 108 | Sub_sector | Industry | Aluminium | Industry (aluminium) | Energetic | industry_aluminium_demand_oil_energetic | Liquids | EU | Energy demand | 0 | FEC
HR | TYNDP2026 | NT | 2050 | TWh | 109 | Sub_sector | Industry | Aluminium | Industry (aluminium) | Energetic | industry_aluminium_demand_others_energetic | Others | EU | Energy demand | 0 | FEC
HR | TYNDP2026 | NT | 2050 | TWh | 110 | Sub_sector | Industry | Aluminium | Industry (aluminium) | Energetic | industry_ammonia_demand_others_energetic | Ammonia | EU | Energy demand | 0 | FEC
HR | TYNDP2026 | NT | 2050 | TWh | 112 | Sub_sector | Industry | Chemicals | Industry (chemicals, energetic) | Energetic | industry_chemical_demand_electricity_energetic | Electricity | EU | Energy demand | 0.23478 | FEC
HR | TYNDP2026 | NT | 2050 | TWh | 113 | Sub_sector | Industry | Chemicals | Industry (chemicals, energetic) | Energetic | industry_chemical_demand_hydrogen_energetic | Hydrogen | EU | Energy demand | 0.020057 | FEC
HR | TYNDP2026 | NT | 2050 | TWh | 114 | Sub_sector | Industry | Chemicals | Industry (chemicals, energetic) | Energetic | industry_chemical_demand_methane_energetic | Methane | EU | Energy demand | 0.0068947 | FEC
HR | TYNDP2026 | NT | 2050 | TWh | 115 | Sub_sector | Industry | Chemicals | Industry (chemicals, energetic) | Energetic | industry_chemical_demand_heat_energetic | Heat | EU | Energy demand | 0.012975 | FEC
HR | TYNDP2026 | NT | 2050 | TWh | 116 | Sub_sector | Industry | Chemicals | Industry (chemicals, energetic) | Energetic | industry_chemical_demand_biomass_energetic | Biomass | EU | Energy demand | 0.023975 | FEC
HR | TYNDP2026 | NT | 2050 | TWh | 117 | Sub_sector | Industry | Chemicals | Industry (chemicals, energetic) | Energetic | industry_chemical_demand_coal_energetic | Solids | EU | Energy demand | 0 | FEC
HR | TYNDP2026 | NT | 2050 | TWh | 118 | Sub_sector | Industry | Chemicals | Industry (chemicals, energetic) | Energetic | industry_chemical_demand_oil_energetic | Liquids | EU | Energy demand | 0 | FEC
HR | TYNDP2026 | NT | 2050 | TWh | 119 | Sub_sector | Industry | Chemicals | Industry (chemicals, energetic) | Energetic | industry_chemical_demand_others_energetic | Others | EU | Energy demand | 0 | FEC
HR | TYNDP2026 | NT | 2050 | TWh | 120 | Sub_sector | Industry | Chemicals | Industry (chemicals, energetic) | Energetic | industry_chemical_demand_ammonia_energetic | Ammonia | EU | Energy demand | 0 | FEC
HR | TYNDP2026 | NT | 2050 | TWh | 122 | Sub_sector | Industry | Chemicals | Industry (chemicals, non-energetic) | Non-energetic | industry_chemical_demand_electricity_non_energetic | Electricity | EU | Energy demand | 0 | not_included_in_FEC
HR | TYNDP2026 | NT | 2050 | TWh | 123 | Sub_sector | Industry | Chemicals | Industry (chemicals, non-energetic) | Non-energetic | industry_chemical_demand_hydrogen_non_energetic | Hydrogen | EU | Energy demand | 1.0112 | not_included_in_FEC
HR | TYNDP2026 | NT | 2050 | TWh | 124 | Sub_sector | Industry | Chemicals | Industry (chemicals, non-energetic) | Non-energetic | industry_chemical_demand_methane_non_energetic | Methane | EU | Energy demand | 0.054752 | not_included_in_FEC
HR | TYNDP2026 | NT | 2050 | TWh | 125 | Sub_sector | Industry | Chemicals | Industry (chemicals, non-energetic) | Non-energetic | industry_chemical_demand_heat_non_energetic | Heat | EU | Energy demand | 0 | not_included_in_FEC
HR | TYNDP2026 | NT | 2050 | TWh | 126 | Sub_sector | Industry | Chemicals | Industry (chemicals, non-energetic) | Non-energetic | industry_chemical_demand_biomass_non_energetic | Biomass | EU | Energy demand | 0.20456 | not_included_in_FEC
HR | TYNDP2026 | NT | 2050 | TWh | 127 | Sub_sector | Industry | Chemicals | Industry (chemicals, non-energetic) | Non-energetic | industry_chemical_demand_coal_non_energetic | Solids | EU | Energy demand | 0.0022085 | not_included_in_FEC
HR | TYNDP2026 | NT | 2050 | TWh | 128 | Sub_sector | Industry | Chemicals | Industry (chemicals, non-energetic) | Non-energetic | industry_chemical_demand_oil_non_energetic | Liquids | EU | Energy demand | 0.56767 | not_included_in_FEC
HR | TYNDP2026 | NT | 2050 | TWh | 129 | Sub_sector | Industry | Chemicals | Industry (chemicals, non-energetic) | Non-energetic | industry_chemical_demand_others_non_energetic | Others | EU | Energy demand | 0 | not_included_in_FEC
HR | TYNDP2026 | NT | 2050 | TWh | 130 | Sub_sector | Industry | Chemicals | Industry (chemicals, non-energetic) | Non-energetic | industry_chemical_demand_ammonia_non_energetic | Ammonia | EU | Energy demand | 0 | not_included_in_FEC
HR | TYNDP2026 | NT | 2050 | TWh | 132 | Sub_sector | Industry | Fertilizers | Industry (fertilizers, energetic) | Energetic | industry_fertilizers_demand_electricity_energetic | Electricity | EU | Energy demand | 0.19393 | FEC
HR | TYNDP2026 | NT | 2050 | TWh | 133 | Sub_sector | Industry | Fertilizers | Industry (fertilizers, energetic) | Energetic | industry_fertilizers_demand_hydrogen_energetic | Hydrogen | EU | Energy demand | 0.65384 | FEC
HR | TYNDP2026 | NT | 2050 | TWh | 134 | Sub_sector | Industry | Fertilizers | Industry (fertilizers, energetic) | Energetic | industry_fertilizers_demand_methane_energetic | Methane | EU | Energy demand | 0.33309 | FEC
HR | TYNDP2026 | NT | 2050 | TWh | 135 | Sub_sector | Industry | Fertilizers | Industry (fertilizers, energetic) | Energetic | industry_fertilizers_demand_heat_energetic | Heat | EU | Energy demand | 0 | FEC
HR | TYNDP2026 | NT | 2050 | TWh | 136 | Sub_sector | Industry | Fertilizers | Industry (fertilizers, energetic) | Energetic | industry_fertilizers_demand_biomass_energetic | Biomass | EU | Energy demand | 0 | FEC
HR | TYNDP2026 | NT | 2050 | TWh | 137 | Sub_sector | Industry | Fertilizers | Industry (fertilizers, energetic) | Energetic | industry_fertilizers_demand_coal_energetic | Solids | EU | Energy demand | 0 | FEC
HR | TYNDP2026 | NT | 2050 | TWh | 138 | Sub_sector | Industry | Fertilizers | Industry (fertilizers, energetic) | Energetic | industry_fertilizers_demand_oil_energetic | Liquids | EU | Energy demand | 0 | FEC
HR | TYNDP2026 | NT | 2050 | TWh | 139 | Sub_sector | Industry | Fertilizers | Industry (fertilizers, energetic) | Energetic | industry_fertilizers_demand_others_energetic | Others | EU | Energy demand | 0 | FEC
HR | TYNDP2026 | NT | 2050 | TWh | 140 | Sub_sector | Industry | Fertilizers | Industry (fertilizers, energetic) | Energetic | industry_fertilizers_demand_ammonia_energetic | Ammonia | EU | Energy demand | 0 | FEC
HR | TYNDP2026 | NT | 2050 | TWh | 142 | Sub_sector | Industry | Fertilizers | Industry (fertilizers, non-energetic) | Non-energetic | industry_fertilizers_demand_electricity_non_energetic | Electricity | EU | Energy demand | 0 | not_included_in_FEC
HR | TYNDP2026 | NT | 2050 | TWh | 143 | Sub_sector | Industry | Fertilizers | Industry (fertilizers, non-energetic) | Non-energetic | industry_fertilizers_demand_hydrogen_non_energetic | Hydrogen | EU | Energy demand | 3.4353 | not_included_in_FEC
HR | TYNDP2026 | NT | 2050 | TWh | 144 | Sub_sector | Industry | Fertilizers | Industry (fertilizers, non-energetic) | Non-energetic | industry_fertilizers_demand_methane_non_energetic | Methane | EU | Energy demand | 0.94671 | not_included_in_FEC
HR | TYNDP2026 | NT | 2050 | TWh | 145 | Sub_sector | Industry | Fertilizers | Industry (fertilizers, non-energetic) | Non-energetic | industry_fertilizers_demand_heat_non_energetic | Heat | EU | Energy demand | 0 | not_included_in_FEC
HR | TYNDP2026 | NT | 2050 | TWh | 146 | Sub_sector | Industry | Fertilizers | Industry (fertilizers, non-energetic) | Non-energetic | industry_fertilizers_demand_biomass_non_energetic | Biomass | EU | Energy demand | 0 | not_included_in_FEC
HR | TYNDP2026 | NT | 2050 | TWh | 147 | Sub_sector | Industry | Fertilizers | Industry (fertilizers, non-energetic) | Non-energetic | industry_fertilizers_demand_coal_non_energetic | Solids | EU | Energy demand | 0 | not_included_in_FEC
HR | TYNDP2026 | NT | 2050 | TWh | 148 | Sub_sector | Industry | Fertilizers | Industry (fertilizers, non-energetic) | Non-energetic | industry_fertilizers_demand_oil_non_energetic | Liquids | EU | Energy demand | 0 | not_included_in_FEC
HR | TYNDP2026 | NT | 2050 | TWh | 149 | Sub_sector | Industry | Fertilizers | Industry (fertilizers, non-energetic) | Non-energetic | industry_fertilizers_demand_others_non_energetic | Others | EU | Energy demand | 0 | not_included_in_FEC
HR | TYNDP2026 | NT | 2050 | TWh | 150 | Sub_sector | Industry | Fertilizers | Industry (fertilizers, non-energetic) | Non-energetic | industry_fertilizers_demand_ammonia_non_energetic | Ammonia | EU | Energy demand | 0 | not_included_in_FEC
HR | TYNDP2026 | NT | 2050 | TWh | 152 | Sub_sector | Industry | Food | Industry (food) | Energetic | industry_food_demand_electricity_energetic | Electricity | EU | Energy demand | 1.0019 | FEC
HR | TYNDP2026 | NT | 2050 | TWh | 153 | Sub_sector | Industry | Food | Industry (food) | Energetic | industry_food_demand_hydrogen_energetic | Hydrogen | EU | Energy demand | 0 | FEC
HR | TYNDP2026 | NT | 2050 | TWh | 154 | Sub_sector | Industry | Food | Industry (food) | Energetic | industry_food_demand_methane_energetic | Methane | EU | Energy demand | 0.17457 | FEC
HR | TYNDP2026 | NT | 2050 | TWh | 155 | Sub_sector | Industry | Food | Industry (food) | Energetic | industry_food_demand_heat_energetic | Heat | EU | Energy demand | 0 | FEC
HR | TYNDP2026 | NT | 2050 | TWh | 156 | Sub_sector | Industry | Food | Industry (food) | Energetic | industry_food_demand_biomass_energetic | Biomass | EU | Energy demand | 0 | FEC
HR | TYNDP2026 | NT | 2050 | TWh | 157 | Sub_sector | Industry | Food | Industry (food) | Energetic | industry_food_demand_coal_energetic | Solids | EU | Energy demand | 0 | FEC
HR | TYNDP2026 | NT | 2050 | TWh | 158 | Sub_sector | Industry | Food | Industry (food) | Energetic | industry_food_demand_oil_energetic | Liquids | EU | Energy demand | 0.018929 | FEC
HR | TYNDP2026 | NT | 2050 | TWh | 159 | Sub_sector | Industry | Food | Industry (food) | Energetic | industry_food_demand_others_energetic | Others | EU | Energy demand | 0 | FEC
HR | TYNDP2026 | NT | 2050 | TWh | 160 | Sub_sector | Industry | Food | Industry (food) | Energetic | industry_food_demand_ammonia_energetic | Ammonia | EU | Energy demand | 0 | FEC
HR | TYNDP2026 | NT | 2050 | TWh | 162 | Sub_sector | Industry | Metals | Industry (metal) | Energetic | industry_metal_demand_electricity_energetic | Electricity | EU | Energy demand | 0.10007 | FEC
HR | TYNDP2026 | NT | 2050 | TWh | 163 | Sub_sector | Industry | Metals | Industry (metal) | Energetic | industry_metal_demand_hydrogen_energetic | Hydrogen | EU | Energy demand | 0 | FEC
HR | TYNDP2026 | NT | 2050 | TWh | 164 | Sub_sector | Industry | Metals | Industry (metal) | Energetic | industry_metal_demand_methane_energetic | Methane | EU | Energy demand | 0.11915 | FEC
HR | TYNDP2026 | NT | 2050 | TWh | 165 | Sub_sector | Industry | Metals | Industry (metal) | Energetic | industry_metal_demand_heat_energetic | Heat | EU | Energy demand | 0 | FEC
HR | TYNDP2026 | NT | 2050 | TWh | 166 | Sub_sector | Industry | Metals | Industry (metal) | Energetic | industry_metal_demand_biomass_energetic | Biomass | EU | Energy demand | 0 | FEC
HR | TYNDP2026 | NT | 2050 | TWh | 167 | Sub_sector | Industry | Metals | Industry (metal) | Energetic | industry_metal_demand_coal_energetic | Solids | EU | Energy demand | 0 | FEC
HR | TYNDP2026 | NT | 2050 | TWh | 168 | Sub_sector | Industry | Metals | Industry (metal) | Energetic | industry_metal_demand_oil_energetic | Liquids | EU | Energy demand | 0.013298 | FEC
HR | TYNDP2026 | NT | 2050 | TWh | 169 | Sub_sector | Industry | Metals | Industry (metal) | Energetic | industry_metal_demand_others_energetic | Others | EU | Energy demand | 0 | FEC
HR | TYNDP2026 | NT | 2050 | TWh | 170 | Sub_sector | Industry | Metals | Industry (metal) | Energetic | industry_metal_demand_ammonia_energetic | Ammonia | EU | Energy demand | 0 | FEC
HR | TYNDP2026 | NT | 2050 | TWh | 172 | Sub_sector | Industry | Others | Industry (other, energetic) | Energetic | industry_other_demand_electricity_energetic | Electricity | EU | Energy demand | 2.7032 | FEC
HR | TYNDP2026 | NT | 2050 | TWh | 173 | Sub_sector | Industry | Others | Industry (other, energetic) | Energetic | industry_other_demand_hydrogen_energetic | Hydrogen | EU | Energy demand | 0.23764 | FEC
HR | TYNDP2026 | NT | 2050 | TWh | 174 | Sub_sector | Industry | Others | Industry (other, energetic) | Energetic | industry_other_demand_methane_energetic | Methane | EU | Energy demand | 2.6735 | FEC
HR | TYNDP2026 | NT | 2050 | TWh | 175 | Sub_sector | Industry | Others | Industry (other, energetic) | Energetic | industry_other_demand_heat_energetic | Heat | EU | Energy demand | 0 | FEC
HR | TYNDP2026 | NT | 2050 | TWh | 176 | Sub_sector | Industry | Others | Industry (other, energetic) | Energetic | industry_other_demand_biomass_energetic | Biomass | EU | Energy demand | 0.029705 | FEC
HR | TYNDP2026 | NT | 2050 | TWh | 177 | Sub_sector | Industry | Others | Industry (other, energetic) | Energetic | industry_other_demand_coal_energetic | Solids | EU | Energy demand | 0 | FEC
HR | TYNDP2026 | NT | 2050 | TWh | 178 | Sub_sector | Industry | Others | Industry (other, energetic) | Energetic | industry_other_demand_oil_energetic | Liquids | EU | Energy demand | 0.29705 | FEC
HR | TYNDP2026 | NT | 2050 | TWh | 179 | Sub_sector | Industry | Others | Industry (other, energetic) | Energetic | industry_other_demand_others_energetic | Others | EU | Energy demand | 0 | FEC
HR | TYNDP2026 | NT | 2050 | TWh | 180 | Sub_sector | Industry | Others | Industry (other, energetic) | Energetic | industry_other_demand_ammonia_energetic | Ammonia | EU | Energy demand | 0 | FEC
HR | TYNDP2026 | NT | 2050 | TWh | 182 | Sub_sector | Industry | Others | Industry (other, non-energetic) | Non-energetic | industry_other_demand_electricity_non_energetic | Electricity | EU | Energy demand | 0 | not_included_in_FEC
HR | TYNDP2026 | NT | 2050 | TWh | 183 | Sub_sector | Industry | Others | Industry (other, non-energetic) | Non-energetic | industry_other_demand_hydrogen_non_energetic | Hydrogen | EU | Energy demand | 0 | not_included_in_FEC
HR | TYNDP2026 | NT | 2050 | TWh | 184 | Sub_sector | Industry | Others | Industry (other, non-energetic) | Non-energetic | industry_other_demand_methane_non_energetic | Methane | EU | Energy demand | 0 | not_included_in_FEC
HR | TYNDP2026 | NT | 2050 | TWh | 185 | Sub_sector | Industry | Others | Industry (other, non-energetic) | Non-energetic | industry_other_demand_heat_non_energetic | Heat | EU | Energy demand | 0 | not_included_in_FEC
HR | TYNDP2026 | NT | 2050 | TWh | 186 | Sub_sector | Industry | Others | Industry (other, non-energetic) | Non-energetic | industry_other_demand_biomass_non_energetic | Biomass | EU | Energy demand | 0 | not_included_in_FEC
HR | TYNDP2026 | NT | 2050 | TWh | 187 | Sub_sector | Industry | Others | Industry (other, non-energetic) | Non-energetic | industry_other_demand_coal_non_energetic | Solids | EU | Energy demand | 0 | not_included_in_FEC
HR | TYNDP2026 | NT | 2050 | TWh | 188 | Sub_sector | Industry | Others | Industry (other, non-energetic) | Non-energetic | industry_other_demand_oil_non_energetic | Liquids | EU | Energy demand | 0.89285 | not_included_in_FEC
HR | TYNDP2026 | NT | 2050 | TWh | 189 | Sub_sector | Industry | Others | Industry (other, non-energetic) | Non-energetic | industry_other_demand_others_non_energetic | Others | EU | Energy demand | 0 | not_included_in_FEC
HR | TYNDP2026 | NT | 2050 | TWh | 190 | Sub_sector | Industry | Others | Industry (other, non-energetic) | Non-energetic | industry_other_demand_ammonia_non_energetic | Ammonia | EU | Energy demand | 0 | not_included_in_FEC
HR | TYNDP2026 | NT | 2050 | TWh | 192 | Sub_sector | Industry | Paper | Industry (paper) | Energetic | industry_paper_demand_electricity_energetic | Electricity | EU | Energy demand | 0.29444 | FEC
HR | TYNDP2026 | NT | 2050 | TWh | 193 | Sub_sector | Industry | Paper | Industry (paper) | Energetic | industry_paper_demand_hydrogen_energetic | Hydrogen | EU | Energy demand | 0.10499 | FEC
HR | TYNDP2026 | NT | 2050 | TWh | 194 | Sub_sector | Industry | Paper | Industry (paper) | Energetic | industry_paper_demand_methane_energetic | Methane | EU | Energy demand | 0.012352 | FEC
HR | TYNDP2026 | NT | 2050 | TWh | 195 | Sub_sector | Industry | Paper | Industry (paper) | Energetic | industry_paper_demand_heat_energetic | Heat | EU | Energy demand | 0 | FEC
HR | TYNDP2026 | NT | 2050 | TWh | 196 | Sub_sector | Industry | Paper | Industry (paper) | Energetic | industry_paper_demand_biomass_energetic | Biomass | EU | Energy demand | 0.048637 | FEC
HR | TYNDP2026 | NT | 2050 | TWh | 197 | Sub_sector | Industry | Paper | Industry (paper) | Energetic | industry_paper_demand_coal_energetic | Solids | EU | Energy demand | 0 | FEC
HR | TYNDP2026 | NT | 2050 | TWh | 198 | Sub_sector | Industry | Paper | Industry (paper) | Energetic | industry_paper_demand_oil_energetic | Liquids | EU | Energy demand | 0 | FEC
HR | TYNDP2026 | NT | 2050 | TWh | 199 | Sub_sector | Industry | Paper | Industry (paper) | Energetic | industry_paper_demand_others_energetic | Others | EU | Energy demand | 0 | FEC
HR | TYNDP2026 | NT | 2050 | TWh | 200 | Sub_sector | Industry | Paper | Industry (paper) | Energetic | industry_paper_demand_ammonia_energetic | Ammonia | EU | Energy demand | 0 | FEC
HR | TYNDP2026 | NT | 2050 | TWh | 202 | Sub_sector | Industry | Refineries | Industry (refineries, energetic) | Energetic | industry_refinery_demand_electricity_energetic | Electricity | EU | Energy demand | 0.069038 | not_included_in_FEC
HR | TYNDP2026 | NT | 2050 | TWh | 203 | Sub_sector | Industry | Refineries | Industry (refineries, energetic) | Energetic | industry_refinery_demand_hydrogen_energetic | Hydrogen | EU | Energy demand | 0.37592 | not_included_in_FEC
HR | TYNDP2026 | NT | 2050 | TWh | 204 | Sub_sector | Industry | Refineries | Industry (refineries, energetic) | Energetic | industry_refinery_demand_methane_energetic | Methane | EU | Energy demand | 0.30127 | not_included_in_FEC
HR | TYNDP2026 | NT | 2050 | TWh | 205 | Sub_sector | Industry | Refineries | Industry (refineries, energetic) | Energetic | industry_refinery_demand_heat_energetic | Heat | EU | Energy demand | 0 | not_included_in_FEC
HR | TYNDP2026 | NT | 2050 | TWh | 206 | Sub_sector | Industry | Refineries | Industry (refineries, energetic) | Energetic | industry_refinery_demand_biomass_energetic | Biomass | EU | Energy demand | 0 | not_included_in_FEC
HR | TYNDP2026 | NT | 2050 | TWh | 207 | Sub_sector | Industry | Refineries | Industry (refineries, energetic) | Energetic | industry_refinery_demand_coal_energetic | Solids | EU | Energy demand | 0 | not_included_in_FEC
HR | TYNDP2026 | NT | 2050 | TWh | 208 | Sub_sector | Industry | Refineries | Industry (refineries, energetic) | Energetic | industry_refinery_demand_oil_energetic | Liquids | EU | Energy demand | 0.28475 | not_included_in_FEC
HR | TYNDP2026 | NT | 2050 | TWh | 209 | Sub_sector | Industry | Refineries | Industry (refineries, energetic) | Energetic | industry_refinery_demand_others_energetic | Others | EU | Energy demand | 0 | not_included_in_FEC
HR | TYNDP2026 | NT | 2050 | TWh | 210 | Sub_sector | Industry | Refineries | Industry (refineries, energetic) | Energetic | industry_refinery_demand_ammonia_energetic | Ammonia | EU | Energy demand | 0 | not_included_in_FEC
HR | TYNDP2026 | NT | 2050 | TWh | 212 | Sub_sector | Industry | Refineries | Industry (refineries, non-energetic) | Non-energetic | industry_refinery_demand_electricity_non_energetic | Electricity | EU | Energy demand | 0 | not_included_in_FEC
HR | TYNDP2026 | NT | 2050 | TWh | 213 | Sub_sector | Industry | Refineries | Industry (refineries, non-energetic) | Non-energetic | industry_refinery_demand_hydrogen_non_energetic | Hydrogen | EU | Energy demand | 0 | not_included_in_FEC
HR | TYNDP2026 | NT | 2050 | TWh | 214 | Sub_sector | Industry | Refineries | Industry (refineries, non-energetic) | Non-energetic | industry_refinery_demand_methane_non_energetic | Methane | EU | Energy demand | 0 | not_included_in_FEC
HR | TYNDP2026 | NT | 2050 | TWh | 215 | Sub_sector | Industry | Refineries | Industry (refineries, non-energetic) | Non-energetic | industry_refinery_demand_heat_non_energetic | Heat | EU | Energy demand | 0 | not_included_in_FEC
HR | TYNDP2026 | NT | 2050 | TWh | 216 | Sub_sector | Industry | Refineries | Industry (refineries, non-energetic) | Non-energetic | industry_refinery_demand_biomass_non_energetic | Biomass | EU | Energy demand | 0 | not_included_in_FEC
HR | TYNDP2026 | NT | 2050 | TWh | 217 | Sub_sector | Industry | Refineries | Industry (refineries, non-energetic) | Non-energetic | industry_refinery_demand_coal_non_energetic | Solids | EU | Energy demand | 0 | not_included_in_FEC
HR | TYNDP2026 | NT | 2050 | TWh | 218 | Sub_sector | Industry | Refineries | Industry (refineries, non-energetic) | Non-energetic | industry_refinery_demand_oil_non_energetic | Liquids | EU | Energy demand | 0 | not_included_in_FEC
HR | TYNDP2026 | NT | 2050 | TWh | 219 | Sub_sector | Industry | Refineries | Industry (refineries, non-energetic) | Non-energetic | industry_refinery_demand_others_non_energetic | Others | EU | Energy demand | 0 | not_included_in_FEC
HR | TYNDP2026 | NT | 2050 | TWh | 220 | Sub_sector | Industry | Refineries | Industry (refineries, non-energetic) | Non-energetic | industry_refinery_demand_ammonia_non_energetic | Ammonia | EU | Energy demand | 0 | not_included_in_FEC
HR | TYNDP2026 | NT | 2050 | TWh | 222 | Sub_sector | Industry | Steel | Industry (steel) | Energetic | industry_steel_demand_electricity_energetic | Electricity | EU | Energy demand | 0.088975 | FEC
HR | TYNDP2026 | NT | 2050 | TWh | 223 | Sub_sector | Industry | Steel | Industry (steel) | Energetic | industry_steel_demand_hydrogen_energetic | Hydrogen | EU | Energy demand | 0.066709 | FEC
HR | TYNDP2026 | NT | 2050 | TWh | 224 | Sub_sector | Industry | Steel | Industry (steel) | Energetic | industry_steel_demand_methane_energetic | Methane | EU | Energy demand | 0.040073 | FEC
HR | TYNDP2026 | NT | 2050 | TWh | 225 | Sub_sector | Industry | Steel | Industry (steel) | Energetic | industry_steel_demand_heat_energetic | Heat | EU | Energy demand | 0 | FEC
HR | TYNDP2026 | NT | 2050 | TWh | 226 | Sub_sector | Industry | Steel | Industry (steel) | Energetic | industry_steel_demand_biomass_energetic | Biomass | EU | Energy demand | 4.17e-05 | FEC
HR | TYNDP2026 | NT | 2050 | TWh | 227 | Sub_sector | Industry | Steel | Industry (steel) | Energetic | industry_steel_demand_coal_energetic | Solids | EU | Energy demand | 0.013932 | FEC
HR | TYNDP2026 | NT | 2050 | TWh | 228 | Sub_sector | Industry | Steel | Industry (steel) | Energetic | industry_steel_demand_oil_energetic | Liquids | EU | Energy demand | 0.00020173 | FEC
HR | TYNDP2026 | NT | 2050 | TWh | 229 | Sub_sector | Industry | Steel | Industry (steel) | Energetic | industry_steel_demand_others_energetic | Others | EU | Energy demand | 0 | FEC
HR | TYNDP2026 | NT | 2050 | TWh | 230 | Sub_sector | Industry | Steel | Industry (steel) | Energetic | industry_steel_demand_ammonia_energetic | Ammonia | EU | Energy demand | 0 | FEC
HR | TYNDP2026 | NT | 2050 | TWh | 232 | Sub_sector | Transport | Cars | Transport (cars) | Energetic | transport_cars_final_demand_electricity | Electricity | EU | Energy demand | 5.2845 | FEC
HR | TYNDP2026 | NT | 2050 | TWh | 233 | Sub_sector | Transport | Cars | Transport (cars) | Energetic | transport_cars_final_demand_hydrogen | Hydrogen | EU | Energy demand | 0.14159 | FEC
HR | TYNDP2026 | NT | 2050 | TWh | 234 | Sub_sector | Transport | Cars | Transport (cars) | Energetic | transport_cars_final_demand_methane | Methane | EU | Energy demand | 0.44571 | FEC
HR | TYNDP2026 | NT | 2050 | TWh | 235 | Sub_sector | Transport | Cars | Transport (cars) | Energetic | transport_cars_final_demand_heat | Heat | EU | Energy demand | 0 | FEC
HR | TYNDP2026 | NT | 2050 | TWh | 236 | Sub_sector | Transport | Cars | Transport (cars) | Energetic | transport_cars_final_demand_biomass | Biomass | EU | Energy demand | 0 | FEC
HR | TYNDP2026 | NT | 2050 | TWh | 237 | Sub_sector | Transport | Cars | Transport (cars) | Energetic | transport_cars_final_demand_coal | Solids | EU | Energy demand | 0 | FEC
HR | TYNDP2026 | NT | 2050 | TWh | 238 | Sub_sector | Transport | Cars | Transport (cars) | Energetic | transport_cars_final_demand_oil | Liquids | EU | Energy demand | 0.53485 | FEC
HR | TYNDP2026 | NT | 2050 | TWh | 239 | Sub_sector | Transport | Cars | Transport (cars) | Energetic | transport_cars_final_demand_other | Others | EU | Energy demand | 0 | FEC
HR | TYNDP2026 | NT | 2050 | TWh | 240 | Sub_sector | Transport | Cars | Transport (cars) | Energetic | transport_cars_final_demand_ammonia | Ammonia | EU | Energy demand | 0 | FEC
HR | TYNDP2026 | NT | 2050 | TWh | 242 | Sub_sector | Transport | Busses | Transport (busses) | Energetic | transport_busses_final_demand_electricity | Electricity | EU | Energy demand | 0.46865 | FEC
HR | TYNDP2026 | NT | 2050 | TWh | 243 | Sub_sector | Transport | Busses | Transport (busses) | Energetic | transport_busses_final_demand_hydrogen | Hydrogen | EU | Energy demand | 0 | FEC
HR | TYNDP2026 | NT | 2050 | TWh | 244 | Sub_sector | Transport | Busses | Transport (busses) | Energetic | transport_busses_final_demand_methane | Methane | EU | Energy demand | 0.063368 | FEC
HR | TYNDP2026 | NT | 2050 | TWh | 245 | Sub_sector | Transport | Busses | Transport (busses) | Energetic | transport_busses_final_demand_heat | Heat | EU | Energy demand | 0 | FEC
HR | TYNDP2026 | NT | 2050 | TWh | 246 | Sub_sector | Transport | Busses | Transport (busses) | Energetic | transport_busses_final_demand_biomass | Biomass | EU | Energy demand | 0 | FEC
HR | TYNDP2026 | NT | 2050 | TWh | 247 | Sub_sector | Transport | Busses | Transport (busses) | Energetic | transport_busses_final_demand_coal | Solids | EU | Energy demand | 0 | FEC
HR | TYNDP2026 | NT | 2050 | TWh | 248 | Sub_sector | Transport | Busses | Transport (busses) | Energetic | transport_busses_final_demand_oil | Liquids | EU | Energy demand | 0.72238 | FEC
HR | TYNDP2026 | NT | 2050 | TWh | 249 | Sub_sector | Transport | Busses | Transport (busses) | Energetic | transport_busses_final_demand_other | Others | EU | Energy demand | 0 | FEC
HR | TYNDP2026 | NT | 2050 | TWh | 250 | Sub_sector | Transport | Busses | Transport (busses) | Energetic | transport_busses_final_demand_ammonia | Ammonia | EU | Energy demand | 0 | FEC
HR | TYNDP2026 | NT | 2050 | TWh | 252 | Sub_sector | Transport | Trucks | Transport (trucks) | Energetic | transport_trucks_final_demand_electricity | Electricity | EU | Energy demand | 0.41319 | FEC
HR | TYNDP2026 | NT | 2050 | TWh | 253 | Sub_sector | Transport | Trucks | Transport (trucks) | Energetic | transport_trucks_final_demand_hydrogen | Hydrogen | EU | Energy demand | 0.28707 | FEC
HR | TYNDP2026 | NT | 2050 | TWh | 254 | Sub_sector | Transport | Trucks | Transport (trucks) | Energetic | transport_trucks_final_demand_methane | Methane | EU | Energy demand | 1.527 | FEC
HR | TYNDP2026 | NT | 2050 | TWh | 255 | Sub_sector | Transport | Trucks | Transport (trucks) | Energetic | transport_trucks_final_demand_heat | Heat | EU | Energy demand | 0 | FEC
HR | TYNDP2026 | NT | 2050 | TWh | 256 | Sub_sector | Transport | Trucks | Transport (trucks) | Energetic | transport_trucks_final_demand_biomass | Biomass | EU | Energy demand | 0 | FEC
HR | TYNDP2026 | NT | 2050 | TWh | 257 | Sub_sector | Transport | Trucks | Transport (trucks) | Energetic | transport_trucks_final_demand_coal | Solids | EU | Energy demand | 0 | FEC
HR | TYNDP2026 | NT | 2050 | TWh | 258 | Sub_sector | Transport | Trucks | Transport (trucks) | Energetic | transport_trucks_final_demand_oil | Liquids | EU | Energy demand | 2.1763 | FEC
HR | TYNDP2026 | NT | 2050 | TWh | 259 | Sub_sector | Transport | Trucks | Transport (trucks) | Energetic | transport_trucks_final_demand_other | Others | EU | Energy demand | 0 | FEC
HR | TYNDP2026 | NT | 2050 | TWh | 260 | Sub_sector | Transport | Trucks | Transport (trucks) | Energetic | transport_trucks_final_demand_ammonia | Ammonia | EU | Energy demand | 0 | FEC
HR | TYNDP2026 | NT | 2050 | TWh | 262 | Sub_sector | Transport | Vans | Transport (vans) | Energetic | transport_vans_final_demand_electricity | Electricity | EU | Energy demand | 0.18826 | FEC
HR | TYNDP2026 | NT | 2050 | TWh | 263 | Sub_sector | Transport | Vans | Transport (vans) | Energetic | transport_vans_final_demand_hydrogen | Hydrogen | EU | Energy demand | 0.030593 | FEC
HR | TYNDP2026 | NT | 2050 | TWh | 264 | Sub_sector | Transport | Vans | Transport (vans) | Energetic | transport_vans_final_demand_methane | Methane | EU | Energy demand | 0.13618 | FEC
HR | TYNDP2026 | NT | 2050 | TWh | 265 | Sub_sector | Transport | Vans | Transport (vans) | Energetic | transport_vans_final_demand_heat | Heat | EU | Energy demand | 0 | FEC
HR | TYNDP2026 | NT | 2050 | TWh | 266 | Sub_sector | Transport | Vans | Transport (vans) | Energetic | transport_vans_final_demand_biomass | Biomass | EU | Energy demand | 0 | FEC
HR | TYNDP2026 | NT | 2050 | TWh | 267 | Sub_sector | Transport | Vans | Transport (vans) | Energetic | transport_vans_final_demand_coal | Solids | EU | Energy demand | 0 | FEC
HR | TYNDP2026 | NT | 2050 | TWh | 268 | Sub_sector | Transport | Vans | Transport (vans) | Energetic | transport_vans_final_demand_oil | Liquids | EU | Energy demand | 0.41839 | FEC
HR | TYNDP2026 | NT | 2050 | TWh | 269 | Sub_sector | Transport | Vans | Transport (vans) | Energetic | transport_vans_final_demand_other | Others | EU | Energy demand | 0 | FEC
HR | TYNDP2026 | NT | 2050 | TWh | 270 | Sub_sector | Transport | Vans | Transport (vans) | Energetic | transport_vans_final_demand_ammonia | Ammonia | EU | Energy demand | 0 | FEC
HR | TYNDP2026 | NT | 2050 | TWh | 272 | Sub_sector | Transport | Freight trains | Transport (trains) | Energetic | transport_trains_final_demand_electricity | Electricity | EU | Energy demand | 0.56419 | FEC
HR | TYNDP2026 | NT | 2050 | TWh | 273 | Sub_sector | Transport | Freight trains | Transport (trains) | Energetic | transport_trains_final_demand_hydrogen | Hydrogen | EU | Energy demand | 0 | FEC
HR | TYNDP2026 | NT | 2050 | TWh | 274 | Sub_sector | Transport | Freight trains | Transport (trains) | Energetic | transport_trains_final_demand_methane | Methane | EU | Energy demand | 0 | FEC
HR | TYNDP2026 | NT | 2050 | TWh | 275 | Sub_sector | Transport | Freight trains | Transport (trains) | Energetic | transport_trains_final_demand_heat | Heat | EU | Energy demand | 0 | FEC
HR | TYNDP2026 | NT | 2050 | TWh | 276 | Sub_sector | Transport | Freight trains | Transport (trains) | Energetic | transport_trains_final_demand_biomass | Biomass | EU | Energy demand | 0 | FEC
HR | TYNDP2026 | NT | 2050 | TWh | 277 | Sub_sector | Transport | Freight trains | Transport (trains) | Energetic | transport_trains_final_demand_coal | Solids | EU | Energy demand | 0 | FEC
HR | TYNDP2026 | NT | 2050 | TWh | 278 | Sub_sector | Transport | Freight trains | Transport (trains) | Energetic | transport_trains_final_demand_oil | Liquids | EU | Energy demand | 0.026938 | FEC
HR | TYNDP2026 | NT | 2050 | TWh | 279 | Sub_sector | Transport | Freight trains | Transport (trains) | Energetic | transport_trains_final_demand_other | Others | EU | Energy demand | 0 | FEC
HR | TYNDP2026 | NT | 2050 | TWh | 280 | Sub_sector | Transport | Freight trains | Transport (trains) | Energetic | transport_trains_final_demand_ammonia | Ammonia | EU | Energy demand | 0 | FEC
HR | TYNDP2026 | NT | 2050 | TWh | 282 | Sub_sector | Transport | Ships | Transport (ships) | Energetic | transport_ships_final_demand_electricity | Electricity | EU | Energy demand | 0 | FEC
HR | TYNDP2026 | NT | 2050 | TWh | 283 | Sub_sector | Transport | Ships | Transport (ships) | Energetic | transport_ships_final_demand_hydrogen | Hydrogen | EU | Energy demand | 0.06042 | FEC
HR | TYNDP2026 | NT | 2050 | TWh | 284 | Sub_sector | Transport | Ships | Transport (ships) | Energetic | transport_ships_final_demand_methane | Methane | EU | Energy demand | 0.048234 | FEC
HR | TYNDP2026 | NT | 2050 | TWh | 285 | Sub_sector | Transport | Ships | Transport (ships) | Energetic | transport_ships_final_demand_heat | Heat | EU | Energy demand | 0 | FEC
HR | TYNDP2026 | NT | 2050 | TWh | 286 | Sub_sector | Transport | Ships | Transport (ships) | Energetic | transport_ships_final_demand_biomass | Biomass | EU | Energy demand | 0 | FEC
HR | TYNDP2026 | NT | 2050 | TWh | 287 | Sub_sector | Transport | Ships | Transport (ships) | Energetic | transport_ships_final_demand_coal | Solids | EU | Energy demand | 0 | FEC
HR | TYNDP2026 | NT | 2050 | TWh | 288 | Sub_sector | Transport | Ships | Transport (ships) | Energetic | transport_ships_final_demand_oil | Liquids | EU | Energy demand | 0.14089 | FEC
HR | TYNDP2026 | NT | 2050 | TWh | 289 | Sub_sector | Transport | Ships | Transport (ships) | Energetic | transport_ships_final_demand_other | Others | EU | Energy demand | 0 | FEC
HR | TYNDP2026 | NT | 2050 | TWh | 290 | Sub_sector | Transport | Ships | Transport (ships) | Energetic | transport_ships_final_demand_ammonia | Ammonia | EU | Energy demand | 0 | FEC
HR | TYNDP2026 | NT | 2050 | TWh | 292 | Sub_sector | Transport | Planes | Transport (planes) | Energetic | transport_planes_final_demand_electricity | Electricity | EU | Energy demand | 0.013786 | FEC
HR | TYNDP2026 | NT | 2050 | TWh | 293 | Sub_sector | Transport | Planes | Transport (planes) | Energetic | transport_planes_final_demand_hydrogen | Hydrogen | EU | Energy demand | 0.0154 | FEC
HR | TYNDP2026 | NT | 2050 | TWh | 294 | Sub_sector | Transport | Planes | Transport (planes) | Energetic | transport_planes_final_demand_methane | Methane | EU | Energy demand | 0 | FEC
HR | TYNDP2026 | NT | 2050 | TWh | 295 | Sub_sector | Transport | Planes | Transport (planes) | Energetic | transport_planes_final_demand_heat | Heat | EU | Energy demand | 0 | FEC
HR | TYNDP2026 | NT | 2050 | TWh | 296 | Sub_sector | Transport | Planes | Transport (planes) | Energetic | transport_planes_final_demand_biomass | Biomass | EU | Energy demand | 0 | FEC
HR | TYNDP2026 | NT | 2050 | TWh | 297 | Sub_sector | Transport | Planes | Transport (planes) | Energetic | transport_planes_final_demand_coal | Solids | EU | Energy demand | 0 | FEC
HR | TYNDP2026 | NT | 2050 | TWh | 298 | Sub_sector | Transport | Planes | Transport (planes) | Energetic | transport_planes_final_demand_oil | Liquids | EU | Energy demand | 0.023991 | FEC
HR | TYNDP2026 | NT | 2050 | TWh | 299 | Sub_sector | Transport | Planes | Transport (planes) | Energetic | transport_planes_final_demand_other | Others | EU | Energy demand | 0 | FEC
HR | TYNDP2026 | NT | 2050 | TWh | 300 | Sub_sector | Transport | Planes | Transport (planes) | Energetic | transport_planes_final_demand_ammonia | Ammonia | EU | Energy demand | 0 | FEC
HR | TYNDP2026 | NT | 2050 | TWh | 302 | Sub_sector | Transport | Others | Transport (others) | Energetic | transport_other_final_demand_electricity | Electricity | EU | Energy demand | 0.014572 | FEC
HR | TYNDP2026 | NT | 2050 | TWh | 303 | Sub_sector | Transport | Others | Transport (others) | Energetic | transport_other_final_demand_hydrogen | Hydrogen | EU | Energy demand | 0 | FEC
HR | TYNDP2026 | NT | 2050 | TWh | 304 | Sub_sector | Transport | Others | Transport (others) | Energetic | transport_other_final_demand_methane | Methane | EU | Energy demand | 0 | FEC
HR | TYNDP2026 | NT | 2050 | TWh | 305 | Sub_sector | Transport | Others | Transport (others) | Energetic | transport_other_final_demand_heat | Heat | EU | Energy demand | 0 | FEC
HR | TYNDP2026 | NT | 2050 | TWh | 306 | Sub_sector | Transport | Others | Transport (others) | Energetic | transport_other_final_demand_biomass | Biomass | EU | Energy demand | 0 | FEC
HR | TYNDP2026 | NT | 2050 | TWh | 307 | Sub_sector | Transport | Others | Transport (others) | Energetic | transport_other_final_demand_coal | Solids | EU | Energy demand | 0 | FEC
HR | TYNDP2026 | NT | 2050 | TWh | 308 | Sub_sector | Transport | Others | Transport (others) | Energetic | transport_other_final_demand_oil | Liquids | EU | Energy demand | 0.088518 | FEC
HR | TYNDP2026 | NT | 2050 | TWh | 309 | Sub_sector | Transport | Others | Transport (others) | Energetic | transport_other_final_demand_other | Others | EU | Energy demand | 0 | FEC
HR | TYNDP2026 | NT | 2050 | TWh | 310 | Sub_sector | Transport | Others | Transport (others) | Energetic | transport_other_final_demand_ammonia | Ammonia | EU | Energy demand | 0 | FEC
HR | TYNDP2026 | NT | 2050 | TWh | 312 | Sub_sector | International transport | International aviation | Transport (int. aviation) | Energetic | transport_int_aviation_final_demand_electricity | Electricity | EU | Energy demand | 0 | FEC
HR | TYNDP2026 | NT | 2050 | TWh | 313 | Sub_sector | International transport | International aviation | Transport (int. aviation) | Energetic | transport_int_aviation_final_demand_hydrogen | Hydrogen | EU | Energy demand | 0 | FEC
HR | TYNDP2026 | NT | 2050 | TWh | 314 | Sub_sector | International transport | International aviation | Transport (int. aviation) | Energetic | transport_int_aviation_final_demand_methane | Methane | EU | Energy demand | 0 | FEC
HR | TYNDP2026 | NT | 2050 | TWh | 315 | Sub_sector | International transport | International aviation | Transport (int. aviation) | Energetic | transport_int_aviation_final_demand_heat | Heat | EU | Energy demand | 0 | FEC
HR | TYNDP2026 | NT | 2050 | TWh | 316 | Sub_sector | International transport | International aviation | Transport (int. aviation) | Energetic | transport_int_aviation_final_demand_biofuels | Biomass | EU | Energy demand | 0 | FEC
HR | TYNDP2026 | NT | 2050 | TWh | 317 | Sub_sector | International transport | International aviation | Transport (int. aviation) | Energetic | transport_int_aviation_final_demand_coal | Solids | EU | Energy demand | 0 | FEC
HR | TYNDP2026 | NT | 2050 | TWh | 318 | Sub_sector | International transport | International aviation | Transport (int. aviation) | Energetic | transport_int_aviation_final_demand_oil | Liquids | EU | Energy demand | 1.9166 | FEC
HR | TYNDP2026 | NT | 2050 | TWh | 319 | Sub_sector | International transport | International aviation | Transport (int. aviation) | Energetic | transport_int_aviation_final_demand_other | Others | EU | Energy demand | 0 | FEC
HR | TYNDP2026 | NT | 2050 | TWh | 320 | Sub_sector | International transport | International aviation | Transport (int. aviation) | Energetic | transport_int_aviation_final_demand_ammonia | Ammonia | EU | Energy demand | 0 | FEC
HR | TYNDP2026 | NT | 2050 | TWh | 322 | Sub_sector | International transport | International shipping | Transport (int. shipping) | Energetic | transport_int_shipping_final_demand_electricity | Electricity | EU | Energy demand | 0 | not_included_in_FEC
HR | TYNDP2026 | NT | 2050 | TWh | 323 | Sub_sector | International transport | International shipping | Transport (int. shipping) | Energetic | transport_int_shipping_final_demand_hydrogen | Hydrogen | EU | Energy demand | 0.11084 | not_included_in_FEC
HR | TYNDP2026 | NT | 2050 | TWh | 324 | Sub_sector | International transport | International shipping | Transport (int. shipping) | Energetic | transport_int_shipping_final_demand_methane | Methane | EU | Energy demand | 0.03732 | not_included_in_FEC
HR | TYNDP2026 | NT | 2050 | TWh | 325 | Sub_sector | International transport | International shipping | Transport (int. shipping) | Energetic | transport_int_shipping_final_demand_heat | Heat | EU | Energy demand | 0 | not_included_in_FEC
HR | TYNDP2026 | NT | 2050 | TWh | 326 | Sub_sector | International transport | International shipping | Transport (int. shipping) | Energetic | transport_int_shipping_final_demand_biofuels | Biomass | EU | Energy demand | 0 | not_included_in_FEC
HR | TYNDP2026 | NT | 2050 | TWh | 327 | Sub_sector | International transport | International shipping | Transport (int. shipping) | Energetic | transport_int_shipping_final_demand_coal | Solids | EU | Energy demand | 0 | not_included_in_FEC
HR | TYNDP2026 | NT | 2050 | TWh | 328 | Sub_sector | International transport | International shipping | Transport (int. shipping) | Energetic | transport_int_shipping_final_demand_oil | Liquids | EU | Energy demand | 0.071476 | not_included_in_FEC
HR | TYNDP2026 | NT | 2050 | TWh | 329 | Sub_sector | International transport | International shipping | Transport (int. shipping) | Energetic | transport_int_shipping_final_demand_other | Others | EU | Energy demand | 0 | not_included_in_FEC
HR | TYNDP2026 | NT | 2050 | TWh | 330 | Sub_sector | International transport | International shipping | Transport (int. shipping) | Energetic | transport_int_shipping_final_demand_ammonia | Ammonia | EU | Energy demand | 0 | not_included_in_FEC
HR | TYNDP2026 | NT | 2050 | TWh | 332 | Sub_sector | Households | Space heating | Households (heating) | Energetic | households_heating_final_demand_electricity | Electricity | EU | Energy demand | 1.6788 | FEC
HR | TYNDP2026 | NT | 2050 | TWh | 333 | Sub_sector | Households | Space heating | Households (heating) | Energetic | households_heating_final_demand_hydrogen | Hydrogen | EU | Energy demand | 1.2543 | FEC
HR | TYNDP2026 | NT | 2050 | TWh | 334 | Sub_sector | Households | Space heating | Households (heating) | Energetic | households_heating_final_demand_methane | Methane | EU | Energy demand | 1.2246 | FEC
HR | TYNDP2026 | NT | 2050 | TWh | 335 | Sub_sector | Households | Space heating | Households (heating) | Energetic | households_heating_final_demand_heat | Heat | EU | Energy demand | 2.0448 | FEC
HR | TYNDP2026 | NT | 2050 | TWh | 336 | Sub_sector | Households | Space heating | Households (heating) | Energetic | households_heating_final_demand_biomass | Biomass | EU | Energy demand | 2.6422 | FEC
HR | TYNDP2026 | NT | 2050 | TWh | 337 | Sub_sector | Households | Space heating | Households (heating) | Energetic | households_heating_final_demand_coal | Solids | EU | Energy demand | 0 | FEC
HR | TYNDP2026 | NT | 2050 | TWh | 338 | Sub_sector | Households | Space heating | Households (heating) | Energetic | households_heating_final_demand_oil | Liquids | EU | Energy demand | 0 | FEC
HR | TYNDP2026 | NT | 2050 | TWh | 339 | Sub_sector | Households | Space heating | Households (heating) | Energetic | households_heating_final_demand_other | Others | EU | Energy demand | 0.35528 | FEC
HR | TYNDP2026 | NT | 2050 | TWh | 340 | Sub_sector | Households | Space heating | Households (heating) | Energetic | households_heating_final_demand_ammonia | Ammonia | EU | Energy demand | 0 | FEC
HR | TYNDP2026 | NT | 2050 | TWh | 343 | Sub_sector | Households | Cooling | Households (cooling) | Energetic | households_cooling_final_demand_electricity | Electricity | EU | Energy demand | 0.53322 | FEC
HR | TYNDP2026 | NT | 2050 | TWh | 344 | Sub_sector | Households | Cooling | Households (cooling) | Energetic | households_cooling_final_demand_hydrogen | Hydrogen | EU | Energy demand | 0 | FEC
HR | TYNDP2026 | NT | 2050 | TWh | 345 | Sub_sector | Households | Cooling | Households (cooling) | Energetic | households_cooling_final_demand_methane | Methane | EU | Energy demand | 0 | FEC
HR | TYNDP2026 | NT | 2050 | TWh | 346 | Sub_sector | Households | Cooling | Households (cooling) | Energetic | households_cooling_final_demand_heat | Heat | EU | Energy demand | 0 | FEC
HR | TYNDP2026 | NT | 2050 | TWh | 347 | Sub_sector | Households | Cooling | Households (cooling) | Energetic | households_cooling_final_demand_biomass | Biomass | EU | Energy demand | 0 | FEC
HR | TYNDP2026 | NT | 2050 | TWh | 348 | Sub_sector | Households | Cooling | Households (cooling) | Energetic | households_cooling_final_demand_coal | Solids | EU | Energy demand | 0 | FEC
HR | TYNDP2026 | NT | 2050 | TWh | 349 | Sub_sector | Households | Cooling | Households (cooling) | Energetic | households_cooling_final_demand_oil | Liquids | EU | Energy demand | 0 | FEC
HR | TYNDP2026 | NT | 2050 | TWh | 350 | Sub_sector | Households | Cooling | Households (cooling) | Energetic | households_cooling_final_demand_other | Others | EU | Energy demand | 0 | FEC
HR | TYNDP2026 | NT | 2050 | TWh | 351 | Sub_sector | Households | Cooling | Households (cooling) | Energetic | households_cooling_final_demand_ammonia | Ammonia | EU | Energy demand | 0 | FEC
HR | TYNDP2026 | NT | 2050 | TWh | 354 | Sub_sector | Households | Hot water | Households (hot water) | Energetic | households_hot_water_final_demand_electricity | Electricity | EU | Energy demand | 0.46631 | FEC
HR | TYNDP2026 | NT | 2050 | TWh | 355 | Sub_sector | Households | Hot water | Households (hot water) | Energetic | households_hot_water_final_demand_hydrogen | Hydrogen | EU | Energy demand | 0.30617 | FEC
HR | TYNDP2026 | NT | 2050 | TWh | 356 | Sub_sector | Households | Hot water | Households (hot water) | Energetic | households_hot_water_final_demand_methane | Methane | EU | Energy demand | 0.38562 | FEC
HR | TYNDP2026 | NT | 2050 | TWh | 357 | Sub_sector | Households | Hot water | Households (hot water) | Energetic | households_hot_water_final_demand_heat | Heat | EU | Energy demand | 0.27505 | FEC
HR | TYNDP2026 | NT | 2050 | TWh | 358 | Sub_sector | Households | Hot water | Households (hot water) | Energetic | households_hot_water_final_demand_biomass | Biomass | EU | Energy demand | 0.35552 | FEC
HR | TYNDP2026 | NT | 2050 | TWh | 359 | Sub_sector | Households | Hot water | Households (hot water) | Energetic | households_hot_water_final_demand_coal | Solids | EU | Energy demand | 0 | FEC
HR | TYNDP2026 | NT | 2050 | TWh | 360 | Sub_sector | Households | Hot water | Households (hot water) | Energetic | households_hot_water_final_demand_oil | Liquids | EU | Energy demand | 0 | FEC
HR | TYNDP2026 | NT | 2050 | TWh | 361 | Sub_sector | Households | Hot water | Households (hot water) | Energetic | households_hot_water_final_demand_other | Others | EU | Energy demand | 0.18595 | FEC
HR | TYNDP2026 | NT | 2050 | TWh | 362 | Sub_sector | Households | Hot water | Households (hot water) | Energetic | households_hot_water_final_demand_ammonia | Ammonia | EU | Energy demand | 0 | FEC
HR | TYNDP2026 | NT | 2050 | TWh | 365 | Sub_sector | Households | Appliances | Households (appliances) | Energetic | households_appliances_final_demand_electricity | Electricity | EU | Energy demand | 1.6389 | FEC
HR | TYNDP2026 | NT | 2050 | TWh | 366 | Sub_sector | Households | Appliances | Households (appliances) | Energetic | households_appliances_final_demand_hydrogen | Hydrogen | EU | Energy demand | 0 | FEC
HR | TYNDP2026 | NT | 2050 | TWh | 367 | Sub_sector | Households | Appliances | Households (appliances) | Energetic | households_appliances_final_demand_methane | Methane | EU | Energy demand | 0.3605 | FEC
HR | TYNDP2026 | NT | 2050 | TWh | 368 | Sub_sector | Households | Appliances | Households (appliances) | Energetic | households_appliances_final_demand_heat | Heat | EU | Energy demand | 0 | FEC
HR | TYNDP2026 | NT | 2050 | TWh | 369 | Sub_sector | Households | Appliances | Households (appliances) | Energetic | households_appliances_final_demand_biomass | Biomass | EU | Energy demand | 0.018347 | FEC
HR | TYNDP2026 | NT | 2050 | TWh | 370 | Sub_sector | Households | Appliances | Households (appliances) | Energetic | households_appliances_final_demand_coal | Solids | EU | Energy demand | 0 | FEC
HR | TYNDP2026 | NT | 2050 | TWh | 371 | Sub_sector | Households | Appliances | Households (appliances) | Energetic | households_appliances_final_demand_oil | Liquids | EU | Energy demand | 0 | FEC
HR | TYNDP2026 | NT | 2050 | TWh | 372 | Sub_sector | Households | Appliances | Households (appliances) | Energetic | households_appliances_final_demand_other | Others | EU | Energy demand | 0 | FEC
HR | TYNDP2026 | NT | 2050 | TWh | 373 | Sub_sector | Households | Appliances | Households (appliances) | Energetic | households_appliances_final_demand_ammonia | Ammonia | EU | Energy demand | 0 | FEC
HR | TYNDP2026 | NT | 2050 | TWh | 375 | Sub_sector | Buildings | Space heating | Buildings (heat) | Energetic | buildings_heat_final_demand_electricity | Electricity | EU | Energy demand | 0.91754 | FEC
HR | TYNDP2026 | NT | 2050 | TWh | 376 | Sub_sector | Buildings | Space heating | Buildings (heat) | Energetic | buildings_heat_final_demand_hydrogen | Hydrogen | EU | Energy demand | 0.36002 | FEC
HR | TYNDP2026 | NT | 2050 | TWh | 377 | Sub_sector | Buildings | Space heating | Buildings (heat) | Energetic | buildings_heat_final_demand_methane | Methane | EU | Energy demand | 0.44309 | FEC
HR | TYNDP2026 | NT | 2050 | TWh | 378 | Sub_sector | Buildings | Space heating | Buildings (heat) | Energetic | buildings_heat_final_demand_heat | Heat | EU | Energy demand | 0.86413 | FEC
HR | TYNDP2026 | NT | 2050 | TWh | 379 | Sub_sector | Buildings | Space heating | Buildings (heat) | Energetic | buildings_heat_final_demand_biomass | Biomass | EU | Energy demand | 0.27296 | FEC
HR | TYNDP2026 | NT | 2050 | TWh | 380 | Sub_sector | Buildings | Space heating | Buildings (heat) | Energetic | buildings_heat_final_demand_coal | Solids | EU | Energy demand | 0 | FEC
HR | TYNDP2026 | NT | 2050 | TWh | 381 | Sub_sector | Buildings | Space heating | Buildings (heat) | Energetic | buildings_heat_final_demand_oil | Liquids | EU | Energy demand | 0 | FEC
HR | TYNDP2026 | NT | 2050 | TWh | 382 | Sub_sector | Buildings | Space heating | Buildings (heat) | Energetic | buildings_heat_final_demand_other | Others | EU | Energy demand | 0.0070056 | FEC
HR | TYNDP2026 | NT | 2050 | TWh | 383 | Sub_sector | Buildings | Space heating | Buildings (heat) | Energetic | buildings_heat_final_demand_ammonia | Ammonia | EU | Energy demand | 0 | FEC
HR | TYNDP2026 | NT | 2050 | TWh | 386 | Sub_sector | Buildings | Cooling | Buildings (cooling) | Energetic | buildings_cooling_final_demand_electricity | Electricity | EU | Energy demand | 0.61001 | FEC
HR | TYNDP2026 | NT | 2050 | TWh | 387 | Sub_sector | Buildings | Cooling | Buildings (cooling) | Energetic | buildings_cooling_final_demand_hydrogen | Hydrogen | EU | Energy demand | 0 | FEC
HR | TYNDP2026 | NT | 2050 | TWh | 388 | Sub_sector | Buildings | Cooling | Buildings (cooling) | Energetic | buildings_cooling_final_demand_methane | Methane | EU | Energy demand | 0 | FEC
HR | TYNDP2026 | NT | 2050 | TWh | 389 | Sub_sector | Buildings | Cooling | Buildings (cooling) | Energetic | buildings_cooling_final_demand_heat | Heat | EU | Energy demand | 0 | FEC
HR | TYNDP2026 | NT | 2050 | TWh | 390 | Sub_sector | Buildings | Cooling | Buildings (cooling) | Energetic | buildings_cooling_final_demand_biomass | Biomass | EU | Energy demand | 0 | FEC
HR | TYNDP2026 | NT | 2050 | TWh | 391 | Sub_sector | Buildings | Cooling | Buildings (cooling) | Energetic | buildings_cooling_final_demand_coal | Solids | EU | Energy demand | 0 | FEC
HR | TYNDP2026 | NT | 2050 | TWh | 392 | Sub_sector | Buildings | Cooling | Buildings (cooling) | Energetic | buildings_cooling_final_demand_oil | Liquids | EU | Energy demand | 0 | FEC
HR | TYNDP2026 | NT | 2050 | TWh | 393 | Sub_sector | Buildings | Cooling | Buildings (cooling) | Energetic | buildings_cooling_final_demand_other | Others | EU | Energy demand | 0 | FEC
HR | TYNDP2026 | NT | 2050 | TWh | 394 | Sub_sector | Buildings | Cooling | Buildings (cooling) | Energetic | buildings_cooling_final_demand_ammonia | Ammonia | EU | Energy demand | 0 | FEC
HR | TYNDP2026 | NT | 2050 | TWh | 397 | Sub_sector | Buildings | Appliances | Buildings (appliances) | Energetic | buildings_appliances_final_demand_electricity | Electricity | EU | Energy demand | 3.0096 | FEC
HR | TYNDP2026 | NT | 2050 | TWh | 398 | Sub_sector | Buildings | Appliances | Buildings (appliances) | Energetic | buildings_appliances_final_demand_hydrogen | Hydrogen | EU | Energy demand | 0 | FEC
HR | TYNDP2026 | NT | 2050 | TWh | 399 | Sub_sector | Buildings | Appliances | Buildings (appliances) | Energetic | buildings_appliances_final_demand_methane | Methane | EU | Energy demand | 0.55521 | FEC
HR | TYNDP2026 | NT | 2050 | TWh | 400 | Sub_sector | Buildings | Appliances | Buildings (appliances) | Energetic | buildings_appliances_final_demand_heat | Heat | EU | Energy demand | 0 | FEC
HR | TYNDP2026 | NT | 2050 | TWh | 401 | Sub_sector | Buildings | Appliances | Buildings (appliances) | Energetic | buildings_appliances_final_demand_biomass | Biomass | EU | Energy demand | 0 | FEC
HR | TYNDP2026 | NT | 2050 | TWh | 402 | Sub_sector | Buildings | Appliances | Buildings (appliances) | Energetic | buildings_appliances_final_demand_coal | Solids | EU | Energy demand | 0 | FEC
HR | TYNDP2026 | NT | 2050 | TWh | 403 | Sub_sector | Buildings | Appliances | Buildings (appliances) | Energetic | buildings_appliances_final_demand_oil | Liquids | EU | Energy demand | 0 | FEC
HR | TYNDP2026 | NT | 2050 | TWh | 404 | Sub_sector | Buildings | Appliances | Buildings (appliances) | Energetic | buildings_appliances_final_demand_other | Others | EU | Energy demand | 0 | FEC
HR | TYNDP2026 | NT | 2050 | TWh | 405 | Sub_sector | Buildings | Appliances | Buildings (appliances) | Energetic | buildings_appliances_final_demand_ammonia | Ammonia | EU | Energy demand | 0 | FEC
HR | TYNDP2026 | NT | 2050 | TWh | 407 | Sub_sector | Buildings | Datacenters | Datacenters & ICT | Energetic | datacentres_final_demand_electricity_energetic | Electricity | EU | Energy demand | 1.4329 | FEC
HR | TYNDP2026 | NT | 2050 | TWh | 408 | Sub_sector | Buildings | Datacenters | Datacenters & ICT | Energetic | datacentres_final_demand_hydrogen_energetic | Hydrogen | EU | Energy demand | 0 | FEC
HR | TYNDP2026 | NT | 2050 | TWh | 409 | Sub_sector | Buildings | Datacenters | Datacenters & ICT | Energetic | datacentres_final_demand_methane_energetic | Methane | EU | Energy demand | 0 | FEC
HR | TYNDP2026 | NT | 2050 | TWh | 410 | Sub_sector | Buildings | Datacenters | Datacenters & ICT | Energetic | datacentres_final_demand_heat_energetic | Heat | EU | Energy demand | 0 | FEC
HR | TYNDP2026 | NT | 2050 | TWh | 411 | Sub_sector | Buildings | Datacenters | Datacenters & ICT | Energetic | datacentres_final_demand_biomass_energetic | Biomass | EU | Energy demand | 0 | FEC
HR | TYNDP2026 | NT | 2050 | TWh | 412 | Sub_sector | Buildings | Datacenters | Datacenters & ICT | Energetic | datacentres_final_demand_coal_energetic | Solids | EU | Energy demand | 0 | FEC
HR | TYNDP2026 | NT | 2050 | TWh | 413 | Sub_sector | Buildings | Datacenters | Datacenters & ICT | Energetic | datacentres_final_demand_oil_energetic | Liquids | EU | Energy demand | 0 | FEC
HR | TYNDP2026 | NT | 2050 | TWh | 414 | Sub_sector | Buildings | Datacenters | Datacenters & ICT | Energetic | datacentres_final_demand_other_energetic | Others | EU | Energy demand | 0 | FEC
HR | TYNDP2026 | NT | 2050 | TWh | 415 | Sub_sector | Buildings | Datacenters | Datacenters & ICT | Energetic | datacentres_final_demand_ammonia_energetic | Ammonia | EU | Energy demand | 0 | FEC
HR | TYNDP2026 | NT | 2050 | TWh | 417 | Sub_sector | Transport | Others_Sector | Others_Sector | Energetic | other_final_demand_electricity_energetic | Electricity | EU | Energy demand | 0 | FEC
HR | TYNDP2026 | NT | 2050 | TWh | 418 | Sub_sector | Transport | Others_Sector | Others_Sector | Energetic | other_final_demand_hydrogen_energetic | Hydrogen | EU | Energy demand | 0 | FEC
HR | TYNDP2026 | NT | 2050 | TWh | 419 | Sub_sector | Transport | Pipeline Transport | Others_Sector | Energetic | other_final_demand_methane_energetic | Methane | EU | Energy demand | 0.0315 | FEC
HR | TYNDP2026 | NT | 2050 | TWh | 420 | Sub_sector | Transport | Others_Sector | Others_Sector | Energetic | other_final_demand_heat_energetic | Heat | EU | Energy demand | 0 | FEC
HR | TYNDP2026 | NT | 2050 | TWh | 421 | Sub_sector | Transport | Others_Sector | Others_Sector | Energetic | other_final_demand_biomass_energetic | Biomass | EU | Energy demand | 0 | FEC
HR | TYNDP2026 | NT | 2050 | TWh | 422 | Sub_sector | Transport | Others_Sector | Others_Sector | Energetic | other_final_demand_coal_energetic | Solids | EU | Energy demand | 0 | FEC
HR | TYNDP2026 | NT | 2050 | TWh | 423 | Sub_sector | Transport | Others_Sector | Others_Sector | Energetic | other_final_demand_oil_energetic | Liquids | EU | Energy demand | 0 | FEC
HR | TYNDP2026 | NT | 2050 | TWh | 424 | Sub_sector | Others_Sector | Others_Sector | Others_Sector | Non-energetic | other_final_demand_oil_non_energetic | Liquids | EU | Energy demand | 0.21589 | not_included_in_FEC
HR | TYNDP2026 | NT | 2050 | TWh | 425 | Sub_sector | Transport | Others_Sector | Others_Sector | Energetic | other_final_demand_other_energetic | Others | EU | Energy demand | 0 | FEC
HR | TYNDP2026 | NT | 2050 | TWh | 426 | Sub_sector | Transport | Others_Sector | Others_Sector | Energetic | other_final_demand_ammonia_energetic | Ammonia | EU | Energy demand | 0 | FEC
HR | TYNDP2026 | NT | 2050 | TWh | 427 | Sub_sector | Industry | Surplus_Heat_in_Industry | Surplus_Heat_in_Industry | Energetic | final_demand_of_industry_unused_local_production_steam_hot_water | Heat | EU | Energy demand | 0 | FEC
HR | TYNDP2026 | NT | 2050 | TWh | 429 | Sub_sector | Agriculture | Total | Agriculture | Energetic | agriculture_final_demand_electricity_energetic | Electricity | EU | Energy demand | 0.18845 | FEC
HR | TYNDP2026 | NT | 2050 | TWh | 430 | Sub_sector | Agriculture | Total | Agriculture | Energetic | agriculture_final_demand_hydrogen_energetic | Hydrogen | EU | Energy demand | 0 | FEC
HR | TYNDP2026 | NT | 2050 | TWh | 431 | Sub_sector | Agriculture | Total | Agriculture | Energetic | agriculture_final_demand_methane_energetic | Methane | EU | Energy demand | 0.80428 | FEC
HR | TYNDP2026 | NT | 2050 | TWh | 432 | Sub_sector | Agriculture | Total | Agriculture | Energetic | agriculture_final_demand_heat_energetic | Heat | EU | Energy demand | 0.083925 | FEC
HR | TYNDP2026 | NT | 2050 | TWh | 433 | Sub_sector | Agriculture | Total | Agriculture | Energetic | agriculture_final_demand_biomass_energetic | Biomass | EU | Energy demand | 0.14618 | FEC
HR | TYNDP2026 | NT | 2050 | TWh | 434 | Sub_sector | Agriculture | Total | Agriculture | Energetic | agriculture_final_demand_coal_energetic | Solids | EU | Energy demand | 0 | FEC
HR | TYNDP2026 | NT | 2050 | TWh | 435 | Sub_sector | Agriculture | Total | Agriculture | Energetic | agriculture_final_demand_oil_energetic | Liquids | EU | Energy demand | 1.2473 | FEC
HR | TYNDP2026 | NT | 2050 | TWh | 436 | Sub_sector | Agriculture | Total | Agriculture | Energetic | agriculture_final_demand_other_energetic | Others | EU | Energy demand | 0 | FEC
HR | TYNDP2026 | NT | 2050 | TWh | 437 | Sub_sector | Agriculture | Total | Agriculture | Energetic | agriculture_final_demand_ammonia_energetic | Ammonia | EU | Energy demand | 0 | FEC
HR | TYNDP2026 | NT | 2050 | TWh | 447 | Sub_sector | Buildings | Surplus Energy | Buildings | Energetic | GAP | Electricity | EU | Energy demand | 0 | FEC
HR | TYNDP2026 | NT | 2050 | TWh | 448 | Sub_sector | Buildings | Surplus Energy | Buildings | Energetic | GAP | Hydrogen | EU | Energy demand | 0 | FEC
HR | TYNDP2026 | NT | 2050 | TWh | 449 | Sub_sector | Buildings | Surplus Energy | Buildings | Energetic | GAP | Methane | EU | Energy demand | 0.0020037 | FEC
HR | TYNDP2026 | NT | 2050 | TWh | 450 | Sub_sector | Buildings | Surplus Energy | Buildings | Energetic | GAP | Heat | EU | Energy demand | 0 | FEC
HR | TYNDP2026 | NT | 2050 | TWh | 451 | Sub_sector | Buildings | Surplus Energy | Buildings | Energetic | GAP | Biomass | EU | Energy demand | 0.013855 | FEC
HR | TYNDP2026 | NT | 2050 | TWh | 452 | Sub_sector | Buildings | Surplus Energy | Buildings | Energetic | GAP | Solids | EU | Energy demand | 0 | FEC
HR | TYNDP2026 | NT | 2050 | TWh | 453 | Sub_sector | Buildings | Surplus Energy | Buildings | Energetic | GAP | Liquids | EU | Energy demand | 0.11126 | FEC
HR | TYNDP2026 | NT | 2050 | TWh | 454 | Sub_sector | Buildings | Surplus Energy | Buildings | Energetic | GAP | Others | EU | Energy demand | 0 | FEC
HR | TYNDP2026 | NT | 2050 | TWh | 455 | Sub_sector | Buildings | Surplus Energy | Buildings | Energetic | GAP | Ammonia | EU | Energy demand | 0 | FEC
HR | TYNDP2026 | NT | 2050 | TWh | 456 | Sub_sector | Households | Surplus Energy | Households | Energetic | GAP | Electricity | EU | Energy demand | 0 | FEC
HR | TYNDP2026 | NT | 2050 | TWh | 457 | Sub_sector | Households | Surplus Energy | Households | Energetic | GAP | Hydrogen | EU | Energy demand | 0 | FEC
HR | TYNDP2026 | NT | 2050 | TWh | 458 | Sub_sector | Households | Surplus Energy | Households | Energetic | GAP | Methane | EU | Energy demand | 0.0071118 | FEC
HR | TYNDP2026 | NT | 2050 | TWh | 459 | Sub_sector | Households | Surplus Energy | Households | Energetic | GAP | Heat | EU | Energy demand | 0 | FEC
HR | TYNDP2026 | NT | 2050 | TWh | 460 | Sub_sector | Households | Surplus Energy | Households | Energetic | GAP | Biomass | EU | Energy demand | 0 | FEC
HR | TYNDP2026 | NT | 2050 | TWh | 461 | Sub_sector | Households | Surplus Energy | Households | Energetic | GAP | Solids | EU | Energy demand | 0 | FEC
HR | TYNDP2026 | NT | 2050 | TWh | 462 | Sub_sector | Households | Surplus Energy | Households | Energetic | GAP | Liquids | EU | Energy demand | 0 | FEC
HR | TYNDP2026 | NT | 2050 | TWh | 463 | Sub_sector | Households | Surplus Energy | Households | Energetic | GAP | Others | EU | Energy demand | 0 | FEC
HR | TYNDP2026 | NT | 2050 | TWh | 464 | Sub_sector | Households | Surplus Energy | Households | Energetic | GAP | Ammonia | EU | Energy demand | 0 | FEC
HR | TYNDP2026 | HEV | 2035 | TWh | 102 | Sub_sector | Industry | Aluminium | Industry (aluminium) | Energetic | industry_aluminium_demand_electricity_energetic | Electricity | EU | Energy demand | 0 | FEC
HR | TYNDP2026 | HEV | 2035 | TWh | 103 | Sub_sector | Industry | Aluminium | Industry (aluminium) | Energetic | industry_aluminium_demand_hydrogen_energetic | Hydrogen | EU | Energy demand | 0 | FEC
HR | TYNDP2026 | HEV | 2035 | TWh | 104 | Sub_sector | Industry | Aluminium | Industry (aluminium) | Energetic | industry_aluminium_demand_methane_energetic | Methane | EU | Energy demand | 0 | FEC
HR | TYNDP2026 | HEV | 2035 | TWh | 105 | Sub_sector | Industry | Aluminium | Industry (aluminium) | Energetic | industry_aluminium_demand_heat_energetic | Heat | EU | Energy demand | 0 | FEC
HR | TYNDP2026 | HEV | 2035 | TWh | 106 | Sub_sector | Industry | Aluminium | Industry (aluminium) | Energetic | industry_aluminium_demand_biomass_energetic | Biomass | EU | Energy demand | 0 | FEC
HR | TYNDP2026 | HEV | 2035 | TWh | 107 | Sub_sector | Industry | Aluminium | Industry (aluminium) | Energetic | industry_aluminium_demand_coal_energetic | Solids | EU | Energy demand | 0 | FEC
HR | TYNDP2026 | HEV | 2035 | TWh | 108 | Sub_sector | Industry | Aluminium | Industry (aluminium) | Energetic | industry_aluminium_demand_oil_energetic | Liquids | EU | Energy demand | 0 | FEC
HR | TYNDP2026 | HEV | 2035 | TWh | 109 | Sub_sector | Industry | Aluminium | Industry (aluminium) | Energetic | industry_aluminium_demand_others_energetic | Others | EU | Energy demand | 0 | FEC
HR | TYNDP2026 | HEV | 2035 | TWh | 110 | Sub_sector | Industry | Aluminium | Industry (aluminium) | Energetic | industry_ammonia_demand_others_energetic | Ammonia | EU | Energy demand | 0 | FEC
HR | TYNDP2026 | HEV | 2035 | TWh | 112 | Sub_sector | Industry | Chemicals | Industry (chemicals, energetic) | Energetic | industry_chemical_demand_electricity_energetic | Electricity | EU | Energy demand | 0.23972 | FEC
HR | TYNDP2026 | HEV | 2035 | TWh | 113 | Sub_sector | Industry | Chemicals | Industry (chemicals, energetic) | Energetic | industry_chemical_demand_hydrogen_energetic | Hydrogen | EU | Energy demand | 0.0097197 | FEC
HR | TYNDP2026 | HEV | 2035 | TWh | 114 | Sub_sector | Industry | Chemicals | Industry (chemicals, energetic) | Energetic | industry_chemical_demand_methane_energetic | Methane | EU | Energy demand | 0.018843 | FEC
HR | TYNDP2026 | HEV | 2035 | TWh | 115 | Sub_sector | Industry | Chemicals | Industry (chemicals, energetic) | Energetic | industry_chemical_demand_heat_energetic | Heat | EU | Energy demand | 0.012851 | FEC
HR | TYNDP2026 | HEV | 2035 | TWh | 116 | Sub_sector | Industry | Chemicals | Industry (chemicals, energetic) | Energetic | industry_chemical_demand_biomass_energetic | Biomass | EU | Energy demand | 0.019277 | FEC
HR | TYNDP2026 | HEV | 2035 | TWh | 117 | Sub_sector | Industry | Chemicals | Industry (chemicals, energetic) | Energetic | industry_chemical_demand_coal_energetic | Solids | EU | Energy demand | 0.00071147 | FEC
HR | TYNDP2026 | HEV | 2035 | TWh | 118 | Sub_sector | Industry | Chemicals | Industry (chemicals, energetic) | Energetic | industry_chemical_demand_oil_energetic | Liquids | EU | Energy demand | 0.00068575 | FEC
HR | TYNDP2026 | HEV | 2035 | TWh | 119 | Sub_sector | Industry | Chemicals | Industry (chemicals, energetic) | Energetic | industry_chemical_demand_others_energetic | Others | EU | Energy demand | 0 | FEC
HR | TYNDP2026 | HEV | 2035 | TWh | 120 | Sub_sector | Industry | Chemicals | Industry (chemicals, energetic) | Energetic | industry_chemical_demand_ammonia_energetic | Ammonia | EU | Energy demand | 0 | FEC
HR | TYNDP2026 | HEV | 2035 | TWh | 122 | Sub_sector | Industry | Chemicals | Industry (chemicals, non-energetic) | Non-energetic | industry_chemical_demand_electricity_non_energetic | Electricity | EU | Energy demand | 0 | not_included_in_FEC
HR | TYNDP2026 | HEV | 2035 | TWh | 123 | Sub_sector | Industry | Chemicals | Industry (chemicals, non-energetic) | Non-energetic | industry_chemical_demand_hydrogen_non_energetic | Hydrogen | EU | Energy demand | 0.37058 | not_included_in_FEC
HR | TYNDP2026 | HEV | 2035 | TWh | 124 | Sub_sector | Industry | Chemicals | Industry (chemicals, non-energetic) | Non-energetic | industry_chemical_demand_methane_non_energetic | Methane | EU | Energy demand | 0.08949 | not_included_in_FEC
HR | TYNDP2026 | HEV | 2035 | TWh | 125 | Sub_sector | Industry | Chemicals | Industry (chemicals, non-energetic) | Non-energetic | industry_chemical_demand_heat_non_energetic | Heat | EU | Energy demand | 0 | not_included_in_FEC
HR | TYNDP2026 | HEV | 2035 | TWh | 126 | Sub_sector | Industry | Chemicals | Industry (chemicals, non-energetic) | Non-energetic | industry_chemical_demand_biomass_non_energetic | Biomass | EU | Energy demand | 0.2428 | not_included_in_FEC
HR | TYNDP2026 | HEV | 2035 | TWh | 127 | Sub_sector | Industry | Chemicals | Industry (chemicals, non-energetic) | Non-energetic | industry_chemical_demand_coal_non_energetic | Solids | EU | Energy demand | 0.00079194 | not_included_in_FEC
HR | TYNDP2026 | HEV | 2035 | TWh | 128 | Sub_sector | Industry | Chemicals | Industry (chemicals, non-energetic) | Non-energetic | industry_chemical_demand_oil_non_energetic | Liquids | EU | Energy demand | 1.1597 | not_included_in_FEC
HR | TYNDP2026 | HEV | 2035 | TWh | 129 | Sub_sector | Industry | Chemicals | Industry (chemicals, non-energetic) | Non-energetic | industry_chemical_demand_others_non_energetic | Others | EU | Energy demand | 0 | not_included_in_FEC
HR | TYNDP2026 | HEV | 2035 | TWh | 130 | Sub_sector | Industry | Chemicals | Industry (chemicals, non-energetic) | Non-energetic | industry_chemical_demand_ammonia_non_energetic | Ammonia | EU | Energy demand | 0 | not_included_in_FEC
HR | TYNDP2026 | HEV | 2035 | TWh | 132 | Sub_sector | Industry | Fertilizers | Industry (fertilizers, energetic) | Energetic | industry_fertilizers_demand_electricity_energetic | Electricity | EU | Energy demand | 0.18274 | FEC
HR | TYNDP2026 | HEV | 2035 | TWh | 133 | Sub_sector | Industry | Fertilizers | Industry (fertilizers, energetic) | Energetic | industry_fertilizers_demand_hydrogen_energetic | Hydrogen | EU | Energy demand | 0.40691 | FEC
HR | TYNDP2026 | HEV | 2035 | TWh | 134 | Sub_sector | Industry | Fertilizers | Industry (fertilizers, energetic) | Energetic | industry_fertilizers_demand_methane_energetic | Methane | EU | Energy demand | 0.97245 | FEC
HR | TYNDP2026 | HEV | 2035 | TWh | 135 | Sub_sector | Industry | Fertilizers | Industry (fertilizers, energetic) | Energetic | industry_fertilizers_demand_heat_energetic | Heat | EU | Energy demand | 0 | FEC
HR | TYNDP2026 | HEV | 2035 | TWh | 136 | Sub_sector | Industry | Fertilizers | Industry (fertilizers, energetic) | Energetic | industry_fertilizers_demand_biomass_energetic | Biomass | EU | Energy demand | 0 | FEC
HR | TYNDP2026 | HEV | 2035 | TWh | 137 | Sub_sector | Industry | Fertilizers | Industry (fertilizers, energetic) | Energetic | industry_fertilizers_demand_coal_energetic | Solids | EU | Energy demand | 0 | FEC
HR | TYNDP2026 | HEV | 2035 | TWh | 138 | Sub_sector | Industry | Fertilizers | Industry (fertilizers, energetic) | Energetic | industry_fertilizers_demand_oil_energetic | Liquids | EU | Energy demand | 0 | FEC
HR | TYNDP2026 | HEV | 2035 | TWh | 139 | Sub_sector | Industry | Fertilizers | Industry (fertilizers, energetic) | Energetic | industry_fertilizers_demand_others_energetic | Others | EU | Energy demand | 0 | FEC
HR | TYNDP2026 | HEV | 2035 | TWh | 140 | Sub_sector | Industry | Fertilizers | Industry (fertilizers, energetic) | Energetic | industry_fertilizers_demand_ammonia_energetic | Ammonia | EU | Energy demand | 0 | FEC
HR | TYNDP2026 | HEV | 2035 | TWh | 142 | Sub_sector | Industry | Fertilizers | Industry (fertilizers, non-energetic) | Non-energetic | industry_fertilizers_demand_electricity_non_energetic | Electricity | EU | Energy demand | 0 | not_included_in_FEC
HR | TYNDP2026 | HEV | 2035 | TWh | 143 | Sub_sector | Industry | Fertilizers | Industry (fertilizers, non-energetic) | Non-energetic | industry_fertilizers_demand_hydrogen_non_energetic | Hydrogen | EU | Energy demand | 1.0873 | not_included_in_FEC
HR | TYNDP2026 | HEV | 2035 | TWh | 144 | Sub_sector | Industry | Fertilizers | Industry (fertilizers, non-energetic) | Non-energetic | industry_fertilizers_demand_methane_non_energetic | Methane | EU | Energy demand | 2.9327 | not_included_in_FEC
HR | TYNDP2026 | HEV | 2035 | TWh | 145 | Sub_sector | Industry | Fertilizers | Industry (fertilizers, non-energetic) | Non-energetic | industry_fertilizers_demand_heat_non_energetic | Heat | EU | Energy demand | 0 | not_included_in_FEC
HR | TYNDP2026 | HEV | 2035 | TWh | 146 | Sub_sector | Industry | Fertilizers | Industry (fertilizers, non-energetic) | Non-energetic | industry_fertilizers_demand_biomass_non_energetic | Biomass | EU | Energy demand | 0 | not_included_in_FEC
HR | TYNDP2026 | HEV | 2035 | TWh | 147 | Sub_sector | Industry | Fertilizers | Industry (fertilizers, non-energetic) | Non-energetic | industry_fertilizers_demand_coal_non_energetic | Solids | EU | Energy demand | 0 | not_included_in_FEC
HR | TYNDP2026 | HEV | 2035 | TWh | 148 | Sub_sector | Industry | Fertilizers | Industry (fertilizers, non-energetic) | Non-energetic | industry_fertilizers_demand_oil_non_energetic | Liquids | EU | Energy demand | 0 | not_included_in_FEC
HR | TYNDP2026 | HEV | 2035 | TWh | 149 | Sub_sector | Industry | Fertilizers | Industry (fertilizers, non-energetic) | Non-energetic | industry_fertilizers_demand_others_non_energetic | Others | EU | Energy demand | 0 | not_included_in_FEC
HR | TYNDP2026 | HEV | 2035 | TWh | 150 | Sub_sector | Industry | Fertilizers | Industry (fertilizers, non-energetic) | Non-energetic | industry_fertilizers_demand_ammonia_non_energetic | Ammonia | EU | Energy demand | 0 | not_included_in_FEC
HR | TYNDP2026 | HEV | 2035 | TWh | 152 | Sub_sector | Industry | Food | Industry (food) | Energetic | industry_food_demand_electricity_energetic | Electricity | EU | Energy demand | 1.2558 | FEC
HR | TYNDP2026 | HEV | 2035 | TWh | 153 | Sub_sector | Industry | Food | Industry (food) | Energetic | industry_food_demand_hydrogen_energetic | Hydrogen | EU | Energy demand | 0 | FEC
HR | TYNDP2026 | HEV | 2035 | TWh | 154 | Sub_sector | Industry | Food | Industry (food) | Energetic | industry_food_demand_methane_energetic | Methane | EU | Energy demand | 0.42442 | FEC
HR | TYNDP2026 | HEV | 2035 | TWh | 155 | Sub_sector | Industry | Food | Industry (food) | Energetic | industry_food_demand_heat_energetic | Heat | EU | Energy demand | 0 | FEC
HR | TYNDP2026 | HEV | 2035 | TWh | 156 | Sub_sector | Industry | Food | Industry (food) | Energetic | industry_food_demand_biomass_energetic | Biomass | EU | Energy demand | 0 | FEC
HR | TYNDP2026 | HEV | 2035 | TWh | 157 | Sub_sector | Industry | Food | Industry (food) | Energetic | industry_food_demand_coal_energetic | Solids | EU | Energy demand | 0 | FEC
HR | TYNDP2026 | HEV | 2035 | TWh | 158 | Sub_sector | Industry | Food | Industry (food) | Energetic | industry_food_demand_oil_energetic | Liquids | EU | Energy demand | 0.033064 | FEC
HR | TYNDP2026 | HEV | 2035 | TWh | 159 | Sub_sector | Industry | Food | Industry (food) | Energetic | industry_food_demand_others_energetic | Others | EU | Energy demand | 0 | FEC
HR | TYNDP2026 | HEV | 2035 | TWh | 160 | Sub_sector | Industry | Food | Industry (food) | Energetic | industry_food_demand_ammonia_energetic | Ammonia | EU | Energy demand | 0 | FEC
HR | TYNDP2026 | HEV | 2035 | TWh | 162 | Sub_sector | Industry | Metals | Industry (metal) | Energetic | industry_metal_demand_electricity_energetic | Electricity | EU | Energy demand | 0.10007 | FEC
HR | TYNDP2026 | HEV | 2035 | TWh | 163 | Sub_sector | Industry | Metals | Industry (metal) | Energetic | industry_metal_demand_hydrogen_energetic | Hydrogen | EU | Energy demand | 0 | FEC
HR | TYNDP2026 | HEV | 2035 | TWh | 164 | Sub_sector | Industry | Metals | Industry (metal) | Energetic | industry_metal_demand_methane_energetic | Methane | EU | Energy demand | 0.11915 | FEC
HR | TYNDP2026 | HEV | 2035 | TWh | 165 | Sub_sector | Industry | Metals | Industry (metal) | Energetic | industry_metal_demand_heat_energetic | Heat | EU | Energy demand | 0 | FEC
HR | TYNDP2026 | HEV | 2035 | TWh | 166 | Sub_sector | Industry | Metals | Industry (metal) | Energetic | industry_metal_demand_biomass_energetic | Biomass | EU | Energy demand | 0 | FEC
HR | TYNDP2026 | HEV | 2035 | TWh | 167 | Sub_sector | Industry | Metals | Industry (metal) | Energetic | industry_metal_demand_coal_energetic | Solids | EU | Energy demand | 0 | FEC
HR | TYNDP2026 | HEV | 2035 | TWh | 168 | Sub_sector | Industry | Metals | Industry (metal) | Energetic | industry_metal_demand_oil_energetic | Liquids | EU | Energy demand | 0.013298 | FEC
HR | TYNDP2026 | HEV | 2035 | TWh | 169 | Sub_sector | Industry | Metals | Industry (metal) | Energetic | industry_metal_demand_others_energetic | Others | EU | Energy demand | 0 | FEC
HR | TYNDP2026 | HEV | 2035 | TWh | 170 | Sub_sector | Industry | Metals | Industry (metal) | Energetic | industry_metal_demand_ammonia_energetic | Ammonia | EU | Energy demand | 0 | FEC
HR | TYNDP2026 | HEV | 2035 | TWh | 172 | Sub_sector | Industry | Others | Industry (other, energetic) | Energetic | industry_other_demand_electricity_energetic | Electricity | EU | Energy demand | 2.3801 | FEC
HR | TYNDP2026 | HEV | 2035 | TWh | 173 | Sub_sector | Industry | Others | Industry (other, energetic) | Energetic | industry_other_demand_hydrogen_energetic | Hydrogen | EU | Energy demand | 0.25468 | FEC
HR | TYNDP2026 | HEV | 2035 | TWh | 174 | Sub_sector | Industry | Others | Industry (other, energetic) | Energetic | industry_other_demand_methane_energetic | Methane | EU | Energy demand | 2.5415 | FEC
HR | TYNDP2026 | HEV | 2035 | TWh | 175 | Sub_sector | Industry | Others | Industry (other, energetic) | Energetic | industry_other_demand_heat_energetic | Heat | EU | Energy demand | 0 | FEC
HR | TYNDP2026 | HEV | 2035 | TWh | 176 | Sub_sector | Industry | Others | Industry (other, energetic) | Energetic | industry_other_demand_biomass_energetic | Biomass | EU | Energy demand | 0.031634 | FEC
HR | TYNDP2026 | HEV | 2035 | TWh | 177 | Sub_sector | Industry | Others | Industry (other, energetic) | Energetic | industry_other_demand_coal_energetic | Solids | EU | Energy demand | 0.23293 | FEC
HR | TYNDP2026 | HEV | 2035 | TWh | 178 | Sub_sector | Industry | Others | Industry (other, energetic) | Energetic | industry_other_demand_oil_energetic | Liquids | EU | Energy demand | 0.8859 | FEC
HR | TYNDP2026 | HEV | 2035 | TWh | 179 | Sub_sector | Industry | Others | Industry (other, energetic) | Energetic | industry_other_demand_others_energetic | Others | EU | Energy demand | 0 | FEC
HR | TYNDP2026 | HEV | 2035 | TWh | 180 | Sub_sector | Industry | Others | Industry (other, energetic) | Energetic | industry_other_demand_ammonia_energetic | Ammonia | EU | Energy demand | 0 | FEC
HR | TYNDP2026 | HEV | 2035 | TWh | 182 | Sub_sector | Industry | Others | Industry (other, non-energetic) | Non-energetic | industry_other_demand_electricity_non_energetic | Electricity | EU | Energy demand | 0 | not_included_in_FEC
HR | TYNDP2026 | HEV | 2035 | TWh | 183 | Sub_sector | Industry | Others | Industry (other, non-energetic) | Non-energetic | industry_other_demand_hydrogen_non_energetic | Hydrogen | EU | Energy demand | 0 | not_included_in_FEC
HR | TYNDP2026 | HEV | 2035 | TWh | 184 | Sub_sector | Industry | Others | Industry (other, non-energetic) | Non-energetic | industry_other_demand_methane_non_energetic | Methane | EU | Energy demand | 0 | not_included_in_FEC
HR | TYNDP2026 | HEV | 2035 | TWh | 185 | Sub_sector | Industry | Others | Industry (other, non-energetic) | Non-energetic | industry_other_demand_heat_non_energetic | Heat | EU | Energy demand | 0 | not_included_in_FEC
HR | TYNDP2026 | HEV | 2035 | TWh | 186 | Sub_sector | Industry | Others | Industry (other, non-energetic) | Non-energetic | industry_other_demand_biomass_non_energetic | Biomass | EU | Energy demand | 0 | not_included_in_FEC
HR | TYNDP2026 | HEV | 2035 | TWh | 187 | Sub_sector | Industry | Others | Industry (other, non-energetic) | Non-energetic | industry_other_demand_coal_non_energetic | Solids | EU | Energy demand | 0 | not_included_in_FEC
HR | TYNDP2026 | HEV | 2035 | TWh | 188 | Sub_sector | Industry | Others | Industry (other, non-energetic) | Non-energetic | industry_other_demand_oil_non_energetic | Liquids | EU | Energy demand | 0.88448 | not_included_in_FEC
HR | TYNDP2026 | HEV | 2035 | TWh | 189 | Sub_sector | Industry | Others | Industry (other, non-energetic) | Non-energetic | industry_other_demand_others_non_energetic | Others | EU | Energy demand | 0 | not_included_in_FEC
HR | TYNDP2026 | HEV | 2035 | TWh | 190 | Sub_sector | Industry | Others | Industry (other, non-energetic) | Non-energetic | industry_other_demand_ammonia_non_energetic | Ammonia | EU | Energy demand | 0 | not_included_in_FEC
HR | TYNDP2026 | HEV | 2035 | TWh | 192 | Sub_sector | Industry | Paper | Industry (paper) | Energetic | industry_paper_demand_electricity_energetic | Electricity | EU | Energy demand | 0.43015 | FEC
HR | TYNDP2026 | HEV | 2035 | TWh | 193 | Sub_sector | Industry | Paper | Industry (paper) | Energetic | industry_paper_demand_hydrogen_energetic | Hydrogen | EU | Energy demand | 0.057992 | FEC
HR | TYNDP2026 | HEV | 2035 | TWh | 194 | Sub_sector | Industry | Paper | Industry (paper) | Energetic | industry_paper_demand_methane_energetic | Methane | EU | Energy demand | 0.055677 | FEC
HR | TYNDP2026 | HEV | 2035 | TWh | 195 | Sub_sector | Industry | Paper | Industry (paper) | Energetic | industry_paper_demand_heat_energetic | Heat | EU | Energy demand | 0 | FEC
HR | TYNDP2026 | HEV | 2035 | TWh | 196 | Sub_sector | Industry | Paper | Industry (paper) | Energetic | industry_paper_demand_biomass_energetic | Biomass | EU | Energy demand | 0.098536 | FEC
HR | TYNDP2026 | HEV | 2035 | TWh | 197 | Sub_sector | Industry | Paper | Industry (paper) | Energetic | industry_paper_demand_coal_energetic | Solids | EU | Energy demand | 0.014139 | FEC
HR | TYNDP2026 | HEV | 2035 | TWh | 198 | Sub_sector | Industry | Paper | Industry (paper) | Energetic | industry_paper_demand_oil_energetic | Liquids | EU | Energy demand | 0 | FEC
HR | TYNDP2026 | HEV | 2035 | TWh | 199 | Sub_sector | Industry | Paper | Industry (paper) | Energetic | industry_paper_demand_others_energetic | Others | EU | Energy demand | 0 | FEC
HR | TYNDP2026 | HEV | 2035 | TWh | 200 | Sub_sector | Industry | Paper | Industry (paper) | Energetic | industry_paper_demand_ammonia_energetic | Ammonia | EU | Energy demand | 0 | FEC
HR | TYNDP2026 | HEV | 2035 | TWh | 202 | Sub_sector | Industry | Refineries | Industry (refineries, energetic) | Energetic | industry_refinery_demand_electricity_energetic | Electricity | EU | Energy demand | 0.13212 | not_included_in_FEC
HR | TYNDP2026 | HEV | 2035 | TWh | 203 | Sub_sector | Industry | Refineries | Industry (refineries, energetic) | Energetic | industry_refinery_demand_hydrogen_energetic | Hydrogen | EU | Energy demand | 0.18674 | not_included_in_FEC
HR | TYNDP2026 | HEV | 2035 | TWh | 204 | Sub_sector | Industry | Refineries | Industry (refineries, energetic) | Energetic | industry_refinery_demand_methane_energetic | Methane | EU | Energy demand | 0.57411 | not_included_in_FEC
HR | TYNDP2026 | HEV | 2035 | TWh | 205 | Sub_sector | Industry | Refineries | Industry (refineries, energetic) | Energetic | industry_refinery_demand_heat_energetic | Heat | EU | Energy demand | 0 | not_included_in_FEC
HR | TYNDP2026 | HEV | 2035 | TWh | 206 | Sub_sector | Industry | Refineries | Industry (refineries, energetic) | Energetic | industry_refinery_demand_biomass_energetic | Biomass | EU | Energy demand | 0 | not_included_in_FEC
HR | TYNDP2026 | HEV | 2035 | TWh | 207 | Sub_sector | Industry | Refineries | Industry (refineries, energetic) | Energetic | industry_refinery_demand_coal_energetic | Solids | EU | Energy demand | 0 | not_included_in_FEC
HR | TYNDP2026 | HEV | 2035 | TWh | 208 | Sub_sector | Industry | Refineries | Industry (refineries, energetic) | Energetic | industry_refinery_demand_oil_energetic | Liquids | EU | Energy demand | 1.1252 | not_included_in_FEC
HR | TYNDP2026 | HEV | 2035 | TWh | 209 | Sub_sector | Industry | Refineries | Industry (refineries, energetic) | Energetic | industry_refinery_demand_others_energetic | Others | EU | Energy demand | 0 | not_included_in_FEC
HR | TYNDP2026 | HEV | 2035 | TWh | 210 | Sub_sector | Industry | Refineries | Industry (refineries, energetic) | Energetic | industry_refinery_demand_ammonia_energetic | Ammonia | EU | Energy demand | 0 | not_included_in_FEC
HR | TYNDP2026 | HEV | 2035 | TWh | 212 | Sub_sector | Industry | Refineries | Industry (refineries, non-energetic) | Non-energetic | industry_refinery_demand_electricity_non_energetic | Electricity | EU | Energy demand | 0 | not_included_in_FEC
HR | TYNDP2026 | HEV | 2035 | TWh | 213 | Sub_sector | Industry | Refineries | Industry (refineries, non-energetic) | Non-energetic | industry_refinery_demand_hydrogen_non_energetic | Hydrogen | EU | Energy demand | 0 | not_included_in_FEC
HR | TYNDP2026 | HEV | 2035 | TWh | 214 | Sub_sector | Industry | Refineries | Industry (refineries, non-energetic) | Non-energetic | industry_refinery_demand_methane_non_energetic | Methane | EU | Energy demand | 0 | not_included_in_FEC
HR | TYNDP2026 | HEV | 2035 | TWh | 215 | Sub_sector | Industry | Refineries | Industry (refineries, non-energetic) | Non-energetic | industry_refinery_demand_heat_non_energetic | Heat | EU | Energy demand | 0 | not_included_in_FEC
HR | TYNDP2026 | HEV | 2035 | TWh | 216 | Sub_sector | Industry | Refineries | Industry (refineries, non-energetic) | Non-energetic | industry_refinery_demand_biomass_non_energetic | Biomass | EU | Energy demand | 0 | not_included_in_FEC
HR | TYNDP2026 | HEV | 2035 | TWh | 217 | Sub_sector | Industry | Refineries | Industry (refineries, non-energetic) | Non-energetic | industry_refinery_demand_coal_non_energetic | Solids | EU | Energy demand | 0 | not_included_in_FEC
HR | TYNDP2026 | HEV | 2035 | TWh | 218 | Sub_sector | Industry | Refineries | Industry (refineries, non-energetic) | Non-energetic | industry_refinery_demand_oil_non_energetic | Liquids | EU | Energy demand | 0 | not_included_in_FEC
HR | TYNDP2026 | HEV | 2035 | TWh | 219 | Sub_sector | Industry | Refineries | Industry (refineries, non-energetic) | Non-energetic | industry_refinery_demand_others_non_energetic | Others | EU | Energy demand | 0 | not_included_in_FEC
HR | TYNDP2026 | HEV | 2035 | TWh | 220 | Sub_sector | Industry | Refineries | Industry (refineries, non-energetic) | Non-energetic | industry_refinery_demand_ammonia_non_energetic | Ammonia | EU | Energy demand | 0 | not_included_in_FEC
HR | TYNDP2026 | HEV | 2035 | TWh | 222 | Sub_sector | Industry | Steel | Industry (steel) | Energetic | industry_steel_demand_electricity_energetic | Electricity | EU | Energy demand | 0.086159 | FEC
HR | TYNDP2026 | HEV | 2035 | TWh | 223 | Sub_sector | Industry | Steel | Industry (steel) | Energetic | industry_steel_demand_hydrogen_energetic | Hydrogen | EU | Energy demand | 0.041678 | FEC
HR | TYNDP2026 | HEV | 2035 | TWh | 224 | Sub_sector | Industry | Steel | Industry (steel) | Energetic | industry_steel_demand_methane_energetic | Methane | EU | Energy demand | 0.045947 | FEC
HR | TYNDP2026 | HEV | 2035 | TWh | 225 | Sub_sector | Industry | Steel | Industry (steel) | Energetic | industry_steel_demand_heat_energetic | Heat | EU | Energy demand | 0 | FEC
HR | TYNDP2026 | HEV | 2035 | TWh | 226 | Sub_sector | Industry | Steel | Industry (steel) | Energetic | industry_steel_demand_biomass_energetic | Biomass | EU | Energy demand | 4.02e-05 | FEC
HR | TYNDP2026 | HEV | 2035 | TWh | 227 | Sub_sector | Industry | Steel | Industry (steel) | Energetic | industry_steel_demand_coal_energetic | Solids | EU | Energy demand | 0.035831 | FEC
HR | TYNDP2026 | HEV | 2035 | TWh | 228 | Sub_sector | Industry | Steel | Industry (steel) | Energetic | industry_steel_demand_oil_energetic | Liquids | EU | Energy demand | 0.00032023 | FEC
HR | TYNDP2026 | HEV | 2035 | TWh | 229 | Sub_sector | Industry | Steel | Industry (steel) | Energetic | industry_steel_demand_others_energetic | Others | EU | Energy demand | 0 | FEC
HR | TYNDP2026 | HEV | 2035 | TWh | 230 | Sub_sector | Industry | Steel | Industry (steel) | Energetic | industry_steel_demand_ammonia_energetic | Ammonia | EU | Energy demand | 0 | FEC
HR | TYNDP2026 | HEV | 2035 | TWh | 232 | Sub_sector | Transport | Cars | Transport (cars) | Energetic | transport_cars_final_demand_electricity | Electricity | EU | Energy demand | 0.55693 | FEC
HR | TYNDP2026 | HEV | 2035 | TWh | 233 | Sub_sector | Transport | Cars | Transport (cars) | Energetic | transport_cars_final_demand_hydrogen | Hydrogen | EU | Energy demand | 0 | FEC
HR | TYNDP2026 | HEV | 2035 | TWh | 234 | Sub_sector | Transport | Cars | Transport (cars) | Energetic | transport_cars_final_demand_methane | Methane | EU | Energy demand | 0.032258 | FEC
HR | TYNDP2026 | HEV | 2035 | TWh | 235 | Sub_sector | Transport | Cars | Transport (cars) | Energetic | transport_cars_final_demand_heat | Heat | EU | Energy demand | 0 | FEC
HR | TYNDP2026 | HEV | 2035 | TWh | 236 | Sub_sector | Transport | Cars | Transport (cars) | Energetic | transport_cars_final_demand_biomass | Biomass | EU | Energy demand | 0 | FEC
HR | TYNDP2026 | HEV | 2035 | TWh | 237 | Sub_sector | Transport | Cars | Transport (cars) | Energetic | transport_cars_final_demand_coal | Solids | EU | Energy demand | 0 | FEC
HR | TYNDP2026 | HEV | 2035 | TWh | 238 | Sub_sector | Transport | Cars | Transport (cars) | Energetic | transport_cars_final_demand_oil | Liquids | EU | Energy demand | 16.6305 | FEC
HR | TYNDP2026 | HEV | 2035 | TWh | 239 | Sub_sector | Transport | Cars | Transport (cars) | Energetic | transport_cars_final_demand_other | Others | EU | Energy demand | 0 | FEC
HR | TYNDP2026 | HEV | 2035 | TWh | 240 | Sub_sector | Transport | Cars | Transport (cars) | Energetic | transport_cars_final_demand_ammonia | Ammonia | EU | Energy demand | 0 | FEC
HR | TYNDP2026 | HEV | 2035 | TWh | 242 | Sub_sector | Transport | Busses | Transport (busses) | Energetic | transport_busses_final_demand_electricity | Electricity | EU | Energy demand | 0.042579 | FEC
HR | TYNDP2026 | HEV | 2035 | TWh | 243 | Sub_sector | Transport | Busses | Transport (busses) | Energetic | transport_busses_final_demand_hydrogen | Hydrogen | EU | Energy demand | 0 | FEC
HR | TYNDP2026 | HEV | 2035 | TWh | 244 | Sub_sector | Transport | Busses | Transport (busses) | Energetic | transport_busses_final_demand_methane | Methane | EU | Energy demand | 0.0066949 | FEC
HR | TYNDP2026 | HEV | 2035 | TWh | 245 | Sub_sector | Transport | Busses | Transport (busses) | Energetic | transport_busses_final_demand_heat | Heat | EU | Energy demand | 0 | FEC
HR | TYNDP2026 | HEV | 2035 | TWh | 246 | Sub_sector | Transport | Busses | Transport (busses) | Energetic | transport_busses_final_demand_biomass | Biomass | EU | Energy demand | 0 | FEC
HR | TYNDP2026 | HEV | 2035 | TWh | 247 | Sub_sector | Transport | Busses | Transport (busses) | Energetic | transport_busses_final_demand_coal | Solids | EU | Energy demand | 0 | FEC
HR | TYNDP2026 | HEV | 2035 | TWh | 248 | Sub_sector | Transport | Busses | Transport (busses) | Energetic | transport_busses_final_demand_oil | Liquids | EU | Energy demand | 1.6473 | FEC
HR | TYNDP2026 | HEV | 2035 | TWh | 249 | Sub_sector | Transport | Busses | Transport (busses) | Energetic | transport_busses_final_demand_other | Others | EU | Energy demand | 0 | FEC
HR | TYNDP2026 | HEV | 2035 | TWh | 250 | Sub_sector | Transport | Busses | Transport (busses) | Energetic | transport_busses_final_demand_ammonia | Ammonia | EU | Energy demand | 0 | FEC
HR | TYNDP2026 | HEV | 2035 | TWh | 252 | Sub_sector | Transport | Trucks | Transport (trucks) | Energetic | transport_trucks_final_demand_electricity | Electricity | EU | Energy demand | 0.037122 | FEC
HR | TYNDP2026 | HEV | 2035 | TWh | 253 | Sub_sector | Transport | Trucks | Transport (trucks) | Energetic | transport_trucks_final_demand_hydrogen | Hydrogen | EU | Energy demand | 0.067737 | FEC
HR | TYNDP2026 | HEV | 2035 | TWh | 254 | Sub_sector | Transport | Trucks | Transport (trucks) | Energetic | transport_trucks_final_demand_methane | Methane | EU | Energy demand | 0.077369 | FEC
HR | TYNDP2026 | HEV | 2035 | TWh | 255 | Sub_sector | Transport | Trucks | Transport (trucks) | Energetic | transport_trucks_final_demand_heat | Heat | EU | Energy demand | 0 | FEC
HR | TYNDP2026 | HEV | 2035 | TWh | 256 | Sub_sector | Transport | Trucks | Transport (trucks) | Energetic | transport_trucks_final_demand_biomass | Biomass | EU | Energy demand | 0 | FEC
HR | TYNDP2026 | HEV | 2035 | TWh | 257 | Sub_sector | Transport | Trucks | Transport (trucks) | Energetic | transport_trucks_final_demand_coal | Solids | EU | Energy demand | 0 | FEC
HR | TYNDP2026 | HEV | 2035 | TWh | 258 | Sub_sector | Transport | Trucks | Transport (trucks) | Energetic | transport_trucks_final_demand_oil | Liquids | EU | Energy demand | 5.0189 | FEC
HR | TYNDP2026 | HEV | 2035 | TWh | 259 | Sub_sector | Transport | Trucks | Transport (trucks) | Energetic | transport_trucks_final_demand_other | Others | EU | Energy demand | 0 | FEC
HR | TYNDP2026 | HEV | 2035 | TWh | 260 | Sub_sector | Transport | Trucks | Transport (trucks) | Energetic | transport_trucks_final_demand_ammonia | Ammonia | EU | Energy demand | 0 | FEC
HR | TYNDP2026 | HEV | 2035 | TWh | 262 | Sub_sector | Transport | Vans | Transport (vans) | Energetic | transport_vans_final_demand_electricity | Electricity | EU | Energy demand | 0.021358 | FEC
HR | TYNDP2026 | HEV | 2035 | TWh | 263 | Sub_sector | Transport | Vans | Transport (vans) | Energetic | transport_vans_final_demand_hydrogen | Hydrogen | EU | Energy demand | 3.8e-05 | FEC
HR | TYNDP2026 | HEV | 2035 | TWh | 264 | Sub_sector | Transport | Vans | Transport (vans) | Energetic | transport_vans_final_demand_methane | Methane | EU | Energy demand | 0.019599 | FEC
HR | TYNDP2026 | HEV | 2035 | TWh | 265 | Sub_sector | Transport | Vans | Transport (vans) | Energetic | transport_vans_final_demand_heat | Heat | EU | Energy demand | 0 | FEC
HR | TYNDP2026 | HEV | 2035 | TWh | 266 | Sub_sector | Transport | Vans | Transport (vans) | Energetic | transport_vans_final_demand_biomass | Biomass | EU | Energy demand | 0 | FEC
HR | TYNDP2026 | HEV | 2035 | TWh | 267 | Sub_sector | Transport | Vans | Transport (vans) | Energetic | transport_vans_final_demand_coal | Solids | EU | Energy demand | 0 | FEC
HR | TYNDP2026 | HEV | 2035 | TWh | 268 | Sub_sector | Transport | Vans | Transport (vans) | Energetic | transport_vans_final_demand_oil | Liquids | EU | Energy demand | 1.0071 | FEC
HR | TYNDP2026 | HEV | 2035 | TWh | 269 | Sub_sector | Transport | Vans | Transport (vans) | Energetic | transport_vans_final_demand_other | Others | EU | Energy demand | 0 | FEC
HR | TYNDP2026 | HEV | 2035 | TWh | 270 | Sub_sector | Transport | Vans | Transport (vans) | Energetic | transport_vans_final_demand_ammonia | Ammonia | EU | Energy demand | 0 | FEC
HR | TYNDP2026 | HEV | 2035 | TWh | 272 | Sub_sector | Transport | Freight trains | Transport (trains) | Energetic | transport_trains_final_demand_electricity | Electricity | EU | Energy demand | 0.37514 | FEC
HR | TYNDP2026 | HEV | 2035 | TWh | 273 | Sub_sector | Transport | Freight trains | Transport (trains) | Energetic | transport_trains_final_demand_hydrogen | Hydrogen | EU | Energy demand | 0 | FEC
HR | TYNDP2026 | HEV | 2035 | TWh | 274 | Sub_sector | Transport | Freight trains | Transport (trains) | Energetic | transport_trains_final_demand_methane | Methane | EU | Energy demand | 0 | FEC
HR | TYNDP2026 | HEV | 2035 | TWh | 275 | Sub_sector | Transport | Freight trains | Transport (trains) | Energetic | transport_trains_final_demand_heat | Heat | EU | Energy demand | 0 | FEC
HR | TYNDP2026 | HEV | 2035 | TWh | 276 | Sub_sector | Transport | Freight trains | Transport (trains) | Energetic | transport_trains_final_demand_biomass | Biomass | EU | Energy demand | 0 | FEC
HR | TYNDP2026 | HEV | 2035 | TWh | 277 | Sub_sector | Transport | Freight trains | Transport (trains) | Energetic | transport_trains_final_demand_coal | Solids | EU | Energy demand | 0 | FEC
HR | TYNDP2026 | HEV | 2035 | TWh | 278 | Sub_sector | Transport | Freight trains | Transport (trains) | Energetic | transport_trains_final_demand_oil | Liquids | EU | Energy demand | 0.40867 | FEC
HR | TYNDP2026 | HEV | 2035 | TWh | 279 | Sub_sector | Transport | Freight trains | Transport (trains) | Energetic | transport_trains_final_demand_other | Others | EU | Energy demand | 0 | FEC
HR | TYNDP2026 | HEV | 2035 | TWh | 280 | Sub_sector | Transport | Freight trains | Transport (trains) | Energetic | transport_trains_final_demand_ammonia | Ammonia | EU | Energy demand | 0 | FEC
HR | TYNDP2026 | HEV | 2035 | TWh | 282 | Sub_sector | Transport | Ships | Transport (ships) | Energetic | transport_ships_final_demand_electricity | Electricity | EU | Energy demand | 0 | FEC
HR | TYNDP2026 | HEV | 2035 | TWh | 283 | Sub_sector | Transport | Ships | Transport (ships) | Energetic | transport_ships_final_demand_hydrogen | Hydrogen | EU | Energy demand | 0.010647 | FEC
HR | TYNDP2026 | HEV | 2035 | TWh | 284 | Sub_sector | Transport | Ships | Transport (ships) | Energetic | transport_ships_final_demand_methane | Methane | EU | Energy demand | 0.12693 | FEC
HR | TYNDP2026 | HEV | 2035 | TWh | 285 | Sub_sector | Transport | Ships | Transport (ships) | Energetic | transport_ships_final_demand_heat | Heat | EU | Energy demand | 0 | FEC
HR | TYNDP2026 | HEV | 2035 | TWh | 286 | Sub_sector | Transport | Ships | Transport (ships) | Energetic | transport_ships_final_demand_biomass | Biomass | EU | Energy demand | 0 | FEC
HR | TYNDP2026 | HEV | 2035 | TWh | 287 | Sub_sector | Transport | Ships | Transport (ships) | Energetic | transport_ships_final_demand_coal | Solids | EU | Energy demand | 0 | FEC
HR | TYNDP2026 | HEV | 2035 | TWh | 288 | Sub_sector | Transport | Ships | Transport (ships) | Energetic | transport_ships_final_demand_oil | Liquids | EU | Energy demand | 0.16414 | FEC
HR | TYNDP2026 | HEV | 2035 | TWh | 289 | Sub_sector | Transport | Ships | Transport (ships) | Energetic | transport_ships_final_demand_other | Others | EU | Energy demand | 0 | FEC
HR | TYNDP2026 | HEV | 2035 | TWh | 290 | Sub_sector | Transport | Ships | Transport (ships) | Energetic | transport_ships_final_demand_ammonia | Ammonia | EU | Energy demand | 0 | FEC
HR | TYNDP2026 | HEV | 2035 | TWh | 292 | Sub_sector | Transport | Planes | Transport (planes) | Energetic | transport_planes_final_demand_electricity | Electricity | EU | Energy demand | 0.0036805 | FEC
HR | TYNDP2026 | HEV | 2035 | TWh | 293 | Sub_sector | Transport | Planes | Transport (planes) | Energetic | transport_planes_final_demand_hydrogen | Hydrogen | EU | Energy demand | 0.0045027 | FEC
HR | TYNDP2026 | HEV | 2035 | TWh | 294 | Sub_sector | Transport | Planes | Transport (planes) | Energetic | transport_planes_final_demand_methane | Methane | EU | Energy demand | 0 | FEC
HR | TYNDP2026 | HEV | 2035 | TWh | 295 | Sub_sector | Transport | Planes | Transport (planes) | Energetic | transport_planes_final_demand_heat | Heat | EU | Energy demand | 0 | FEC
HR | TYNDP2026 | HEV | 2035 | TWh | 296 | Sub_sector | Transport | Planes | Transport (planes) | Energetic | transport_planes_final_demand_biomass | Biomass | EU | Energy demand | 0 | FEC
HR | TYNDP2026 | HEV | 2035 | TWh | 297 | Sub_sector | Transport | Planes | Transport (planes) | Energetic | transport_planes_final_demand_coal | Solids | EU | Energy demand | 0 | FEC
HR | TYNDP2026 | HEV | 2035 | TWh | 298 | Sub_sector | Transport | Planes | Transport (planes) | Energetic | transport_planes_final_demand_oil | Liquids | EU | Energy demand | 0.055509 | FEC
HR | TYNDP2026 | HEV | 2035 | TWh | 299 | Sub_sector | Transport | Planes | Transport (planes) | Energetic | transport_planes_final_demand_other | Others | EU | Energy demand | 0 | FEC
HR | TYNDP2026 | HEV | 2035 | TWh | 300 | Sub_sector | Transport | Planes | Transport (planes) | Energetic | transport_planes_final_demand_ammonia | Ammonia | EU | Energy demand | 0 | FEC
HR | TYNDP2026 | HEV | 2035 | TWh | 302 | Sub_sector | Transport | Others | Transport (others) | Energetic | transport_other_final_demand_electricity | Electricity | EU | Energy demand | 0.0030025 | FEC
HR | TYNDP2026 | HEV | 2035 | TWh | 303 | Sub_sector | Transport | Others | Transport (others) | Energetic | transport_other_final_demand_hydrogen | Hydrogen | EU | Energy demand | 0 | FEC
HR | TYNDP2026 | HEV | 2035 | TWh | 304 | Sub_sector | Transport | Others | Transport (others) | Energetic | transport_other_final_demand_methane | Methane | EU | Energy demand | 0 | FEC
HR | TYNDP2026 | HEV | 2035 | TWh | 305 | Sub_sector | Transport | Others | Transport (others) | Energetic | transport_other_final_demand_heat | Heat | EU | Energy demand | 0 | FEC
HR | TYNDP2026 | HEV | 2035 | TWh | 306 | Sub_sector | Transport | Others | Transport (others) | Energetic | transport_other_final_demand_biomass | Biomass | EU | Energy demand | 0 | FEC
HR | TYNDP2026 | HEV | 2035 | TWh | 307 | Sub_sector | Transport | Others | Transport (others) | Energetic | transport_other_final_demand_coal | Solids | EU | Energy demand | 0 | FEC
HR | TYNDP2026 | HEV | 2035 | TWh | 308 | Sub_sector | Transport | Others | Transport (others) | Energetic | transport_other_final_demand_oil | Liquids | EU | Energy demand | 0.19355 | FEC
HR | TYNDP2026 | HEV | 2035 | TWh | 309 | Sub_sector | Transport | Others | Transport (others) | Energetic | transport_other_final_demand_other | Others | EU | Energy demand | 0 | FEC
HR | TYNDP2026 | HEV | 2035 | TWh | 310 | Sub_sector | Transport | Others | Transport (others) | Energetic | transport_other_final_demand_ammonia | Ammonia | EU | Energy demand | 0 | FEC
HR | TYNDP2026 | HEV | 2035 | TWh | 312 | Sub_sector | International transport | International aviation | Transport (int. aviation) | Energetic | transport_int_aviation_final_demand_electricity | Electricity | EU | Energy demand | 0 | FEC
HR | TYNDP2026 | HEV | 2035 | TWh | 313 | Sub_sector | International transport | International aviation | Transport (int. aviation) | Energetic | transport_int_aviation_final_demand_hydrogen | Hydrogen | EU | Energy demand | 0 | FEC
HR | TYNDP2026 | HEV | 2035 | TWh | 314 | Sub_sector | International transport | International aviation | Transport (int. aviation) | Energetic | transport_int_aviation_final_demand_methane | Methane | EU | Energy demand | 0 | FEC
HR | TYNDP2026 | HEV | 2035 | TWh | 315 | Sub_sector | International transport | International aviation | Transport (int. aviation) | Energetic | transport_int_aviation_final_demand_heat | Heat | EU | Energy demand | 0 | FEC
HR | TYNDP2026 | HEV | 2035 | TWh | 316 | Sub_sector | International transport | International aviation | Transport (int. aviation) | Energetic | transport_int_aviation_final_demand_biofuels | Biomass | EU | Energy demand | 0 | FEC
HR | TYNDP2026 | HEV | 2035 | TWh | 317 | Sub_sector | International transport | International aviation | Transport (int. aviation) | Energetic | transport_int_aviation_final_demand_coal | Solids | EU | Energy demand | 0 | FEC
HR | TYNDP2026 | HEV | 2035 | TWh | 318 | Sub_sector | International transport | International aviation | Transport (int. aviation) | Energetic | transport_int_aviation_final_demand_oil | Liquids | EU | Energy demand | 2.1028 | FEC
HR | TYNDP2026 | HEV | 2035 | TWh | 319 | Sub_sector | International transport | International aviation | Transport (int. aviation) | Energetic | transport_int_aviation_final_demand_other | Others | EU | Energy demand | 0 | FEC
HR | TYNDP2026 | HEV | 2035 | TWh | 320 | Sub_sector | International transport | International aviation | Transport (int. aviation) | Energetic | transport_int_aviation_final_demand_ammonia | Ammonia | EU | Energy demand | 0 | FEC
HR | TYNDP2026 | HEV | 2035 | TWh | 322 | Sub_sector | International transport | International shipping | Transport (int. shipping) | Energetic | transport_int_shipping_final_demand_electricity | Electricity | EU | Energy demand | 0 | not_included_in_FEC
HR | TYNDP2026 | HEV | 2035 | TWh | 323 | Sub_sector | International transport | International shipping | Transport (int. shipping) | Energetic | transport_int_shipping_final_demand_hydrogen | Hydrogen | EU | Energy demand | 0.019466 | not_included_in_FEC
HR | TYNDP2026 | HEV | 2035 | TWh | 324 | Sub_sector | International transport | International shipping | Transport (int. shipping) | Energetic | transport_int_shipping_final_demand_methane | Methane | EU | Energy demand | 0.093375 | not_included_in_FEC
HR | TYNDP2026 | HEV | 2035 | TWh | 325 | Sub_sector | International transport | International shipping | Transport (int. shipping) | Energetic | transport_int_shipping_final_demand_heat | Heat | EU | Energy demand | 0 | not_included_in_FEC
HR | TYNDP2026 | HEV | 2035 | TWh | 326 | Sub_sector | International transport | International shipping | Transport (int. shipping) | Energetic | transport_int_shipping_final_demand_biofuels | Biomass | EU | Energy demand | 0 | not_included_in_FEC
HR | TYNDP2026 | HEV | 2035 | TWh | 327 | Sub_sector | International transport | International shipping | Transport (int. shipping) | Energetic | transport_int_shipping_final_demand_coal | Solids | EU | Energy demand | 0 | not_included_in_FEC
HR | TYNDP2026 | HEV | 2035 | TWh | 328 | Sub_sector | International transport | International shipping | Transport (int. shipping) | Energetic | transport_int_shipping_final_demand_oil | Liquids | EU | Energy demand | 0.13839 | not_included_in_FEC
HR | TYNDP2026 | HEV | 2035 | TWh | 329 | Sub_sector | International transport | International shipping | Transport (int. shipping) | Energetic | transport_int_shipping_final_demand_other | Others | EU | Energy demand | 0 | not_included_in_FEC
HR | TYNDP2026 | HEV | 2035 | TWh | 330 | Sub_sector | International transport | International shipping | Transport (int. shipping) | Energetic | transport_int_shipping_final_demand_ammonia | Ammonia | EU | Energy demand | 0 | not_included_in_FEC
HR | TYNDP2026 | HEV | 2035 | TWh | 332 | Sub_sector | Households | Space heating | Households (heating) | Energetic | households_heating_final_demand_electricity | Electricity | EU | Energy demand | 1.553 | FEC
HR | TYNDP2026 | HEV | 2035 | TWh | 333 | Sub_sector | Households | Space heating | Households (heating) | Energetic | households_heating_final_demand_hydrogen | Hydrogen | EU | Energy demand | 0.6041 | FEC
HR | TYNDP2026 | HEV | 2035 | TWh | 334 | Sub_sector | Households | Space heating | Households (heating) | Energetic | households_heating_final_demand_methane | Methane | EU | Energy demand | 2.4193 | FEC
HR | TYNDP2026 | HEV | 2035 | TWh | 335 | Sub_sector | Households | Space heating | Households (heating) | Energetic | households_heating_final_demand_heat | Heat | EU | Energy demand | 1.4862 | FEC
HR | TYNDP2026 | HEV | 2035 | TWh | 336 | Sub_sector | Households | Space heating | Households (heating) | Energetic | households_heating_final_demand_biomass | Biomass | EU | Energy demand | 6.0878 | FEC
HR | TYNDP2026 | HEV | 2035 | TWh | 337 | Sub_sector | Households | Space heating | Households (heating) | Energetic | households_heating_final_demand_coal | Solids | EU | Energy demand | 0.023795 | FEC
HR | TYNDP2026 | HEV | 2035 | TWh | 338 | Sub_sector | Households | Space heating | Households (heating) | Energetic | households_heating_final_demand_oil | Liquids | EU | Energy demand | 0.56248 | FEC
HR | TYNDP2026 | HEV | 2035 | TWh | 339 | Sub_sector | Households | Space heating | Households (heating) | Energetic | households_heating_final_demand_other | Others | EU | Energy demand | 0.25606 | FEC
HR | TYNDP2026 | HEV | 2035 | TWh | 340 | Sub_sector | Households | Space heating | Households (heating) | Energetic | households_heating_final_demand_ammonia | Ammonia | EU | Energy demand | 0 | FEC
HR | TYNDP2026 | HEV | 2035 | TWh | 343 | Sub_sector | Households | Cooling | Households (cooling) | Energetic | households_cooling_final_demand_electricity | Electricity | EU | Energy demand | 0.51015 | FEC
HR | TYNDP2026 | HEV | 2035 | TWh | 344 | Sub_sector | Households | Cooling | Households (cooling) | Energetic | households_cooling_final_demand_hydrogen | Hydrogen | EU | Energy demand | 0 | FEC
HR | TYNDP2026 | HEV | 2035 | TWh | 345 | Sub_sector | Households | Cooling | Households (cooling) | Energetic | households_cooling_final_demand_methane | Methane | EU | Energy demand | 0 | FEC
HR | TYNDP2026 | HEV | 2035 | TWh | 346 | Sub_sector | Households | Cooling | Households (cooling) | Energetic | households_cooling_final_demand_heat | Heat | EU | Energy demand | 0 | FEC
HR | TYNDP2026 | HEV | 2035 | TWh | 347 | Sub_sector | Households | Cooling | Households (cooling) | Energetic | households_cooling_final_demand_biomass | Biomass | EU | Energy demand | 0 | FEC
HR | TYNDP2026 | HEV | 2035 | TWh | 348 | Sub_sector | Households | Cooling | Households (cooling) | Energetic | households_cooling_final_demand_coal | Solids | EU | Energy demand | 0 | FEC
HR | TYNDP2026 | HEV | 2035 | TWh | 349 | Sub_sector | Households | Cooling | Households (cooling) | Energetic | households_cooling_final_demand_oil | Liquids | EU | Energy demand | 0 | FEC
HR | TYNDP2026 | HEV | 2035 | TWh | 350 | Sub_sector | Households | Cooling | Households (cooling) | Energetic | households_cooling_final_demand_other | Others | EU | Energy demand | 0 | FEC
HR | TYNDP2026 | HEV | 2035 | TWh | 351 | Sub_sector | Households | Cooling | Households (cooling) | Energetic | households_cooling_final_demand_ammonia | Ammonia | EU | Energy demand | 0 | FEC
HR | TYNDP2026 | HEV | 2035 | TWh | 354 | Sub_sector | Households | Hot water | Households (hot water) | Energetic | households_hot_water_final_demand_electricity | Electricity | EU | Energy demand | 0.39158 | FEC
HR | TYNDP2026 | HEV | 2035 | TWh | 355 | Sub_sector | Households | Hot water | Households (hot water) | Energetic | households_hot_water_final_demand_hydrogen | Hydrogen | EU | Energy demand | 0.18547 | FEC
HR | TYNDP2026 | HEV | 2035 | TWh | 356 | Sub_sector | Households | Hot water | Households (hot water) | Energetic | households_hot_water_final_demand_methane | Methane | EU | Energy demand | 0.64707 | FEC
HR | TYNDP2026 | HEV | 2035 | TWh | 357 | Sub_sector | Households | Hot water | Households (hot water) | Energetic | households_hot_water_final_demand_heat | Heat | EU | Energy demand | 0.23183 | FEC
HR | TYNDP2026 | HEV | 2035 | TWh | 358 | Sub_sector | Households | Hot water | Households (hot water) | Energetic | households_hot_water_final_demand_biomass | Biomass | EU | Energy demand | 0.76122 | FEC
HR | TYNDP2026 | HEV | 2035 | TWh | 359 | Sub_sector | Households | Hot water | Households (hot water) | Energetic | households_hot_water_final_demand_coal | Solids | EU | Energy demand | 0.0021771 | FEC
HR | TYNDP2026 | HEV | 2035 | TWh | 360 | Sub_sector | Households | Hot water | Households (hot water) | Energetic | households_hot_water_final_demand_oil | Liquids | EU | Energy demand | 0.051462 | FEC
HR | TYNDP2026 | HEV | 2035 | TWh | 361 | Sub_sector | Households | Hot water | Households (hot water) | Energetic | households_hot_water_final_demand_other | Others | EU | Energy demand | 0.19605 | FEC
HR | TYNDP2026 | HEV | 2035 | TWh | 362 | Sub_sector | Households | Hot water | Households (hot water) | Energetic | households_hot_water_final_demand_ammonia | Ammonia | EU | Energy demand | 0 | FEC
HR | TYNDP2026 | HEV | 2035 | TWh | 365 | Sub_sector | Households | Appliances | Households (appliances) | Energetic | households_appliances_final_demand_electricity | Electricity | EU | Energy demand | 2.9349 | FEC
HR | TYNDP2026 | HEV | 2035 | TWh | 366 | Sub_sector | Households | Appliances | Households (appliances) | Energetic | households_appliances_final_demand_hydrogen | Hydrogen | EU | Energy demand | 0 | FEC
HR | TYNDP2026 | HEV | 2035 | TWh | 367 | Sub_sector | Households | Appliances | Households (appliances) | Energetic | households_appliances_final_demand_methane | Methane | EU | Energy demand | 0.52988 | FEC
HR | TYNDP2026 | HEV | 2035 | TWh | 368 | Sub_sector | Households | Appliances | Households (appliances) | Energetic | households_appliances_final_demand_heat | Heat | EU | Energy demand | 0 | FEC
HR | TYNDP2026 | HEV | 2035 | TWh | 369 | Sub_sector | Households | Appliances | Households (appliances) | Energetic | households_appliances_final_demand_biomass | Biomass | EU | Energy demand | 0.031777 | FEC
HR | TYNDP2026 | HEV | 2035 | TWh | 370 | Sub_sector | Households | Appliances | Households (appliances) | Energetic | households_appliances_final_demand_coal | Solids | EU | Energy demand | 0 | FEC
HR | TYNDP2026 | HEV | 2035 | TWh | 371 | Sub_sector | Households | Appliances | Households (appliances) | Energetic | households_appliances_final_demand_oil | Liquids | EU | Energy demand | 0 | FEC
HR | TYNDP2026 | HEV | 2035 | TWh | 372 | Sub_sector | Households | Appliances | Households (appliances) | Energetic | households_appliances_final_demand_other | Others | EU | Energy demand | 0 | FEC
HR | TYNDP2026 | HEV | 2035 | TWh | 373 | Sub_sector | Households | Appliances | Households (appliances) | Energetic | households_appliances_final_demand_ammonia | Ammonia | EU | Energy demand | 0 | FEC
HR | TYNDP2026 | HEV | 2035 | TWh | 375 | Sub_sector | Buildings | Space heating | Buildings (heat) | Energetic | buildings_heat_final_demand_electricity | Electricity | EU | Energy demand | 1.5336 | FEC
HR | TYNDP2026 | HEV | 2035 | TWh | 376 | Sub_sector | Buildings | Space heating | Buildings (heat) | Energetic | buildings_heat_final_demand_hydrogen | Hydrogen | EU | Energy demand | 0.17238 | FEC
HR | TYNDP2026 | HEV | 2035 | TWh | 377 | Sub_sector | Buildings | Space heating | Buildings (heat) | Energetic | buildings_heat_final_demand_methane | Methane | EU | Energy demand | 0.64701 | FEC
HR | TYNDP2026 | HEV | 2035 | TWh | 378 | Sub_sector | Buildings | Space heating | Buildings (heat) | Energetic | buildings_heat_final_demand_heat | Heat | EU | Energy demand | 0.64479 | FEC
HR | TYNDP2026 | HEV | 2035 | TWh | 379 | Sub_sector | Buildings | Space heating | Buildings (heat) | Energetic | buildings_heat_final_demand_biomass | Biomass | EU | Energy demand | 0.28987 | FEC
HR | TYNDP2026 | HEV | 2035 | TWh | 380 | Sub_sector | Buildings | Space heating | Buildings (heat) | Energetic | buildings_heat_final_demand_coal | Solids | EU | Energy demand | 0 | FEC
HR | TYNDP2026 | HEV | 2035 | TWh | 381 | Sub_sector | Buildings | Space heating | Buildings (heat) | Energetic | buildings_heat_final_demand_oil | Liquids | EU | Energy demand | 0.16511 | FEC
HR | TYNDP2026 | HEV | 2035 | TWh | 382 | Sub_sector | Buildings | Space heating | Buildings (heat) | Energetic | buildings_heat_final_demand_other | Others | EU | Energy demand | 0.0070056 | FEC
HR | TYNDP2026 | HEV | 2035 | TWh | 383 | Sub_sector | Buildings | Space heating | Buildings (heat) | Energetic | buildings_heat_final_demand_ammonia | Ammonia | EU | Energy demand | 0 | FEC
HR | TYNDP2026 | HEV | 2035 | TWh | 386 | Sub_sector | Buildings | Cooling | Buildings (cooling) | Energetic | buildings_cooling_final_demand_electricity | Electricity | EU | Energy demand | 0.64388 | FEC
HR | TYNDP2026 | HEV | 2035 | TWh | 387 | Sub_sector | Buildings | Cooling | Buildings (cooling) | Energetic | buildings_cooling_final_demand_hydrogen | Hydrogen | EU | Energy demand | 0 | FEC
HR | TYNDP2026 | HEV | 2035 | TWh | 388 | Sub_sector | Buildings | Cooling | Buildings (cooling) | Energetic | buildings_cooling_final_demand_methane | Methane | EU | Energy demand | 0 | FEC
HR | TYNDP2026 | HEV | 2035 | TWh | 389 | Sub_sector | Buildings | Cooling | Buildings (cooling) | Energetic | buildings_cooling_final_demand_heat | Heat | EU | Energy demand | 0 | FEC
HR | TYNDP2026 | HEV | 2035 | TWh | 390 | Sub_sector | Buildings | Cooling | Buildings (cooling) | Energetic | buildings_cooling_final_demand_biomass | Biomass | EU | Energy demand | 0 | FEC
HR | TYNDP2026 | HEV | 2035 | TWh | 391 | Sub_sector | Buildings | Cooling | Buildings (cooling) | Energetic | buildings_cooling_final_demand_coal | Solids | EU | Energy demand | 0 | FEC
HR | TYNDP2026 | HEV | 2035 | TWh | 392 | Sub_sector | Buildings | Cooling | Buildings (cooling) | Energetic | buildings_cooling_final_demand_oil | Liquids | EU | Energy demand | 0 | FEC
HR | TYNDP2026 | HEV | 2035 | TWh | 393 | Sub_sector | Buildings | Cooling | Buildings (cooling) | Energetic | buildings_cooling_final_demand_other | Others | EU | Energy demand | 0 | FEC
HR | TYNDP2026 | HEV | 2035 | TWh | 394 | Sub_sector | Buildings | Cooling | Buildings (cooling) | Energetic | buildings_cooling_final_demand_ammonia | Ammonia | EU | Energy demand | 0 | FEC
HR | TYNDP2026 | HEV | 2035 | TWh | 397 | Sub_sector | Buildings | Appliances | Buildings (appliances) | Energetic | buildings_appliances_final_demand_electricity | Electricity | EU | Energy demand | 3.2308 | FEC
HR | TYNDP2026 | HEV | 2035 | TWh | 398 | Sub_sector | Buildings | Appliances | Buildings (appliances) | Energetic | buildings_appliances_final_demand_hydrogen | Hydrogen | EU | Energy demand | 0 | FEC
HR | TYNDP2026 | HEV | 2035 | TWh | 399 | Sub_sector | Buildings | Appliances | Buildings (appliances) | Energetic | buildings_appliances_final_demand_methane | Methane | EU | Energy demand | 0.6343 | FEC
HR | TYNDP2026 | HEV | 2035 | TWh | 400 | Sub_sector | Buildings | Appliances | Buildings (appliances) | Energetic | buildings_appliances_final_demand_heat | Heat | EU | Energy demand | 0 | FEC
HR | TYNDP2026 | HEV | 2035 | TWh | 401 | Sub_sector | Buildings | Appliances | Buildings (appliances) | Energetic | buildings_appliances_final_demand_biomass | Biomass | EU | Energy demand | 0 | FEC
HR | TYNDP2026 | HEV | 2035 | TWh | 402 | Sub_sector | Buildings | Appliances | Buildings (appliances) | Energetic | buildings_appliances_final_demand_coal | Solids | EU | Energy demand | 0 | FEC
HR | TYNDP2026 | HEV | 2035 | TWh | 403 | Sub_sector | Buildings | Appliances | Buildings (appliances) | Energetic | buildings_appliances_final_demand_oil | Liquids | EU | Energy demand | 0 | FEC
HR | TYNDP2026 | HEV | 2035 | TWh | 404 | Sub_sector | Buildings | Appliances | Buildings (appliances) | Energetic | buildings_appliances_final_demand_other | Others | EU | Energy demand | 0 | FEC
HR | TYNDP2026 | HEV | 2035 | TWh | 405 | Sub_sector | Buildings | Appliances | Buildings (appliances) | Energetic | buildings_appliances_final_demand_ammonia | Ammonia | EU | Energy demand | 0 | FEC
HR | TYNDP2026 | HEV | 2035 | TWh | 407 | Sub_sector | Buildings | Datacenters | Datacenters & ICT | Energetic | datacentres_final_demand_electricity_energetic | Electricity | EU | Energy demand | 1.0651 | FEC
HR | TYNDP2026 | HEV | 2035 | TWh | 408 | Sub_sector | Buildings | Datacenters | Datacenters & ICT | Energetic | datacentres_final_demand_hydrogen_energetic | Hydrogen | EU | Energy demand | 0 | FEC
HR | TYNDP2026 | HEV | 2035 | TWh | 409 | Sub_sector | Buildings | Datacenters | Datacenters & ICT | Energetic | datacentres_final_demand_methane_energetic | Methane | EU | Energy demand | 0 | FEC
HR | TYNDP2026 | HEV | 2035 | TWh | 410 | Sub_sector | Buildings | Datacenters | Datacenters & ICT | Energetic | datacentres_final_demand_heat_energetic | Heat | EU | Energy demand | 0 | FEC
HR | TYNDP2026 | HEV | 2035 | TWh | 411 | Sub_sector | Buildings | Datacenters | Datacenters & ICT | Energetic | datacentres_final_demand_biomass_energetic | Biomass | EU | Energy demand | 0 | FEC
HR | TYNDP2026 | HEV | 2035 | TWh | 412 | Sub_sector | Buildings | Datacenters | Datacenters & ICT | Energetic | datacentres_final_demand_coal_energetic | Solids | EU | Energy demand | 0 | FEC
HR | TYNDP2026 | HEV | 2035 | TWh | 413 | Sub_sector | Buildings | Datacenters | Datacenters & ICT | Energetic | datacentres_final_demand_oil_energetic | Liquids | EU | Energy demand | 0 | FEC
HR | TYNDP2026 | HEV | 2035 | TWh | 414 | Sub_sector | Buildings | Datacenters | Datacenters & ICT | Energetic | datacentres_final_demand_other_energetic | Others | EU | Energy demand | 0 | FEC
HR | TYNDP2026 | HEV | 2035 | TWh | 415 | Sub_sector | Buildings | Datacenters | Datacenters & ICT | Energetic | datacentres_final_demand_ammonia_energetic | Ammonia | EU | Energy demand | 0 | FEC
HR | TYNDP2026 | HEV | 2035 | TWh | 417 | Sub_sector | Transport | Others_Sector | Others_Sector | Energetic | other_final_demand_electricity_energetic | Electricity | EU | Energy demand | 0 | FEC
HR | TYNDP2026 | HEV | 2035 | TWh | 418 | Sub_sector | Transport | Others_Sector | Others_Sector | Energetic | other_final_demand_hydrogen_energetic | Hydrogen | EU | Energy demand | 0 | FEC
HR | TYNDP2026 | HEV | 2035 | TWh | 419 | Sub_sector | Transport | Pipeline Transport | Others_Sector | Energetic | other_final_demand_methane_energetic | Methane | EU | Energy demand | 0.0315 | FEC
HR | TYNDP2026 | HEV | 2035 | TWh | 420 | Sub_sector | Transport | Others_Sector | Others_Sector | Energetic | other_final_demand_heat_energetic | Heat | EU | Energy demand | 0 | FEC
HR | TYNDP2026 | HEV | 2035 | TWh | 421 | Sub_sector | Transport | Others_Sector | Others_Sector | Energetic | other_final_demand_biomass_energetic | Biomass | EU | Energy demand | 0 | FEC
HR | TYNDP2026 | HEV | 2035 | TWh | 422 | Sub_sector | Transport | Others_Sector | Others_Sector | Energetic | other_final_demand_coal_energetic | Solids | EU | Energy demand | 0 | FEC
HR | TYNDP2026 | HEV | 2035 | TWh | 423 | Sub_sector | Transport | Others_Sector | Others_Sector | Energetic | other_final_demand_oil_energetic | Liquids | EU | Energy demand | 0 | FEC
HR | TYNDP2026 | HEV | 2035 | TWh | 424 | Sub_sector | Others_Sector | Others_Sector | Others_Sector | Non-energetic | other_final_demand_oil_non_energetic | Liquids | EU | Energy demand | 0.21589 | not_included_in_FEC
HR | TYNDP2026 | HEV | 2035 | TWh | 425 | Sub_sector | Transport | Others_Sector | Others_Sector | Energetic | other_final_demand_other_energetic | Others | EU | Energy demand | 0 | FEC
HR | TYNDP2026 | HEV | 2035 | TWh | 426 | Sub_sector | Transport | Others_Sector | Others_Sector | Energetic | other_final_demand_ammonia_energetic | Ammonia | EU | Energy demand | 0 | FEC
HR | TYNDP2026 | HEV | 2035 | TWh | 427 | Sub_sector | Industry | Surplus_Heat_in_Industry | Surplus_Heat_in_Industry | Energetic | final_demand_of_industry_unused_local_production_steam_hot_water | Heat | EU | Energy demand | 0 | FEC
HR | TYNDP2026 | HEV | 2035 | TWh | 429 | Sub_sector | Agriculture | Total | Agriculture | Energetic | agriculture_final_demand_electricity_energetic | Electricity | EU | Energy demand | 0.16093 | FEC
HR | TYNDP2026 | HEV | 2035 | TWh | 430 | Sub_sector | Agriculture | Total | Agriculture | Energetic | agriculture_final_demand_hydrogen_energetic | Hydrogen | EU | Energy demand | 0 | FEC
HR | TYNDP2026 | HEV | 2035 | TWh | 431 | Sub_sector | Agriculture | Total | Agriculture | Energetic | agriculture_final_demand_methane_energetic | Methane | EU | Energy demand | 0.40407 | FEC
HR | TYNDP2026 | HEV | 2035 | TWh | 432 | Sub_sector | Agriculture | Total | Agriculture | Energetic | agriculture_final_demand_heat_energetic | Heat | EU | Energy demand | 0.075734 | FEC
HR | TYNDP2026 | HEV | 2035 | TWh | 433 | Sub_sector | Agriculture | Total | Agriculture | Energetic | agriculture_final_demand_biomass_energetic | Biomass | EU | Energy demand | 0.079338 | FEC
HR | TYNDP2026 | HEV | 2035 | TWh | 434 | Sub_sector | Agriculture | Total | Agriculture | Energetic | agriculture_final_demand_coal_energetic | Solids | EU | Energy demand | 0 | FEC
HR | TYNDP2026 | HEV | 2035 | TWh | 435 | Sub_sector | Agriculture | Total | Agriculture | Energetic | agriculture_final_demand_oil_energetic | Liquids | EU | Energy demand | 1.8153 | FEC
HR | TYNDP2026 | HEV | 2035 | TWh | 436 | Sub_sector | Agriculture | Total | Agriculture | Energetic | agriculture_final_demand_other_energetic | Others | EU | Energy demand | 0 | FEC
HR | TYNDP2026 | HEV | 2035 | TWh | 437 | Sub_sector | Agriculture | Total | Agriculture | Energetic | agriculture_final_demand_ammonia_energetic | Ammonia | EU | Energy demand | 0 | FEC
HR | TYNDP2026 | HEV | 2035 | TWh | 447 | Sub_sector | Buildings | Surplus Energy | Buildings | Energetic | GAP | Electricity | EU | Energy demand | 0 | FEC
HR | TYNDP2026 | HEV | 2035 | TWh | 448 | Sub_sector | Buildings | Surplus Energy | Buildings | Energetic | GAP | Hydrogen | EU | Energy demand | 0 | FEC
HR | TYNDP2026 | HEV | 2035 | TWh | 449 | Sub_sector | Buildings | Surplus Energy | Buildings | Energetic | GAP | Methane | EU | Energy demand | 0 | FEC
HR | TYNDP2026 | HEV | 2035 | TWh | 450 | Sub_sector | Buildings | Surplus Energy | Buildings | Energetic | GAP | Heat | EU | Energy demand | 0 | FEC
HR | TYNDP2026 | HEV | 2035 | TWh | 451 | Sub_sector | Buildings | Surplus Energy | Buildings | Energetic | GAP | Biomass | EU | Energy demand | 0.015771 | FEC
HR | TYNDP2026 | HEV | 2035 | TWh | 452 | Sub_sector | Buildings | Surplus Energy | Buildings | Energetic | GAP | Solids | EU | Energy demand | 0 | FEC
HR | TYNDP2026 | HEV | 2035 | TWh | 453 | Sub_sector | Buildings | Surplus Energy | Buildings | Energetic | GAP | Liquids | EU | Energy demand | 0.12665 | FEC
HR | TYNDP2026 | HEV | 2035 | TWh | 454 | Sub_sector | Buildings | Surplus Energy | Buildings | Energetic | GAP | Others | EU | Energy demand | 0 | FEC
HR | TYNDP2026 | HEV | 2035 | TWh | 455 | Sub_sector | Buildings | Surplus Energy | Buildings | Energetic | GAP | Ammonia | EU | Energy demand | 0 | FEC
HR | TYNDP2026 | HEV | 2035 | TWh | 456 | Sub_sector | Households | Surplus Energy | Households | Energetic | GAP | Electricity | EU | Energy demand | 0 | FEC
HR | TYNDP2026 | HEV | 2035 | TWh | 457 | Sub_sector | Households | Surplus Energy | Households | Energetic | GAP | Hydrogen | EU | Energy demand | 0 | FEC
HR | TYNDP2026 | HEV | 2035 | TWh | 458 | Sub_sector | Households | Surplus Energy | Households | Energetic | GAP | Methane | EU | Energy demand | 0 | FEC
HR | TYNDP2026 | HEV | 2035 | TWh | 459 | Sub_sector | Households | Surplus Energy | Households | Energetic | GAP | Heat | EU | Energy demand | 0 | FEC
HR | TYNDP2026 | HEV | 2035 | TWh | 460 | Sub_sector | Households | Surplus Energy | Households | Energetic | GAP | Biomass | EU | Energy demand | 0 | FEC
HR | TYNDP2026 | HEV | 2035 | TWh | 461 | Sub_sector | Households | Surplus Energy | Households | Energetic | GAP | Solids | EU | Energy demand | 0 | FEC
HR | TYNDP2026 | HEV | 2035 | TWh | 462 | Sub_sector | Households | Surplus Energy | Households | Energetic | GAP | Liquids | EU | Energy demand | 0 | FEC
HR | TYNDP2026 | HEV | 2035 | TWh | 463 | Sub_sector | Households | Surplus Energy | Households | Energetic | GAP | Others | EU | Energy demand | 0 | FEC
HR | TYNDP2026 | HEV | 2035 | TWh | 464 | Sub_sector | Households | Surplus Energy | Households | Energetic | GAP | Ammonia | EU | Energy demand | 0 | FEC
HR | TYNDP2026 | HEV | 2040 | TWh | 102 | Sub_sector | Industry | Aluminium | Industry (aluminium) | Energetic | industry_aluminium_demand_electricity_energetic | Electricity | EU | Energy demand | 0 | FEC
HR | TYNDP2026 | HEV | 2040 | TWh | 103 | Sub_sector | Industry | Aluminium | Industry (aluminium) | Energetic | industry_aluminium_demand_hydrogen_energetic | Hydrogen | EU | Energy demand | 0 | FEC
HR | TYNDP2026 | HEV | 2040 | TWh | 104 | Sub_sector | Industry | Aluminium | Industry (aluminium) | Energetic | industry_aluminium_demand_methane_energetic | Methane | EU | Energy demand | 0 | FEC
HR | TYNDP2026 | HEV | 2040 | TWh | 105 | Sub_sector | Industry | Aluminium | Industry (aluminium) | Energetic | industry_aluminium_demand_heat_energetic | Heat | EU | Energy demand | 0 | FEC
HR | TYNDP2026 | HEV | 2040 | TWh | 106 | Sub_sector | Industry | Aluminium | Industry (aluminium) | Energetic | industry_aluminium_demand_biomass_energetic | Biomass | EU | Energy demand | 0 | FEC
HR | TYNDP2026 | HEV | 2040 | TWh | 107 | Sub_sector | Industry | Aluminium | Industry (aluminium) | Energetic | industry_aluminium_demand_coal_energetic | Solids | EU | Energy demand | 0 | FEC
HR | TYNDP2026 | HEV | 2040 | TWh | 108 | Sub_sector | Industry | Aluminium | Industry (aluminium) | Energetic | industry_aluminium_demand_oil_energetic | Liquids | EU | Energy demand | 0 | FEC
HR | TYNDP2026 | HEV | 2040 | TWh | 109 | Sub_sector | Industry | Aluminium | Industry (aluminium) | Energetic | industry_aluminium_demand_others_energetic | Others | EU | Energy demand | 0 | FEC
HR | TYNDP2026 | HEV | 2040 | TWh | 110 | Sub_sector | Industry | Aluminium | Industry (aluminium) | Energetic | industry_ammonia_demand_others_energetic | Ammonia | EU | Energy demand | 0 | FEC
HR | TYNDP2026 | HEV | 2040 | TWh | 112 | Sub_sector | Industry | Chemicals | Industry (chemicals, energetic) | Energetic | industry_chemical_demand_electricity_energetic | Electricity | EU | Energy demand | 0.24669 | FEC
HR | TYNDP2026 | HEV | 2040 | TWh | 113 | Sub_sector | Industry | Chemicals | Industry (chemicals, energetic) | Energetic | industry_chemical_demand_hydrogen_energetic | Hydrogen | EU | Energy demand | 0.016267 | FEC
HR | TYNDP2026 | HEV | 2040 | TWh | 114 | Sub_sector | Industry | Chemicals | Industry (chemicals, energetic) | Energetic | industry_chemical_demand_methane_energetic | Methane | EU | Energy demand | 0.0066048 | FEC
HR | TYNDP2026 | HEV | 2040 | TWh | 115 | Sub_sector | Industry | Chemicals | Industry (chemicals, energetic) | Energetic | industry_chemical_demand_heat_energetic | Heat | EU | Energy demand | 0.012721 | FEC
HR | TYNDP2026 | HEV | 2040 | TWh | 116 | Sub_sector | Industry | Chemicals | Industry (chemicals, energetic) | Energetic | industry_chemical_demand_biomass_energetic | Biomass | EU | Energy demand | 0.023129 | FEC
HR | TYNDP2026 | HEV | 2040 | TWh | 117 | Sub_sector | Industry | Chemicals | Industry (chemicals, energetic) | Energetic | industry_chemical_demand_coal_energetic | Solids | EU | Energy demand | 0 | FEC
HR | TYNDP2026 | HEV | 2040 | TWh | 118 | Sub_sector | Industry | Chemicals | Industry (chemicals, energetic) | Energetic | industry_chemical_demand_oil_energetic | Liquids | EU | Energy demand | 0 | FEC
HR | TYNDP2026 | HEV | 2040 | TWh | 119 | Sub_sector | Industry | Chemicals | Industry (chemicals, energetic) | Energetic | industry_chemical_demand_others_energetic | Others | EU | Energy demand | 0 | FEC
HR | TYNDP2026 | HEV | 2040 | TWh | 120 | Sub_sector | Industry | Chemicals | Industry (chemicals, energetic) | Energetic | industry_chemical_demand_ammonia_energetic | Ammonia | EU | Energy demand | 0 | FEC
HR | TYNDP2026 | HEV | 2040 | TWh | 122 | Sub_sector | Industry | Chemicals | Industry (chemicals, non-energetic) | Non-energetic | industry_chemical_demand_electricity_non_energetic | Electricity | EU | Energy demand | 0 | not_included_in_FEC
HR | TYNDP2026 | HEV | 2040 | TWh | 123 | Sub_sector | Industry | Chemicals | Industry (chemicals, non-energetic) | Non-energetic | industry_chemical_demand_hydrogen_non_energetic | Hydrogen | EU | Energy demand | 0.656 | not_included_in_FEC
HR | TYNDP2026 | HEV | 2040 | TWh | 124 | Sub_sector | Industry | Chemicals | Industry (chemicals, non-energetic) | Non-energetic | industry_chemical_demand_methane_non_energetic | Methane | EU | Energy demand | 0.13403 | not_included_in_FEC
HR | TYNDP2026 | HEV | 2040 | TWh | 125 | Sub_sector | Industry | Chemicals | Industry (chemicals, non-energetic) | Non-energetic | industry_chemical_demand_heat_non_energetic | Heat | EU | Energy demand | 0 | not_included_in_FEC
HR | TYNDP2026 | HEV | 2040 | TWh | 126 | Sub_sector | Industry | Chemicals | Industry (chemicals, non-energetic) | Non-energetic | industry_chemical_demand_biomass_non_energetic | Biomass | EU | Energy demand | 0.20864 | not_included_in_FEC
HR | TYNDP2026 | HEV | 2040 | TWh | 127 | Sub_sector | Industry | Chemicals | Industry (chemicals, non-energetic) | Non-energetic | industry_chemical_demand_coal_non_energetic | Solids | EU | Energy demand | 0.0016034 | not_included_in_FEC
HR | TYNDP2026 | HEV | 2040 | TWh | 128 | Sub_sector | Industry | Chemicals | Industry (chemicals, non-energetic) | Non-energetic | industry_chemical_demand_oil_non_energetic | Liquids | EU | Energy demand | 0.88614 | not_included_in_FEC
HR | TYNDP2026 | HEV | 2040 | TWh | 129 | Sub_sector | Industry | Chemicals | Industry (chemicals, non-energetic) | Non-energetic | industry_chemical_demand_others_non_energetic | Others | EU | Energy demand | 0 | not_included_in_FEC
HR | TYNDP2026 | HEV | 2040 | TWh | 130 | Sub_sector | Industry | Chemicals | Industry (chemicals, non-energetic) | Non-energetic | industry_chemical_demand_ammonia_non_energetic | Ammonia | EU | Energy demand | 0 | not_included_in_FEC
HR | TYNDP2026 | HEV | 2040 | TWh | 132 | Sub_sector | Industry | Fertilizers | Industry (fertilizers, energetic) | Energetic | industry_fertilizers_demand_electricity_energetic | Electricity | EU | Energy demand | 0.18647 | FEC
HR | TYNDP2026 | HEV | 2040 | TWh | 133 | Sub_sector | Industry | Fertilizers | Industry (fertilizers, energetic) | Energetic | industry_fertilizers_demand_hydrogen_energetic | Hydrogen | EU | Energy demand | 0.53795 | FEC
HR | TYNDP2026 | HEV | 2040 | TWh | 134 | Sub_sector | Industry | Fertilizers | Industry (fertilizers, energetic) | Energetic | industry_fertilizers_demand_methane_energetic | Methane | EU | Energy demand | 0.77412 | FEC
HR | TYNDP2026 | HEV | 2040 | TWh | 135 | Sub_sector | Industry | Fertilizers | Industry (fertilizers, energetic) | Energetic | industry_fertilizers_demand_heat_energetic | Heat | EU | Energy demand | 0 | FEC
HR | TYNDP2026 | HEV | 2040 | TWh | 136 | Sub_sector | Industry | Fertilizers | Industry (fertilizers, energetic) | Energetic | industry_fertilizers_demand_biomass_energetic | Biomass | EU | Energy demand | 0 | FEC
HR | TYNDP2026 | HEV | 2040 | TWh | 137 | Sub_sector | Industry | Fertilizers | Industry (fertilizers, energetic) | Energetic | industry_fertilizers_demand_coal_energetic | Solids | EU | Energy demand | 0 | FEC
HR | TYNDP2026 | HEV | 2040 | TWh | 138 | Sub_sector | Industry | Fertilizers | Industry (fertilizers, energetic) | Energetic | industry_fertilizers_demand_oil_energetic | Liquids | EU | Energy demand | 0 | FEC
HR | TYNDP2026 | HEV | 2040 | TWh | 139 | Sub_sector | Industry | Fertilizers | Industry (fertilizers, energetic) | Energetic | industry_fertilizers_demand_others_energetic | Others | EU | Energy demand | 0 | FEC
HR | TYNDP2026 | HEV | 2040 | TWh | 140 | Sub_sector | Industry | Fertilizers | Industry (fertilizers, energetic) | Energetic | industry_fertilizers_demand_ammonia_energetic | Ammonia | EU | Energy demand | 0 | FEC
HR | TYNDP2026 | HEV | 2040 | TWh | 142 | Sub_sector | Industry | Fertilizers | Industry (fertilizers, non-energetic) | Non-energetic | industry_fertilizers_demand_electricity_non_energetic | Electricity | EU | Energy demand | 0 | not_included_in_FEC
HR | TYNDP2026 | HEV | 2040 | TWh | 143 | Sub_sector | Industry | Fertilizers | Industry (fertilizers, non-energetic) | Non-energetic | industry_fertilizers_demand_hydrogen_non_energetic | Hydrogen | EU | Energy demand | 1.5662 | not_included_in_FEC
HR | TYNDP2026 | HEV | 2040 | TWh | 144 | Sub_sector | Industry | Fertilizers | Industry (fertilizers, non-energetic) | Non-energetic | industry_fertilizers_demand_methane_non_energetic | Methane | EU | Energy demand | 2.5591 | not_included_in_FEC
HR | TYNDP2026 | HEV | 2040 | TWh | 145 | Sub_sector | Industry | Fertilizers | Industry (fertilizers, non-energetic) | Non-energetic | industry_fertilizers_demand_heat_non_energetic | Heat | EU | Energy demand | 0 | not_included_in_FEC
HR | TYNDP2026 | HEV | 2040 | TWh | 146 | Sub_sector | Industry | Fertilizers | Industry (fertilizers, non-energetic) | Non-energetic | industry_fertilizers_demand_biomass_non_energetic | Biomass | EU | Energy demand | 0 | not_included_in_FEC
HR | TYNDP2026 | HEV | 2040 | TWh | 147 | Sub_sector | Industry | Fertilizers | Industry (fertilizers, non-energetic) | Non-energetic | industry_fertilizers_demand_coal_non_energetic | Solids | EU | Energy demand | 0 | not_included_in_FEC
HR | TYNDP2026 | HEV | 2040 | TWh | 148 | Sub_sector | Industry | Fertilizers | Industry (fertilizers, non-energetic) | Non-energetic | industry_fertilizers_demand_oil_non_energetic | Liquids | EU | Energy demand | 0 | not_included_in_FEC
HR | TYNDP2026 | HEV | 2040 | TWh | 149 | Sub_sector | Industry | Fertilizers | Industry (fertilizers, non-energetic) | Non-energetic | industry_fertilizers_demand_others_non_energetic | Others | EU | Energy demand | 0 | not_included_in_FEC
HR | TYNDP2026 | HEV | 2040 | TWh | 150 | Sub_sector | Industry | Fertilizers | Industry (fertilizers, non-energetic) | Non-energetic | industry_fertilizers_demand_ammonia_non_energetic | Ammonia | EU | Energy demand | 0 | not_included_in_FEC
HR | TYNDP2026 | HEV | 2040 | TWh | 152 | Sub_sector | Industry | Food | Industry (food) | Energetic | industry_food_demand_electricity_energetic | Electricity | EU | Energy demand | 1.2504 | FEC
HR | TYNDP2026 | HEV | 2040 | TWh | 153 | Sub_sector | Industry | Food | Industry (food) | Energetic | industry_food_demand_hydrogen_energetic | Hydrogen | EU | Energy demand | 0 | FEC
HR | TYNDP2026 | HEV | 2040 | TWh | 154 | Sub_sector | Industry | Food | Industry (food) | Energetic | industry_food_demand_methane_energetic | Methane | EU | Energy demand | 0.27597 | FEC
HR | TYNDP2026 | HEV | 2040 | TWh | 155 | Sub_sector | Industry | Food | Industry (food) | Energetic | industry_food_demand_heat_energetic | Heat | EU | Energy demand | 0 | FEC
HR | TYNDP2026 | HEV | 2040 | TWh | 156 | Sub_sector | Industry | Food | Industry (food) | Energetic | industry_food_demand_biomass_energetic | Biomass | EU | Energy demand | 0 | FEC
HR | TYNDP2026 | HEV | 2040 | TWh | 157 | Sub_sector | Industry | Food | Industry (food) | Energetic | industry_food_demand_coal_energetic | Solids | EU | Energy demand | 0 | FEC
HR | TYNDP2026 | HEV | 2040 | TWh | 158 | Sub_sector | Industry | Food | Industry (food) | Energetic | industry_food_demand_oil_energetic | Liquids | EU | Energy demand | 0.024151 | FEC
HR | TYNDP2026 | HEV | 2040 | TWh | 159 | Sub_sector | Industry | Food | Industry (food) | Energetic | industry_food_demand_others_energetic | Others | EU | Energy demand | 0 | FEC
HR | TYNDP2026 | HEV | 2040 | TWh | 160 | Sub_sector | Industry | Food | Industry (food) | Energetic | industry_food_demand_ammonia_energetic | Ammonia | EU | Energy demand | 0 | FEC
HR | TYNDP2026 | HEV | 2040 | TWh | 162 | Sub_sector | Industry | Metals | Industry (metal) | Energetic | industry_metal_demand_electricity_energetic | Electricity | EU | Energy demand | 0.10007 | FEC
HR | TYNDP2026 | HEV | 2040 | TWh | 163 | Sub_sector | Industry | Metals | Industry (metal) | Energetic | industry_metal_demand_hydrogen_energetic | Hydrogen | EU | Energy demand | 0 | FEC
HR | TYNDP2026 | HEV | 2040 | TWh | 164 | Sub_sector | Industry | Metals | Industry (metal) | Energetic | industry_metal_demand_methane_energetic | Methane | EU | Energy demand | 0.11915 | FEC
HR | TYNDP2026 | HEV | 2040 | TWh | 165 | Sub_sector | Industry | Metals | Industry (metal) | Energetic | industry_metal_demand_heat_energetic | Heat | EU | Energy demand | 0 | FEC
HR | TYNDP2026 | HEV | 2040 | TWh | 166 | Sub_sector | Industry | Metals | Industry (metal) | Energetic | industry_metal_demand_biomass_energetic | Biomass | EU | Energy demand | 0 | FEC
HR | TYNDP2026 | HEV | 2040 | TWh | 167 | Sub_sector | Industry | Metals | Industry (metal) | Energetic | industry_metal_demand_coal_energetic | Solids | EU | Energy demand | 0 | FEC
HR | TYNDP2026 | HEV | 2040 | TWh | 168 | Sub_sector | Industry | Metals | Industry (metal) | Energetic | industry_metal_demand_oil_energetic | Liquids | EU | Energy demand | 0.013298 | FEC
HR | TYNDP2026 | HEV | 2040 | TWh | 169 | Sub_sector | Industry | Metals | Industry (metal) | Energetic | industry_metal_demand_others_energetic | Others | EU | Energy demand | 0 | FEC
HR | TYNDP2026 | HEV | 2040 | TWh | 170 | Sub_sector | Industry | Metals | Industry (metal) | Energetic | industry_metal_demand_ammonia_energetic | Ammonia | EU | Energy demand | 0 | FEC
HR | TYNDP2026 | HEV | 2040 | TWh | 172 | Sub_sector | Industry | Others | Industry (other, energetic) | Energetic | industry_other_demand_electricity_energetic | Electricity | EU | Energy demand | 2.5694 | FEC
HR | TYNDP2026 | HEV | 2040 | TWh | 173 | Sub_sector | Industry | Others | Industry (other, energetic) | Energetic | industry_other_demand_hydrogen_energetic | Hydrogen | EU | Energy demand | 0.2571 | FEC
HR | TYNDP2026 | HEV | 2040 | TWh | 174 | Sub_sector | Industry | Others | Industry (other, energetic) | Energetic | industry_other_demand_methane_energetic | Methane | EU | Energy demand | 2.5839 | FEC
HR | TYNDP2026 | HEV | 2040 | TWh | 175 | Sub_sector | Industry | Others | Industry (other, energetic) | Energetic | industry_other_demand_heat_energetic | Heat | EU | Energy demand | 0 | FEC
HR | TYNDP2026 | HEV | 2040 | TWh | 176 | Sub_sector | Industry | Others | Industry (other, energetic) | Energetic | industry_other_demand_biomass_energetic | Biomass | EU | Energy demand | 0.031933 | FEC
HR | TYNDP2026 | HEV | 2040 | TWh | 177 | Sub_sector | Industry | Others | Industry (other, energetic) | Energetic | industry_other_demand_coal_energetic | Solids | EU | Energy demand | 0.18952 | FEC
HR | TYNDP2026 | HEV | 2040 | TWh | 178 | Sub_sector | Industry | Others | Industry (other, energetic) | Energetic | industry_other_demand_oil_energetic | Liquids | EU | Energy demand | 0.75487 | FEC
HR | TYNDP2026 | HEV | 2040 | TWh | 179 | Sub_sector | Industry | Others | Industry (other, energetic) | Energetic | industry_other_demand_others_energetic | Others | EU | Energy demand | 0 | FEC
HR | TYNDP2026 | HEV | 2040 | TWh | 180 | Sub_sector | Industry | Others | Industry (other, energetic) | Energetic | industry_other_demand_ammonia_energetic | Ammonia | EU | Energy demand | 0 | FEC
HR | TYNDP2026 | HEV | 2040 | TWh | 182 | Sub_sector | Industry | Others | Industry (other, non-energetic) | Non-energetic | industry_other_demand_electricity_non_energetic | Electricity | EU | Energy demand | 0 | not_included_in_FEC
HR | TYNDP2026 | HEV | 2040 | TWh | 183 | Sub_sector | Industry | Others | Industry (other, non-energetic) | Non-energetic | industry_other_demand_hydrogen_non_energetic | Hydrogen | EU | Energy demand | 0 | not_included_in_FEC
HR | TYNDP2026 | HEV | 2040 | TWh | 184 | Sub_sector | Industry | Others | Industry (other, non-energetic) | Non-energetic | industry_other_demand_methane_non_energetic | Methane | EU | Energy demand | 0 | not_included_in_FEC
HR | TYNDP2026 | HEV | 2040 | TWh | 185 | Sub_sector | Industry | Others | Industry (other, non-energetic) | Non-energetic | industry_other_demand_heat_non_energetic | Heat | EU | Energy demand | 0 | not_included_in_FEC
HR | TYNDP2026 | HEV | 2040 | TWh | 186 | Sub_sector | Industry | Others | Industry (other, non-energetic) | Non-energetic | industry_other_demand_biomass_non_energetic | Biomass | EU | Energy demand | 0 | not_included_in_FEC
HR | TYNDP2026 | HEV | 2040 | TWh | 187 | Sub_sector | Industry | Others | Industry (other, non-energetic) | Non-energetic | industry_other_demand_coal_non_energetic | Solids | EU | Energy demand | 0 | not_included_in_FEC
HR | TYNDP2026 | HEV | 2040 | TWh | 188 | Sub_sector | Industry | Others | Industry (other, non-energetic) | Non-energetic | industry_other_demand_oil_non_energetic | Liquids | EU | Energy demand | 0.89285 | not_included_in_FEC
HR | TYNDP2026 | HEV | 2040 | TWh | 189 | Sub_sector | Industry | Others | Industry (other, non-energetic) | Non-energetic | industry_other_demand_others_non_energetic | Others | EU | Energy demand | 0 | not_included_in_FEC
HR | TYNDP2026 | HEV | 2040 | TWh | 190 | Sub_sector | Industry | Others | Industry (other, non-energetic) | Non-energetic | industry_other_demand_ammonia_non_energetic | Ammonia | EU | Energy demand | 0 | not_included_in_FEC
HR | TYNDP2026 | HEV | 2040 | TWh | 192 | Sub_sector | Industry | Paper | Industry (paper) | Energetic | industry_paper_demand_electricity_energetic | Electricity | EU | Energy demand | 0.40674 | FEC
HR | TYNDP2026 | HEV | 2040 | TWh | 193 | Sub_sector | Industry | Paper | Industry (paper) | Energetic | industry_paper_demand_hydrogen_energetic | Hydrogen | EU | Energy demand | 0.074503 | FEC
HR | TYNDP2026 | HEV | 2040 | TWh | 194 | Sub_sector | Industry | Paper | Industry (paper) | Energetic | industry_paper_demand_methane_energetic | Methane | EU | Energy demand | 0.020771 | FEC
HR | TYNDP2026 | HEV | 2040 | TWh | 195 | Sub_sector | Industry | Paper | Industry (paper) | Energetic | industry_paper_demand_heat_energetic | Heat | EU | Energy demand | 0 | FEC
HR | TYNDP2026 | HEV | 2040 | TWh | 196 | Sub_sector | Industry | Paper | Industry (paper) | Energetic | industry_paper_demand_biomass_energetic | Biomass | EU | Energy demand | 0.085352 | FEC
HR | TYNDP2026 | HEV | 2040 | TWh | 197 | Sub_sector | Industry | Paper | Industry (paper) | Energetic | industry_paper_demand_coal_energetic | Solids | EU | Energy demand | 0.0087166 | FEC
HR | TYNDP2026 | HEV | 2040 | TWh | 198 | Sub_sector | Industry | Paper | Industry (paper) | Energetic | industry_paper_demand_oil_energetic | Liquids | EU | Energy demand | 0 | FEC
HR | TYNDP2026 | HEV | 2040 | TWh | 199 | Sub_sector | Industry | Paper | Industry (paper) | Energetic | industry_paper_demand_others_energetic | Others | EU | Energy demand | 0 | FEC
HR | TYNDP2026 | HEV | 2040 | TWh | 200 | Sub_sector | Industry | Paper | Industry (paper) | Energetic | industry_paper_demand_ammonia_energetic | Ammonia | EU | Energy demand | 0 | FEC
HR | TYNDP2026 | HEV | 2040 | TWh | 202 | Sub_sector | Industry | Refineries | Industry (refineries, energetic) | Energetic | industry_refinery_demand_electricity_energetic | Electricity | EU | Energy demand | 0.1101 | not_included_in_FEC
HR | TYNDP2026 | HEV | 2040 | TWh | 203 | Sub_sector | Industry | Refineries | Industry (refineries, energetic) | Energetic | industry_refinery_demand_hydrogen_energetic | Hydrogen | EU | Energy demand | 0.33502 | not_included_in_FEC
HR | TYNDP2026 | HEV | 2040 | TWh | 204 | Sub_sector | Industry | Refineries | Industry (refineries, energetic) | Energetic | industry_refinery_demand_methane_energetic | Methane | EU | Energy demand | 0.46634 | not_included_in_FEC
HR | TYNDP2026 | HEV | 2040 | TWh | 205 | Sub_sector | Industry | Refineries | Industry (refineries, energetic) | Energetic | industry_refinery_demand_heat_energetic | Heat | EU | Energy demand | 0 | not_included_in_FEC
HR | TYNDP2026 | HEV | 2040 | TWh | 206 | Sub_sector | Industry | Refineries | Industry (refineries, energetic) | Energetic | industry_refinery_demand_biomass_energetic | Biomass | EU | Energy demand | 0 | not_included_in_FEC
HR | TYNDP2026 | HEV | 2040 | TWh | 207 | Sub_sector | Industry | Refineries | Industry (refineries, energetic) | Energetic | industry_refinery_demand_coal_energetic | Solids | EU | Energy demand | 0 | not_included_in_FEC
HR | TYNDP2026 | HEV | 2040 | TWh | 208 | Sub_sector | Industry | Refineries | Industry (refineries, energetic) | Energetic | industry_refinery_demand_oil_energetic | Liquids | EU | Energy demand | 0.75626 | not_included_in_FEC
HR | TYNDP2026 | HEV | 2040 | TWh | 209 | Sub_sector | Industry | Refineries | Industry (refineries, energetic) | Energetic | industry_refinery_demand_others_energetic | Others | EU | Energy demand | 0 | not_included_in_FEC
HR | TYNDP2026 | HEV | 2040 | TWh | 210 | Sub_sector | Industry | Refineries | Industry (refineries, energetic) | Energetic | industry_refinery_demand_ammonia_energetic | Ammonia | EU | Energy demand | 0 | not_included_in_FEC
HR | TYNDP2026 | HEV | 2040 | TWh | 212 | Sub_sector | Industry | Refineries | Industry (refineries, non-energetic) | Non-energetic | industry_refinery_demand_electricity_non_energetic | Electricity | EU | Energy demand | 0 | not_included_in_FEC
HR | TYNDP2026 | HEV | 2040 | TWh | 213 | Sub_sector | Industry | Refineries | Industry (refineries, non-energetic) | Non-energetic | industry_refinery_demand_hydrogen_non_energetic | Hydrogen | EU | Energy demand | 0 | not_included_in_FEC
HR | TYNDP2026 | HEV | 2040 | TWh | 214 | Sub_sector | Industry | Refineries | Industry (refineries, non-energetic) | Non-energetic | industry_refinery_demand_methane_non_energetic | Methane | EU | Energy demand | 0 | not_included_in_FEC
HR | TYNDP2026 | HEV | 2040 | TWh | 215 | Sub_sector | Industry | Refineries | Industry (refineries, non-energetic) | Non-energetic | industry_refinery_demand_heat_non_energetic | Heat | EU | Energy demand | 0 | not_included_in_FEC
HR | TYNDP2026 | HEV | 2040 | TWh | 216 | Sub_sector | Industry | Refineries | Industry (refineries, non-energetic) | Non-energetic | industry_refinery_demand_biomass_non_energetic | Biomass | EU | Energy demand | 0 | not_included_in_FEC
HR | TYNDP2026 | HEV | 2040 | TWh | 217 | Sub_sector | Industry | Refineries | Industry (refineries, non-energetic) | Non-energetic | industry_refinery_demand_coal_non_energetic | Solids | EU | Energy demand | 0 | not_included_in_FEC
HR | TYNDP2026 | HEV | 2040 | TWh | 218 | Sub_sector | Industry | Refineries | Industry (refineries, non-energetic) | Non-energetic | industry_refinery_demand_oil_non_energetic | Liquids | EU | Energy demand | 0 | not_included_in_FEC
HR | TYNDP2026 | HEV | 2040 | TWh | 219 | Sub_sector | Industry | Refineries | Industry (refineries, non-energetic) | Non-energetic | industry_refinery_demand_others_non_energetic | Others | EU | Energy demand | 0 | not_included_in_FEC
HR | TYNDP2026 | HEV | 2040 | TWh | 220 | Sub_sector | Industry | Refineries | Industry (refineries, non-energetic) | Non-energetic | industry_refinery_demand_ammonia_non_energetic | Ammonia | EU | Energy demand | 0 | not_included_in_FEC
HR | TYNDP2026 | HEV | 2040 | TWh | 222 | Sub_sector | Industry | Steel | Industry (steel) | Energetic | industry_steel_demand_electricity_energetic | Electricity | EU | Energy demand | 0.094654 | FEC
HR | TYNDP2026 | HEV | 2040 | TWh | 223 | Sub_sector | Industry | Steel | Industry (steel) | Energetic | industry_steel_demand_hydrogen_energetic | Hydrogen | EU | Energy demand | 0.059358 | FEC
HR | TYNDP2026 | HEV | 2040 | TWh | 224 | Sub_sector | Industry | Steel | Industry (steel) | Energetic | industry_steel_demand_methane_energetic | Methane | EU | Energy demand | 0.043977 | FEC
HR | TYNDP2026 | HEV | 2040 | TWh | 225 | Sub_sector | Industry | Steel | Industry (steel) | Energetic | industry_steel_demand_heat_energetic | Heat | EU | Energy demand | 0 | FEC
HR | TYNDP2026 | HEV | 2040 | TWh | 226 | Sub_sector | Industry | Steel | Industry (steel) | Energetic | industry_steel_demand_biomass_energetic | Biomass | EU | Energy demand | 4.53e-05 | FEC
HR | TYNDP2026 | HEV | 2040 | TWh | 227 | Sub_sector | Industry | Steel | Industry (steel) | Energetic | industry_steel_demand_coal_energetic | Solids | EU | Energy demand | 0.021793 | FEC
HR | TYNDP2026 | HEV | 2040 | TWh | 228 | Sub_sector | Industry | Steel | Industry (steel) | Energetic | industry_steel_demand_oil_energetic | Liquids | EU | Energy demand | 0.00026043 | FEC
HR | TYNDP2026 | HEV | 2040 | TWh | 229 | Sub_sector | Industry | Steel | Industry (steel) | Energetic | industry_steel_demand_others_energetic | Others | EU | Energy demand | 0 | FEC
HR | TYNDP2026 | HEV | 2040 | TWh | 230 | Sub_sector | Industry | Steel | Industry (steel) | Energetic | industry_steel_demand_ammonia_energetic | Ammonia | EU | Energy demand | 0 | FEC
HR | TYNDP2026 | HEV | 2040 | TWh | 232 | Sub_sector | Transport | Cars | Transport (cars) | Energetic | transport_cars_final_demand_electricity | Electricity | EU | Energy demand | 0.94604 | FEC
HR | TYNDP2026 | HEV | 2040 | TWh | 233 | Sub_sector | Transport | Cars | Transport (cars) | Energetic | transport_cars_final_demand_hydrogen | Hydrogen | EU | Energy demand | 0 | FEC
HR | TYNDP2026 | HEV | 2040 | TWh | 234 | Sub_sector | Transport | Cars | Transport (cars) | Energetic | transport_cars_final_demand_methane | Methane | EU | Energy demand | 0.063398 | FEC
HR | TYNDP2026 | HEV | 2040 | TWh | 235 | Sub_sector | Transport | Cars | Transport (cars) | Energetic | transport_cars_final_demand_heat | Heat | EU | Energy demand | 0 | FEC
HR | TYNDP2026 | HEV | 2040 | TWh | 236 | Sub_sector | Transport | Cars | Transport (cars) | Energetic | transport_cars_final_demand_biomass | Biomass | EU | Energy demand | 0 | FEC
HR | TYNDP2026 | HEV | 2040 | TWh | 237 | Sub_sector | Transport | Cars | Transport (cars) | Energetic | transport_cars_final_demand_coal | Solids | EU | Energy demand | 0 | FEC
HR | TYNDP2026 | HEV | 2040 | TWh | 238 | Sub_sector | Transport | Cars | Transport (cars) | Energetic | transport_cars_final_demand_oil | Liquids | EU | Energy demand | 15.0598 | FEC
HR | TYNDP2026 | HEV | 2040 | TWh | 239 | Sub_sector | Transport | Cars | Transport (cars) | Energetic | transport_cars_final_demand_other | Others | EU | Energy demand | 0 | FEC
HR | TYNDP2026 | HEV | 2040 | TWh | 240 | Sub_sector | Transport | Cars | Transport (cars) | Energetic | transport_cars_final_demand_ammonia | Ammonia | EU | Energy demand | 0 | FEC
HR | TYNDP2026 | HEV | 2040 | TWh | 242 | Sub_sector | Transport | Busses | Transport (busses) | Energetic | transport_busses_final_demand_electricity | Electricity | EU | Energy demand | 0.088709 | FEC
HR | TYNDP2026 | HEV | 2040 | TWh | 243 | Sub_sector | Transport | Busses | Transport (busses) | Energetic | transport_busses_final_demand_hydrogen | Hydrogen | EU | Energy demand | 0 | FEC
HR | TYNDP2026 | HEV | 2040 | TWh | 244 | Sub_sector | Transport | Busses | Transport (busses) | Energetic | transport_busses_final_demand_methane | Methane | EU | Energy demand | 0.011058 | FEC
HR | TYNDP2026 | HEV | 2040 | TWh | 245 | Sub_sector | Transport | Busses | Transport (busses) | Energetic | transport_busses_final_demand_heat | Heat | EU | Energy demand | 0 | FEC
HR | TYNDP2026 | HEV | 2040 | TWh | 246 | Sub_sector | Transport | Busses | Transport (busses) | Energetic | transport_busses_final_demand_biomass | Biomass | EU | Energy demand | 0 | FEC
HR | TYNDP2026 | HEV | 2040 | TWh | 247 | Sub_sector | Transport | Busses | Transport (busses) | Energetic | transport_busses_final_demand_coal | Solids | EU | Energy demand | 0 | FEC
HR | TYNDP2026 | HEV | 2040 | TWh | 248 | Sub_sector | Transport | Busses | Transport (busses) | Energetic | transport_busses_final_demand_oil | Liquids | EU | Energy demand | 1.5451 | FEC
HR | TYNDP2026 | HEV | 2040 | TWh | 249 | Sub_sector | Transport | Busses | Transport (busses) | Energetic | transport_busses_final_demand_other | Others | EU | Energy demand | 0 | FEC
HR | TYNDP2026 | HEV | 2040 | TWh | 250 | Sub_sector | Transport | Busses | Transport (busses) | Energetic | transport_busses_final_demand_ammonia | Ammonia | EU | Energy demand | 0 | FEC
HR | TYNDP2026 | HEV | 2040 | TWh | 252 | Sub_sector | Transport | Trucks | Transport (trucks) | Energetic | transport_trucks_final_demand_electricity | Electricity | EU | Energy demand | 0.073672 | FEC
HR | TYNDP2026 | HEV | 2040 | TWh | 253 | Sub_sector | Transport | Trucks | Transport (trucks) | Energetic | transport_trucks_final_demand_hydrogen | Hydrogen | EU | Energy demand | 0.13461 | FEC
HR | TYNDP2026 | HEV | 2040 | TWh | 254 | Sub_sector | Transport | Trucks | Transport (trucks) | Energetic | transport_trucks_final_demand_methane | Methane | EU | Energy demand | 0.14633 | FEC
HR | TYNDP2026 | HEV | 2040 | TWh | 255 | Sub_sector | Transport | Trucks | Transport (trucks) | Energetic | transport_trucks_final_demand_heat | Heat | EU | Energy demand | 0 | FEC
HR | TYNDP2026 | HEV | 2040 | TWh | 256 | Sub_sector | Transport | Trucks | Transport (trucks) | Energetic | transport_trucks_final_demand_biomass | Biomass | EU | Energy demand | 0 | FEC
HR | TYNDP2026 | HEV | 2040 | TWh | 257 | Sub_sector | Transport | Trucks | Transport (trucks) | Energetic | transport_trucks_final_demand_coal | Solids | EU | Energy demand | 0 | FEC
HR | TYNDP2026 | HEV | 2040 | TWh | 258 | Sub_sector | Transport | Trucks | Transport (trucks) | Energetic | transport_trucks_final_demand_oil | Liquids | EU | Energy demand | 4.7214 | FEC
HR | TYNDP2026 | HEV | 2040 | TWh | 259 | Sub_sector | Transport | Trucks | Transport (trucks) | Energetic | transport_trucks_final_demand_other | Others | EU | Energy demand | 0 | FEC
HR | TYNDP2026 | HEV | 2040 | TWh | 260 | Sub_sector | Transport | Trucks | Transport (trucks) | Energetic | transport_trucks_final_demand_ammonia | Ammonia | EU | Energy demand | 0 | FEC
HR | TYNDP2026 | HEV | 2040 | TWh | 262 | Sub_sector | Transport | Vans | Transport (vans) | Energetic | transport_vans_final_demand_electricity | Electricity | EU | Energy demand | 0.037827 | FEC
HR | TYNDP2026 | HEV | 2040 | TWh | 263 | Sub_sector | Transport | Vans | Transport (vans) | Energetic | transport_vans_final_demand_hydrogen | Hydrogen | EU | Energy demand | 7.52e-05 | FEC
HR | TYNDP2026 | HEV | 2040 | TWh | 264 | Sub_sector | Transport | Vans | Transport (vans) | Energetic | transport_vans_final_demand_methane | Methane | EU | Energy demand | 0.033699 | FEC
HR | TYNDP2026 | HEV | 2040 | TWh | 265 | Sub_sector | Transport | Vans | Transport (vans) | Energetic | transport_vans_final_demand_heat | Heat | EU | Energy demand | 0 | FEC
HR | TYNDP2026 | HEV | 2040 | TWh | 266 | Sub_sector | Transport | Vans | Transport (vans) | Energetic | transport_vans_final_demand_biomass | Biomass | EU | Energy demand | 0 | FEC
HR | TYNDP2026 | HEV | 2040 | TWh | 267 | Sub_sector | Transport | Vans | Transport (vans) | Energetic | transport_vans_final_demand_coal | Solids | EU | Energy demand | 0 | FEC
HR | TYNDP2026 | HEV | 2040 | TWh | 268 | Sub_sector | Transport | Vans | Transport (vans) | Energetic | transport_vans_final_demand_oil | Liquids | EU | Energy demand | 0.94186 | FEC
HR | TYNDP2026 | HEV | 2040 | TWh | 269 | Sub_sector | Transport | Vans | Transport (vans) | Energetic | transport_vans_final_demand_other | Others | EU | Energy demand | 0 | FEC
HR | TYNDP2026 | HEV | 2040 | TWh | 270 | Sub_sector | Transport | Vans | Transport (vans) | Energetic | transport_vans_final_demand_ammonia | Ammonia | EU | Energy demand | 0 | FEC
HR | TYNDP2026 | HEV | 2040 | TWh | 272 | Sub_sector | Transport | Freight trains | Transport (trains) | Energetic | transport_trains_final_demand_electricity | Electricity | EU | Energy demand | 0.44809 | FEC
HR | TYNDP2026 | HEV | 2040 | TWh | 273 | Sub_sector | Transport | Freight trains | Transport (trains) | Energetic | transport_trains_final_demand_hydrogen | Hydrogen | EU | Energy demand | 0 | FEC
HR | TYNDP2026 | HEV | 2040 | TWh | 274 | Sub_sector | Transport | Freight trains | Transport (trains) | Energetic | transport_trains_final_demand_methane | Methane | EU | Energy demand | 0 | FEC
HR | TYNDP2026 | HEV | 2040 | TWh | 275 | Sub_sector | Transport | Freight trains | Transport (trains) | Energetic | transport_trains_final_demand_heat | Heat | EU | Energy demand | 0 | FEC
HR | TYNDP2026 | HEV | 2040 | TWh | 276 | Sub_sector | Transport | Freight trains | Transport (trains) | Energetic | transport_trains_final_demand_biomass | Biomass | EU | Energy demand | 0 | FEC
HR | TYNDP2026 | HEV | 2040 | TWh | 277 | Sub_sector | Transport | Freight trains | Transport (trains) | Energetic | transport_trains_final_demand_coal | Solids | EU | Energy demand | 0 | FEC
HR | TYNDP2026 | HEV | 2040 | TWh | 278 | Sub_sector | Transport | Freight trains | Transport (trains) | Energetic | transport_trains_final_demand_oil | Liquids | EU | Energy demand | 0.24057 | FEC
HR | TYNDP2026 | HEV | 2040 | TWh | 279 | Sub_sector | Transport | Freight trains | Transport (trains) | Energetic | transport_trains_final_demand_other | Others | EU | Energy demand | 0 | FEC
HR | TYNDP2026 | HEV | 2040 | TWh | 280 | Sub_sector | Transport | Freight trains | Transport (trains) | Energetic | transport_trains_final_demand_ammonia | Ammonia | EU | Energy demand | 0 | FEC
HR | TYNDP2026 | HEV | 2040 | TWh | 282 | Sub_sector | Transport | Ships | Transport (ships) | Energetic | transport_ships_final_demand_electricity | Electricity | EU | Energy demand | 0 | FEC
HR | TYNDP2026 | HEV | 2040 | TWh | 283 | Sub_sector | Transport | Ships | Transport (ships) | Energetic | transport_ships_final_demand_hydrogen | Hydrogen | EU | Energy demand | 0.020705 | FEC
HR | TYNDP2026 | HEV | 2040 | TWh | 284 | Sub_sector | Transport | Ships | Transport (ships) | Energetic | transport_ships_final_demand_methane | Methane | EU | Energy demand | 0.15991 | FEC
HR | TYNDP2026 | HEV | 2040 | TWh | 285 | Sub_sector | Transport | Ships | Transport (ships) | Energetic | transport_ships_final_demand_heat | Heat | EU | Energy demand | 0 | FEC
HR | TYNDP2026 | HEV | 2040 | TWh | 286 | Sub_sector | Transport | Ships | Transport (ships) | Energetic | transport_ships_final_demand_biomass | Biomass | EU | Energy demand | 0 | FEC
HR | TYNDP2026 | HEV | 2040 | TWh | 287 | Sub_sector | Transport | Ships | Transport (ships) | Energetic | transport_ships_final_demand_coal | Solids | EU | Energy demand | 0 | FEC
HR | TYNDP2026 | HEV | 2040 | TWh | 288 | Sub_sector | Transport | Ships | Transport (ships) | Energetic | transport_ships_final_demand_oil | Liquids | EU | Energy demand | 0.1076 | FEC
HR | TYNDP2026 | HEV | 2040 | TWh | 289 | Sub_sector | Transport | Ships | Transport (ships) | Energetic | transport_ships_final_demand_other | Others | EU | Energy demand | 0 | FEC
HR | TYNDP2026 | HEV | 2040 | TWh | 290 | Sub_sector | Transport | Ships | Transport (ships) | Energetic | transport_ships_final_demand_ammonia | Ammonia | EU | Energy demand | 0 | FEC
HR | TYNDP2026 | HEV | 2040 | TWh | 292 | Sub_sector | Transport | Planes | Transport (planes) | Energetic | transport_planes_final_demand_electricity | Electricity | EU | Energy demand | 0.0049219 | FEC
HR | TYNDP2026 | HEV | 2040 | TWh | 293 | Sub_sector | Transport | Planes | Transport (planes) | Energetic | transport_planes_final_demand_hydrogen | Hydrogen | EU | Energy demand | 0.0062833 | FEC
HR | TYNDP2026 | HEV | 2040 | TWh | 294 | Sub_sector | Transport | Planes | Transport (planes) | Energetic | transport_planes_final_demand_methane | Methane | EU | Energy demand | 0 | FEC
HR | TYNDP2026 | HEV | 2040 | TWh | 295 | Sub_sector | Transport | Planes | Transport (planes) | Energetic | transport_planes_final_demand_heat | Heat | EU | Energy demand | 0 | FEC
HR | TYNDP2026 | HEV | 2040 | TWh | 296 | Sub_sector | Transport | Planes | Transport (planes) | Energetic | transport_planes_final_demand_biomass | Biomass | EU | Energy demand | 0 | FEC
HR | TYNDP2026 | HEV | 2040 | TWh | 297 | Sub_sector | Transport | Planes | Transport (planes) | Energetic | transport_planes_final_demand_coal | Solids | EU | Energy demand | 0 | FEC
HR | TYNDP2026 | HEV | 2040 | TWh | 298 | Sub_sector | Transport | Planes | Transport (planes) | Energetic | transport_planes_final_demand_oil | Liquids | EU | Energy demand | 0.035689 | FEC
HR | TYNDP2026 | HEV | 2040 | TWh | 299 | Sub_sector | Transport | Planes | Transport (planes) | Energetic | transport_planes_final_demand_other | Others | EU | Energy demand | 0 | FEC
HR | TYNDP2026 | HEV | 2040 | TWh | 300 | Sub_sector | Transport | Planes | Transport (planes) | Energetic | transport_planes_final_demand_ammonia | Ammonia | EU | Energy demand | 0 | FEC
HR | TYNDP2026 | HEV | 2040 | TWh | 302 | Sub_sector | Transport | Others | Transport (others) | Energetic | transport_other_final_demand_electricity | Electricity | EU | Energy demand | 0.0044981 | FEC
HR | TYNDP2026 | HEV | 2040 | TWh | 303 | Sub_sector | Transport | Others | Transport (others) | Energetic | transport_other_final_demand_hydrogen | Hydrogen | EU | Energy demand | 0 | FEC
HR | TYNDP2026 | HEV | 2040 | TWh | 304 | Sub_sector | Transport | Others | Transport (others) | Energetic | transport_other_final_demand_methane | Methane | EU | Energy demand | 0 | FEC
HR | TYNDP2026 | HEV | 2040 | TWh | 305 | Sub_sector | Transport | Others | Transport (others) | Energetic | transport_other_final_demand_heat | Heat | EU | Energy demand | 0 | FEC
HR | TYNDP2026 | HEV | 2040 | TWh | 306 | Sub_sector | Transport | Others | Transport (others) | Energetic | transport_other_final_demand_biomass | Biomass | EU | Energy demand | 0 | FEC
HR | TYNDP2026 | HEV | 2040 | TWh | 307 | Sub_sector | Transport | Others | Transport (others) | Energetic | transport_other_final_demand_coal | Solids | EU | Energy demand | 0 | FEC
HR | TYNDP2026 | HEV | 2040 | TWh | 308 | Sub_sector | Transport | Others | Transport (others) | Energetic | transport_other_final_demand_oil | Liquids | EU | Energy demand | 0.18011 | FEC
HR | TYNDP2026 | HEV | 2040 | TWh | 309 | Sub_sector | Transport | Others | Transport (others) | Energetic | transport_other_final_demand_other | Others | EU | Energy demand | 0 | FEC
HR | TYNDP2026 | HEV | 2040 | TWh | 310 | Sub_sector | Transport | Others | Transport (others) | Energetic | transport_other_final_demand_ammonia | Ammonia | EU | Energy demand | 0 | FEC
HR | TYNDP2026 | HEV | 2040 | TWh | 312 | Sub_sector | International transport | International aviation | Transport (int. aviation) | Energetic | transport_int_aviation_final_demand_electricity | Electricity | EU | Energy demand | 0 | FEC
HR | TYNDP2026 | HEV | 2040 | TWh | 313 | Sub_sector | International transport | International aviation | Transport (int. aviation) | Energetic | transport_int_aviation_final_demand_hydrogen | Hydrogen | EU | Energy demand | 0 | FEC
HR | TYNDP2026 | HEV | 2040 | TWh | 314 | Sub_sector | International transport | International aviation | Transport (int. aviation) | Energetic | transport_int_aviation_final_demand_methane | Methane | EU | Energy demand | 0 | FEC
HR | TYNDP2026 | HEV | 2040 | TWh | 315 | Sub_sector | International transport | International aviation | Transport (int. aviation) | Energetic | transport_int_aviation_final_demand_heat | Heat | EU | Energy demand | 0 | FEC
HR | TYNDP2026 | HEV | 2040 | TWh | 316 | Sub_sector | International transport | International aviation | Transport (int. aviation) | Energetic | transport_int_aviation_final_demand_biofuels | Biomass | EU | Energy demand | 0 | FEC
HR | TYNDP2026 | HEV | 2040 | TWh | 317 | Sub_sector | International transport | International aviation | Transport (int. aviation) | Energetic | transport_int_aviation_final_demand_coal | Solids | EU | Energy demand | 0 | FEC
HR | TYNDP2026 | HEV | 2040 | TWh | 318 | Sub_sector | International transport | International aviation | Transport (int. aviation) | Energetic | transport_int_aviation_final_demand_oil | Liquids | EU | Energy demand | 2.0388 | FEC
HR | TYNDP2026 | HEV | 2040 | TWh | 319 | Sub_sector | International transport | International aviation | Transport (int. aviation) | Energetic | transport_int_aviation_final_demand_other | Others | EU | Energy demand | 0 | FEC
HR | TYNDP2026 | HEV | 2040 | TWh | 320 | Sub_sector | International transport | International aviation | Transport (int. aviation) | Energetic | transport_int_aviation_final_demand_ammonia | Ammonia | EU | Energy demand | 0 | FEC
HR | TYNDP2026 | HEV | 2040 | TWh | 322 | Sub_sector | International transport | International shipping | Transport (int. shipping) | Energetic | transport_int_shipping_final_demand_electricity | Electricity | EU | Energy demand | 0 | not_included_in_FEC
HR | TYNDP2026 | HEV | 2040 | TWh | 323 | Sub_sector | International transport | International shipping | Transport (int. shipping) | Energetic | transport_int_shipping_final_demand_hydrogen | Hydrogen | EU | Energy demand | 0.039456 | not_included_in_FEC
HR | TYNDP2026 | HEV | 2040 | TWh | 324 | Sub_sector | International transport | International shipping | Transport (int. shipping) | Energetic | transport_int_shipping_final_demand_methane | Methane | EU | Energy demand | 0.12048 | not_included_in_FEC
HR | TYNDP2026 | HEV | 2040 | TWh | 325 | Sub_sector | International transport | International shipping | Transport (int. shipping) | Energetic | transport_int_shipping_final_demand_heat | Heat | EU | Energy demand | 0 | not_included_in_FEC
HR | TYNDP2026 | HEV | 2040 | TWh | 326 | Sub_sector | International transport | International shipping | Transport (int. shipping) | Energetic | transport_int_shipping_final_demand_biofuels | Biomass | EU | Energy demand | 0 | not_included_in_FEC
HR | TYNDP2026 | HEV | 2040 | TWh | 327 | Sub_sector | International transport | International shipping | Transport (int. shipping) | Energetic | transport_int_shipping_final_demand_coal | Solids | EU | Energy demand | 0 | not_included_in_FEC
HR | TYNDP2026 | HEV | 2040 | TWh | 328 | Sub_sector | International transport | International shipping | Transport (int. shipping) | Energetic | transport_int_shipping_final_demand_oil | Liquids | EU | Energy demand | 0.080294 | not_included_in_FEC
HR | TYNDP2026 | HEV | 2040 | TWh | 329 | Sub_sector | International transport | International shipping | Transport (int. shipping) | Energetic | transport_int_shipping_final_demand_other | Others | EU | Energy demand | 0 | not_included_in_FEC
HR | TYNDP2026 | HEV | 2040 | TWh | 330 | Sub_sector | International transport | International shipping | Transport (int. shipping) | Energetic | transport_int_shipping_final_demand_ammonia | Ammonia | EU | Energy demand | 0 | not_included_in_FEC
HR | TYNDP2026 | HEV | 2040 | TWh | 332 | Sub_sector | Households | Space heating | Households (heating) | Energetic | households_heating_final_demand_electricity | Electricity | EU | Energy demand | 1.8843 | FEC
HR | TYNDP2026 | HEV | 2040 | TWh | 333 | Sub_sector | Households | Space heating | Households (heating) | Energetic | households_heating_final_demand_hydrogen | Hydrogen | EU | Energy demand | 0.8117 | FEC
HR | TYNDP2026 | HEV | 2040 | TWh | 334 | Sub_sector | Households | Space heating | Households (heating) | Energetic | households_heating_final_demand_methane | Methane | EU | Energy demand | 1.0002 | FEC
HR | TYNDP2026 | HEV | 2040 | TWh | 335 | Sub_sector | Households | Space heating | Households (heating) | Energetic | households_heating_final_demand_heat | Heat | EU | Energy demand | 2.3137 | FEC
HR | TYNDP2026 | HEV | 2040 | TWh | 336 | Sub_sector | Households | Space heating | Households (heating) | Energetic | households_heating_final_demand_biomass | Biomass | EU | Energy demand | 4.8898 | FEC
HR | TYNDP2026 | HEV | 2040 | TWh | 337 | Sub_sector | Households | Space heating | Households (heating) | Energetic | households_heating_final_demand_coal | Solids | EU | Energy demand | 0.0097791 | FEC
HR | TYNDP2026 | HEV | 2040 | TWh | 338 | Sub_sector | Households | Space heating | Households (heating) | Energetic | households_heating_final_demand_oil | Liquids | EU | Energy demand | 0.23239 | FEC
HR | TYNDP2026 | HEV | 2040 | TWh | 339 | Sub_sector | Households | Space heating | Households (heating) | Energetic | households_heating_final_demand_other | Others | EU | Energy demand | 0.32485 | FEC
HR | TYNDP2026 | HEV | 2040 | TWh | 340 | Sub_sector | Households | Space heating | Households (heating) | Energetic | households_heating_final_demand_ammonia | Ammonia | EU | Energy demand | 0 | FEC
HR | TYNDP2026 | HEV | 2040 | TWh | 343 | Sub_sector | Households | Cooling | Households (cooling) | Energetic | households_cooling_final_demand_electricity | Electricity | EU | Energy demand | 0.5181 | FEC
HR | TYNDP2026 | HEV | 2040 | TWh | 344 | Sub_sector | Households | Cooling | Households (cooling) | Energetic | households_cooling_final_demand_hydrogen | Hydrogen | EU | Energy demand | 0 | FEC
HR | TYNDP2026 | HEV | 2040 | TWh | 345 | Sub_sector | Households | Cooling | Households (cooling) | Energetic | households_cooling_final_demand_methane | Methane | EU | Energy demand | 0 | FEC
HR | TYNDP2026 | HEV | 2040 | TWh | 346 | Sub_sector | Households | Cooling | Households (cooling) | Energetic | households_cooling_final_demand_heat | Heat | EU | Energy demand | 0 | FEC
HR | TYNDP2026 | HEV | 2040 | TWh | 347 | Sub_sector | Households | Cooling | Households (cooling) | Energetic | households_cooling_final_demand_biomass | Biomass | EU | Energy demand | 0 | FEC
HR | TYNDP2026 | HEV | 2040 | TWh | 348 | Sub_sector | Households | Cooling | Households (cooling) | Energetic | households_cooling_final_demand_coal | Solids | EU | Energy demand | 0 | FEC
HR | TYNDP2026 | HEV | 2040 | TWh | 349 | Sub_sector | Households | Cooling | Households (cooling) | Energetic | households_cooling_final_demand_oil | Liquids | EU | Energy demand | 0 | FEC
HR | TYNDP2026 | HEV | 2040 | TWh | 350 | Sub_sector | Households | Cooling | Households (cooling) | Energetic | households_cooling_final_demand_other | Others | EU | Energy demand | 0 | FEC
HR | TYNDP2026 | HEV | 2040 | TWh | 351 | Sub_sector | Households | Cooling | Households (cooling) | Energetic | households_cooling_final_demand_ammonia | Ammonia | EU | Energy demand | 0 | FEC
HR | TYNDP2026 | HEV | 2040 | TWh | 354 | Sub_sector | Households | Hot water | Households (hot water) | Energetic | households_hot_water_final_demand_electricity | Electricity | EU | Energy demand | 0.45728 | FEC
HR | TYNDP2026 | HEV | 2040 | TWh | 355 | Sub_sector | Households | Hot water | Households (hot water) | Energetic | households_hot_water_final_demand_hydrogen | Hydrogen | EU | Energy demand | 0.25685 | FEC
HR | TYNDP2026 | HEV | 2040 | TWh | 356 | Sub_sector | Households | Hot water | Households (hot water) | Energetic | households_hot_water_final_demand_methane | Methane | EU | Energy demand | 0.46173 | FEC
HR | TYNDP2026 | HEV | 2040 | TWh | 357 | Sub_sector | Households | Hot water | Households (hot water) | Energetic | households_hot_water_final_demand_heat | Heat | EU | Energy demand | 0.26229 | FEC
HR | TYNDP2026 | HEV | 2040 | TWh | 358 | Sub_sector | Households | Hot water | Households (hot water) | Energetic | households_hot_water_final_demand_biomass | Biomass | EU | Energy demand | 0.58499 | FEC
HR | TYNDP2026 | HEV | 2040 | TWh | 359 | Sub_sector | Households | Hot water | Households (hot water) | Energetic | households_hot_water_final_demand_coal | Solids | EU | Energy demand | 0.00092661 | FEC
HR | TYNDP2026 | HEV | 2040 | TWh | 360 | Sub_sector | Households | Hot water | Households (hot water) | Energetic | households_hot_water_final_demand_oil | Liquids | EU | Energy demand | 0.02202 | FEC
HR | TYNDP2026 | HEV | 2040 | TWh | 361 | Sub_sector | Households | Hot water | Households (hot water) | Energetic | households_hot_water_final_demand_other | Others | EU | Energy demand | 0.19372 | FEC
HR | TYNDP2026 | HEV | 2040 | TWh | 362 | Sub_sector | Households | Hot water | Households (hot water) | Energetic | households_hot_water_final_demand_ammonia | Ammonia | EU | Energy demand | 0 | FEC
HR | TYNDP2026 | HEV | 2040 | TWh | 365 | Sub_sector | Households | Appliances | Households (appliances) | Energetic | households_appliances_final_demand_electricity | Electricity | EU | Energy demand | 2.5274 | FEC
HR | TYNDP2026 | HEV | 2040 | TWh | 366 | Sub_sector | Households | Appliances | Households (appliances) | Energetic | households_appliances_final_demand_hydrogen | Hydrogen | EU | Energy demand | 0 | FEC
HR | TYNDP2026 | HEV | 2040 | TWh | 367 | Sub_sector | Households | Appliances | Households (appliances) | Energetic | households_appliances_final_demand_methane | Methane | EU | Energy demand | 0.51026 | FEC
HR | TYNDP2026 | HEV | 2040 | TWh | 368 | Sub_sector | Households | Appliances | Households (appliances) | Energetic | households_appliances_final_demand_heat | Heat | EU | Energy demand | 0 | FEC
HR | TYNDP2026 | HEV | 2040 | TWh | 369 | Sub_sector | Households | Appliances | Households (appliances) | Energetic | households_appliances_final_demand_biomass | Biomass | EU | Energy demand | 0.025411 | FEC
HR | TYNDP2026 | HEV | 2040 | TWh | 370 | Sub_sector | Households | Appliances | Households (appliances) | Energetic | households_appliances_final_demand_coal | Solids | EU | Energy demand | 0 | FEC
HR | TYNDP2026 | HEV | 2040 | TWh | 371 | Sub_sector | Households | Appliances | Households (appliances) | Energetic | households_appliances_final_demand_oil | Liquids | EU | Energy demand | 0 | FEC
HR | TYNDP2026 | HEV | 2040 | TWh | 372 | Sub_sector | Households | Appliances | Households (appliances) | Energetic | households_appliances_final_demand_other | Others | EU | Energy demand | 0 | FEC
HR | TYNDP2026 | HEV | 2040 | TWh | 373 | Sub_sector | Households | Appliances | Households (appliances) | Energetic | households_appliances_final_demand_ammonia | Ammonia | EU | Energy demand | 0 | FEC
HR | TYNDP2026 | HEV | 2040 | TWh | 375 | Sub_sector | Buildings | Space heating | Buildings (heat) | Energetic | buildings_heat_final_demand_electricity | Electricity | EU | Energy demand | 1.3508 | FEC
HR | TYNDP2026 | HEV | 2040 | TWh | 376 | Sub_sector | Buildings | Space heating | Buildings (heat) | Energetic | buildings_heat_final_demand_hydrogen | Hydrogen | EU | Energy demand | 0.28775 | FEC
HR | TYNDP2026 | HEV | 2040 | TWh | 377 | Sub_sector | Buildings | Space heating | Buildings (heat) | Energetic | buildings_heat_final_demand_methane | Methane | EU | Energy demand | 0.47265 | FEC
HR | TYNDP2026 | HEV | 2040 | TWh | 378 | Sub_sector | Buildings | Space heating | Buildings (heat) | Energetic | buildings_heat_final_demand_heat | Heat | EU | Energy demand | 0.73486 | FEC
HR | TYNDP2026 | HEV | 2040 | TWh | 379 | Sub_sector | Buildings | Space heating | Buildings (heat) | Energetic | buildings_heat_final_demand_biomass | Biomass | EU | Energy demand | 0.30099 | FEC
HR | TYNDP2026 | HEV | 2040 | TWh | 380 | Sub_sector | Buildings | Space heating | Buildings (heat) | Energetic | buildings_heat_final_demand_coal | Solids | EU | Energy demand | 0 | FEC
HR | TYNDP2026 | HEV | 2040 | TWh | 381 | Sub_sector | Buildings | Space heating | Buildings (heat) | Energetic | buildings_heat_final_demand_oil | Liquids | EU | Energy demand | 0.11744 | FEC
HR | TYNDP2026 | HEV | 2040 | TWh | 382 | Sub_sector | Buildings | Space heating | Buildings (heat) | Energetic | buildings_heat_final_demand_other | Others | EU | Energy demand | 0.0070056 | FEC
HR | TYNDP2026 | HEV | 2040 | TWh | 383 | Sub_sector | Buildings | Space heating | Buildings (heat) | Energetic | buildings_heat_final_demand_ammonia | Ammonia | EU | Energy demand | 0 | FEC
HR | TYNDP2026 | HEV | 2040 | TWh | 386 | Sub_sector | Buildings | Cooling | Buildings (cooling) | Energetic | buildings_cooling_final_demand_electricity | Electricity | EU | Energy demand | 0.63623 | FEC
HR | TYNDP2026 | HEV | 2040 | TWh | 387 | Sub_sector | Buildings | Cooling | Buildings (cooling) | Energetic | buildings_cooling_final_demand_hydrogen | Hydrogen | EU | Energy demand | 0 | FEC
HR | TYNDP2026 | HEV | 2040 | TWh | 388 | Sub_sector | Buildings | Cooling | Buildings (cooling) | Energetic | buildings_cooling_final_demand_methane | Methane | EU | Energy demand | 0 | FEC
HR | TYNDP2026 | HEV | 2040 | TWh | 389 | Sub_sector | Buildings | Cooling | Buildings (cooling) | Energetic | buildings_cooling_final_demand_heat | Heat | EU | Energy demand | 0 | FEC
HR | TYNDP2026 | HEV | 2040 | TWh | 390 | Sub_sector | Buildings | Cooling | Buildings (cooling) | Energetic | buildings_cooling_final_demand_biomass | Biomass | EU | Energy demand | 0 | FEC
HR | TYNDP2026 | HEV | 2040 | TWh | 391 | Sub_sector | Buildings | Cooling | Buildings (cooling) | Energetic | buildings_cooling_final_demand_coal | Solids | EU | Energy demand | 0 | FEC
HR | TYNDP2026 | HEV | 2040 | TWh | 392 | Sub_sector | Buildings | Cooling | Buildings (cooling) | Energetic | buildings_cooling_final_demand_oil | Liquids | EU | Energy demand | 0 | FEC
HR | TYNDP2026 | HEV | 2040 | TWh | 393 | Sub_sector | Buildings | Cooling | Buildings (cooling) | Energetic | buildings_cooling_final_demand_other | Others | EU | Energy demand | 0 | FEC
HR | TYNDP2026 | HEV | 2040 | TWh | 394 | Sub_sector | Buildings | Cooling | Buildings (cooling) | Energetic | buildings_cooling_final_demand_ammonia | Ammonia | EU | Energy demand | 0 | FEC
HR | TYNDP2026 | HEV | 2040 | TWh | 397 | Sub_sector | Buildings | Appliances | Buildings (appliances) | Energetic | buildings_appliances_final_demand_electricity | Electricity | EU | Energy demand | 3.1538 | FEC
HR | TYNDP2026 | HEV | 2040 | TWh | 398 | Sub_sector | Buildings | Appliances | Buildings (appliances) | Energetic | buildings_appliances_final_demand_hydrogen | Hydrogen | EU | Energy demand | 0 | FEC
HR | TYNDP2026 | HEV | 2040 | TWh | 399 | Sub_sector | Buildings | Appliances | Buildings (appliances) | Energetic | buildings_appliances_final_demand_methane | Methane | EU | Energy demand | 0.60749 | FEC
HR | TYNDP2026 | HEV | 2040 | TWh | 400 | Sub_sector | Buildings | Appliances | Buildings (appliances) | Energetic | buildings_appliances_final_demand_heat | Heat | EU | Energy demand | 0 | FEC
HR | TYNDP2026 | HEV | 2040 | TWh | 401 | Sub_sector | Buildings | Appliances | Buildings (appliances) | Energetic | buildings_appliances_final_demand_biomass | Biomass | EU | Energy demand | 0 | FEC
HR | TYNDP2026 | HEV | 2040 | TWh | 402 | Sub_sector | Buildings | Appliances | Buildings (appliances) | Energetic | buildings_appliances_final_demand_coal | Solids | EU | Energy demand | 0 | FEC
HR | TYNDP2026 | HEV | 2040 | TWh | 403 | Sub_sector | Buildings | Appliances | Buildings (appliances) | Energetic | buildings_appliances_final_demand_oil | Liquids | EU | Energy demand | 0 | FEC
HR | TYNDP2026 | HEV | 2040 | TWh | 404 | Sub_sector | Buildings | Appliances | Buildings (appliances) | Energetic | buildings_appliances_final_demand_other | Others | EU | Energy demand | 0 | FEC
HR | TYNDP2026 | HEV | 2040 | TWh | 405 | Sub_sector | Buildings | Appliances | Buildings (appliances) | Energetic | buildings_appliances_final_demand_ammonia | Ammonia | EU | Energy demand | 0 | FEC
HR | TYNDP2026 | HEV | 2040 | TWh | 407 | Sub_sector | Buildings | Datacenters | Datacenters & ICT | Energetic | datacentres_final_demand_electricity_energetic | Electricity | EU | Energy demand | 1.2126 | FEC
HR | TYNDP2026 | HEV | 2040 | TWh | 408 | Sub_sector | Buildings | Datacenters | Datacenters & ICT | Energetic | datacentres_final_demand_hydrogen_energetic | Hydrogen | EU | Energy demand | 0 | FEC
HR | TYNDP2026 | HEV | 2040 | TWh | 409 | Sub_sector | Buildings | Datacenters | Datacenters & ICT | Energetic | datacentres_final_demand_methane_energetic | Methane | EU | Energy demand | 0 | FEC
HR | TYNDP2026 | HEV | 2040 | TWh | 410 | Sub_sector | Buildings | Datacenters | Datacenters & ICT | Energetic | datacentres_final_demand_heat_energetic | Heat | EU | Energy demand | 0 | FEC
HR | TYNDP2026 | HEV | 2040 | TWh | 411 | Sub_sector | Buildings | Datacenters | Datacenters & ICT | Energetic | datacentres_final_demand_biomass_energetic | Biomass | EU | Energy demand | 0 | FEC
HR | TYNDP2026 | HEV | 2040 | TWh | 412 | Sub_sector | Buildings | Datacenters | Datacenters & ICT | Energetic | datacentres_final_demand_coal_energetic | Solids | EU | Energy demand | 0 | FEC
HR | TYNDP2026 | HEV | 2040 | TWh | 413 | Sub_sector | Buildings | Datacenters | Datacenters & ICT | Energetic | datacentres_final_demand_oil_energetic | Liquids | EU | Energy demand | 0 | FEC
HR | TYNDP2026 | HEV | 2040 | TWh | 414 | Sub_sector | Buildings | Datacenters | Datacenters & ICT | Energetic | datacentres_final_demand_other_energetic | Others | EU | Energy demand | 0 | FEC
HR | TYNDP2026 | HEV | 2040 | TWh | 415 | Sub_sector | Buildings | Datacenters | Datacenters & ICT | Energetic | datacentres_final_demand_ammonia_energetic | Ammonia | EU | Energy demand | 0 | FEC
HR | TYNDP2026 | HEV | 2040 | TWh | 417 | Sub_sector | Transport | Others_Sector | Others_Sector | Energetic | other_final_demand_electricity_energetic | Electricity | EU | Energy demand | 0 | FEC
HR | TYNDP2026 | HEV | 2040 | TWh | 418 | Sub_sector | Transport | Others_Sector | Others_Sector | Energetic | other_final_demand_hydrogen_energetic | Hydrogen | EU | Energy demand | 0 | FEC
HR | TYNDP2026 | HEV | 2040 | TWh | 419 | Sub_sector | Transport | Pipeline Transport | Others_Sector | Energetic | other_final_demand_methane_energetic | Methane | EU | Energy demand | 0.0315 | FEC
HR | TYNDP2026 | HEV | 2040 | TWh | 420 | Sub_sector | Transport | Others_Sector | Others_Sector | Energetic | other_final_demand_heat_energetic | Heat | EU | Energy demand | 0 | FEC
HR | TYNDP2026 | HEV | 2040 | TWh | 421 | Sub_sector | Transport | Others_Sector | Others_Sector | Energetic | other_final_demand_biomass_energetic | Biomass | EU | Energy demand | 0 | FEC
HR | TYNDP2026 | HEV | 2040 | TWh | 422 | Sub_sector | Transport | Others_Sector | Others_Sector | Energetic | other_final_demand_coal_energetic | Solids | EU | Energy demand | 0 | FEC
HR | TYNDP2026 | HEV | 2040 | TWh | 423 | Sub_sector | Transport | Others_Sector | Others_Sector | Energetic | other_final_demand_oil_energetic | Liquids | EU | Energy demand | 0 | FEC
HR | TYNDP2026 | HEV | 2040 | TWh | 424 | Sub_sector | Others_Sector | Others_Sector | Others_Sector | Non-energetic | other_final_demand_oil_non_energetic | Liquids | EU | Energy demand | 0.21589 | not_included_in_FEC
HR | TYNDP2026 | HEV | 2040 | TWh | 425 | Sub_sector | Transport | Others_Sector | Others_Sector | Energetic | other_final_demand_other_energetic | Others | EU | Energy demand | 0 | FEC
HR | TYNDP2026 | HEV | 2040 | TWh | 426 | Sub_sector | Transport | Others_Sector | Others_Sector | Energetic | other_final_demand_ammonia_energetic | Ammonia | EU | Energy demand | 0 | FEC
HR | TYNDP2026 | HEV | 2040 | TWh | 427 | Sub_sector | Industry | Surplus_Heat_in_Industry | Surplus_Heat_in_Industry | Energetic | final_demand_of_industry_unused_local_production_steam_hot_water | Heat | EU | Energy demand | 0 | FEC
HR | TYNDP2026 | HEV | 2040 | TWh | 429 | Sub_sector | Agriculture | Total | Agriculture | Energetic | agriculture_final_demand_electricity_energetic | Electricity | EU | Energy demand | 0.1682 | FEC
HR | TYNDP2026 | HEV | 2040 | TWh | 430 | Sub_sector | Agriculture | Total | Agriculture | Energetic | agriculture_final_demand_hydrogen_energetic | Hydrogen | EU | Energy demand | 0 | FEC
HR | TYNDP2026 | HEV | 2040 | TWh | 431 | Sub_sector | Agriculture | Total | Agriculture | Energetic | agriculture_final_demand_methane_energetic | Methane | EU | Energy demand | 0.53758 | FEC
HR | TYNDP2026 | HEV | 2040 | TWh | 432 | Sub_sector | Agriculture | Total | Agriculture | Energetic | agriculture_final_demand_heat_energetic | Heat | EU | Energy demand | 0.07819 | FEC
HR | TYNDP2026 | HEV | 2040 | TWh | 433 | Sub_sector | Agriculture | Total | Agriculture | Energetic | agriculture_final_demand_biomass_energetic | Biomass | EU | Energy demand | 0.11601 | FEC
HR | TYNDP2026 | HEV | 2040 | TWh | 434 | Sub_sector | Agriculture | Total | Agriculture | Energetic | agriculture_final_demand_coal_energetic | Solids | EU | Energy demand | 0 | FEC
HR | TYNDP2026 | HEV | 2040 | TWh | 435 | Sub_sector | Agriculture | Total | Agriculture | Energetic | agriculture_final_demand_oil_energetic | Liquids | EU | Energy demand | 1.6426 | FEC
HR | TYNDP2026 | HEV | 2040 | TWh | 436 | Sub_sector | Agriculture | Total | Agriculture | Energetic | agriculture_final_demand_other_energetic | Others | EU | Energy demand | 0 | FEC
HR | TYNDP2026 | HEV | 2040 | TWh | 437 | Sub_sector | Agriculture | Total | Agriculture | Energetic | agriculture_final_demand_ammonia_energetic | Ammonia | EU | Energy demand | 0 | FEC
HR | TYNDP2026 | HEV | 2040 | TWh | 447 | Sub_sector | Buildings | Surplus Energy | Buildings | Energetic | GAP | Electricity | EU | Energy demand | 0 | FEC
HR | TYNDP2026 | HEV | 2040 | TWh | 448 | Sub_sector | Buildings | Surplus Energy | Buildings | Energetic | GAP | Hydrogen | EU | Energy demand | 0 | FEC
HR | TYNDP2026 | HEV | 2040 | TWh | 449 | Sub_sector | Buildings | Surplus Energy | Buildings | Energetic | GAP | Methane | EU | Energy demand | 0 | FEC
HR | TYNDP2026 | HEV | 2040 | TWh | 450 | Sub_sector | Buildings | Surplus Energy | Buildings | Energetic | GAP | Heat | EU | Energy demand | 0 | FEC
HR | TYNDP2026 | HEV | 2040 | TWh | 451 | Sub_sector | Buildings | Surplus Energy | Buildings | Energetic | GAP | Biomass | EU | Energy demand | 0.015105 | FEC
HR | TYNDP2026 | HEV | 2040 | TWh | 452 | Sub_sector | Buildings | Surplus Energy | Buildings | Energetic | GAP | Solids | EU | Energy demand | 0 | FEC
HR | TYNDP2026 | HEV | 2040 | TWh | 453 | Sub_sector | Buildings | Surplus Energy | Buildings | Energetic | GAP | Liquids | EU | Energy demand | 0.12129 | FEC
HR | TYNDP2026 | HEV | 2040 | TWh | 454 | Sub_sector | Buildings | Surplus Energy | Buildings | Energetic | GAP | Others | EU | Energy demand | 0 | FEC
HR | TYNDP2026 | HEV | 2040 | TWh | 455 | Sub_sector | Buildings | Surplus Energy | Buildings | Energetic | GAP | Ammonia | EU | Energy demand | 0 | FEC
HR | TYNDP2026 | HEV | 2040 | TWh | 456 | Sub_sector | Households | Surplus Energy | Households | Energetic | GAP | Electricity | EU | Energy demand | 0 | FEC
HR | TYNDP2026 | HEV | 2040 | TWh | 457 | Sub_sector | Households | Surplus Energy | Households | Energetic | GAP | Hydrogen | EU | Energy demand | 0 | FEC
HR | TYNDP2026 | HEV | 2040 | TWh | 458 | Sub_sector | Households | Surplus Energy | Households | Energetic | GAP | Methane | EU | Energy demand | 0 | FEC
HR | TYNDP2026 | HEV | 2040 | TWh | 459 | Sub_sector | Households | Surplus Energy | Households | Energetic | GAP | Heat | EU | Energy demand | 0 | FEC
HR | TYNDP2026 | HEV | 2040 | TWh | 460 | Sub_sector | Households | Surplus Energy | Households | Energetic | GAP | Biomass | EU | Energy demand | 0 | FEC
HR | TYNDP2026 | HEV | 2040 | TWh | 461 | Sub_sector | Households | Surplus Energy | Households | Energetic | GAP | Solids | EU | Energy demand | 0 | FEC
HR | TYNDP2026 | HEV | 2040 | TWh | 462 | Sub_sector | Households | Surplus Energy | Households | Energetic | GAP | Liquids | EU | Energy demand | 0 | FEC
HR | TYNDP2026 | HEV | 2040 | TWh | 463 | Sub_sector | Households | Surplus Energy | Households | Energetic | GAP | Others | EU | Energy demand | 0 | FEC
HR | TYNDP2026 | HEV | 2040 | TWh | 464 | Sub_sector | Households | Surplus Energy | Households | Energetic | GAP | Ammonia | EU | Energy demand | 0 | FEC
HR | TYNDP2026 | LEV | 2035 | TWh | 102 | Sub_sector | Industry | Aluminium | Industry (aluminium) | Energetic | industry_aluminium_demand_electricity_energetic | Electricity | EU | Energy demand | 0 | FEC
HR | TYNDP2026 | LEV | 2035 | TWh | 103 | Sub_sector | Industry | Aluminium | Industry (aluminium) | Energetic | industry_aluminium_demand_hydrogen_energetic | Hydrogen | EU | Energy demand | 0 | FEC
HR | TYNDP2026 | LEV | 2035 | TWh | 104 | Sub_sector | Industry | Aluminium | Industry (aluminium) | Energetic | industry_aluminium_demand_methane_energetic | Methane | EU | Energy demand | 0 | FEC
HR | TYNDP2026 | LEV | 2035 | TWh | 105 | Sub_sector | Industry | Aluminium | Industry (aluminium) | Energetic | industry_aluminium_demand_heat_energetic | Heat | EU | Energy demand | 0 | FEC
HR | TYNDP2026 | LEV | 2035 | TWh | 106 | Sub_sector | Industry | Aluminium | Industry (aluminium) | Energetic | industry_aluminium_demand_biomass_energetic | Biomass | EU | Energy demand | 0 | FEC
HR | TYNDP2026 | LEV | 2035 | TWh | 107 | Sub_sector | Industry | Aluminium | Industry (aluminium) | Energetic | industry_aluminium_demand_coal_energetic | Solids | EU | Energy demand | 0 | FEC
HR | TYNDP2026 | LEV | 2035 | TWh | 108 | Sub_sector | Industry | Aluminium | Industry (aluminium) | Energetic | industry_aluminium_demand_oil_energetic | Liquids | EU | Energy demand | 0 | FEC
HR | TYNDP2026 | LEV | 2035 | TWh | 109 | Sub_sector | Industry | Aluminium | Industry (aluminium) | Energetic | industry_aluminium_demand_others_energetic | Others | EU | Energy demand | 0 | FEC
HR | TYNDP2026 | LEV | 2035 | TWh | 110 | Sub_sector | Industry | Aluminium | Industry (aluminium) | Energetic | industry_ammonia_demand_others_energetic | Ammonia | EU | Energy demand | 0 | FEC
HR | TYNDP2026 | LEV | 2035 | TWh | 112 | Sub_sector | Industry | Chemicals | Industry (chemicals, energetic) | Energetic | industry_chemical_demand_electricity_energetic | Electricity | EU | Energy demand | 0.19294 | FEC
HR | TYNDP2026 | LEV | 2035 | TWh | 113 | Sub_sector | Industry | Chemicals | Industry (chemicals, energetic) | Energetic | industry_chemical_demand_hydrogen_energetic | Hydrogen | EU | Energy demand | 0.0080188 | FEC
HR | TYNDP2026 | LEV | 2035 | TWh | 114 | Sub_sector | Industry | Chemicals | Industry (chemicals, energetic) | Energetic | industry_chemical_demand_methane_energetic | Methane | EU | Energy demand | 0.031295 | FEC
HR | TYNDP2026 | LEV | 2035 | TWh | 115 | Sub_sector | Industry | Chemicals | Industry (chemicals, energetic) | Energetic | industry_chemical_demand_heat_energetic | Heat | EU | Energy demand | 0.011058 | FEC
HR | TYNDP2026 | LEV | 2035 | TWh | 116 | Sub_sector | Industry | Chemicals | Industry (chemicals, energetic) | Energetic | industry_chemical_demand_biomass_energetic | Biomass | EU | Energy demand | 0.016587 | FEC
HR | TYNDP2026 | LEV | 2035 | TWh | 117 | Sub_sector | Industry | Chemicals | Industry (chemicals, energetic) | Energetic | industry_chemical_demand_coal_energetic | Solids | EU | Energy demand | 0.00061648 | FEC
HR | TYNDP2026 | LEV | 2035 | TWh | 118 | Sub_sector | Industry | Chemicals | Industry (chemicals, energetic) | Energetic | industry_chemical_demand_oil_energetic | Liquids | EU | Energy demand | 0.0005942 | FEC
HR | TYNDP2026 | LEV | 2035 | TWh | 119 | Sub_sector | Industry | Chemicals | Industry (chemicals, energetic) | Energetic | industry_chemical_demand_others_energetic | Others | EU | Energy demand | 0 | FEC
HR | TYNDP2026 | LEV | 2035 | TWh | 120 | Sub_sector | Industry | Chemicals | Industry (chemicals, energetic) | Energetic | industry_chemical_demand_ammonia_energetic | Ammonia | EU | Energy demand | 0 | FEC
HR | TYNDP2026 | LEV | 2035 | TWh | 122 | Sub_sector | Industry | Chemicals | Industry (chemicals, non-energetic) | Non-energetic | industry_chemical_demand_electricity_non_energetic | Electricity | EU | Energy demand | 0 | not_included_in_FEC
HR | TYNDP2026 | LEV | 2035 | TWh | 123 | Sub_sector | Industry | Chemicals | Industry (chemicals, non-energetic) | Non-energetic | industry_chemical_demand_hydrogen_non_energetic | Hydrogen | EU | Energy demand | 0.31887 | not_included_in_FEC
HR | TYNDP2026 | LEV | 2035 | TWh | 124 | Sub_sector | Industry | Chemicals | Industry (chemicals, non-energetic) | Non-energetic | industry_chemical_demand_methane_non_energetic | Methane | EU | Energy demand | 0.077003 | not_included_in_FEC
HR | TYNDP2026 | LEV | 2035 | TWh | 125 | Sub_sector | Industry | Chemicals | Industry (chemicals, non-energetic) | Non-energetic | industry_chemical_demand_heat_non_energetic | Heat | EU | Energy demand | 0 | not_included_in_FEC
HR | TYNDP2026 | LEV | 2035 | TWh | 126 | Sub_sector | Industry | Chemicals | Industry (chemicals, non-energetic) | Non-energetic | industry_chemical_demand_biomass_non_energetic | Biomass | EU | Energy demand | 0.20892 | not_included_in_FEC
HR | TYNDP2026 | LEV | 2035 | TWh | 127 | Sub_sector | Industry | Chemicals | Industry (chemicals, non-energetic) | Non-energetic | industry_chemical_demand_coal_non_energetic | Solids | EU | Energy demand | 0.00068144 | not_included_in_FEC
HR | TYNDP2026 | LEV | 2035 | TWh | 128 | Sub_sector | Industry | Chemicals | Industry (chemicals, non-energetic) | Non-energetic | industry_chemical_demand_oil_non_energetic | Liquids | EU | Energy demand | 0.99791 | not_included_in_FEC
HR | TYNDP2026 | LEV | 2035 | TWh | 129 | Sub_sector | Industry | Chemicals | Industry (chemicals, non-energetic) | Non-energetic | industry_chemical_demand_others_non_energetic | Others | EU | Energy demand | 0 | not_included_in_FEC
HR | TYNDP2026 | LEV | 2035 | TWh | 130 | Sub_sector | Industry | Chemicals | Industry (chemicals, non-energetic) | Non-energetic | industry_chemical_demand_ammonia_non_energetic | Ammonia | EU | Energy demand | 0 | not_included_in_FEC
HR | TYNDP2026 | LEV | 2035 | TWh | 132 | Sub_sector | Industry | Fertilizers | Industry (fertilizers, energetic) | Energetic | industry_fertilizers_demand_electricity_energetic | Electricity | EU | Energy demand | 0.18274 | FEC
HR | TYNDP2026 | LEV | 2035 | TWh | 133 | Sub_sector | Industry | Fertilizers | Industry (fertilizers, energetic) | Energetic | industry_fertilizers_demand_hydrogen_energetic | Hydrogen | EU | Energy demand | 0.42253 | FEC
HR | TYNDP2026 | LEV | 2035 | TWh | 134 | Sub_sector | Industry | Fertilizers | Industry (fertilizers, energetic) | Energetic | industry_fertilizers_demand_methane_energetic | Methane | EU | Energy demand | 1.0098 | FEC
HR | TYNDP2026 | LEV | 2035 | TWh | 135 | Sub_sector | Industry | Fertilizers | Industry (fertilizers, energetic) | Energetic | industry_fertilizers_demand_heat_energetic | Heat | EU | Energy demand | 0 | FEC
HR | TYNDP2026 | LEV | 2035 | TWh | 136 | Sub_sector | Industry | Fertilizers | Industry (fertilizers, energetic) | Energetic | industry_fertilizers_demand_biomass_energetic | Biomass | EU | Energy demand | 0 | FEC
HR | TYNDP2026 | LEV | 2035 | TWh | 137 | Sub_sector | Industry | Fertilizers | Industry (fertilizers, energetic) | Energetic | industry_fertilizers_demand_coal_energetic | Solids | EU | Energy demand | 0 | FEC
HR | TYNDP2026 | LEV | 2035 | TWh | 138 | Sub_sector | Industry | Fertilizers | Industry (fertilizers, energetic) | Energetic | industry_fertilizers_demand_oil_energetic | Liquids | EU | Energy demand | 0 | FEC
HR | TYNDP2026 | LEV | 2035 | TWh | 139 | Sub_sector | Industry | Fertilizers | Industry (fertilizers, energetic) | Energetic | industry_fertilizers_demand_others_energetic | Others | EU | Energy demand | 0 | FEC
HR | TYNDP2026 | LEV | 2035 | TWh | 140 | Sub_sector | Industry | Fertilizers | Industry (fertilizers, energetic) | Energetic | industry_fertilizers_demand_ammonia_energetic | Ammonia | EU | Energy demand | 0 | FEC
HR | TYNDP2026 | LEV | 2035 | TWh | 142 | Sub_sector | Industry | Fertilizers | Industry (fertilizers, non-energetic) | Non-energetic | industry_fertilizers_demand_electricity_non_energetic | Electricity | EU | Energy demand | 0 | not_included_in_FEC
HR | TYNDP2026 | LEV | 2035 | TWh | 143 | Sub_sector | Industry | Fertilizers | Industry (fertilizers, non-energetic) | Non-energetic | industry_fertilizers_demand_hydrogen_non_energetic | Hydrogen | EU | Energy demand | 0.83405 | not_included_in_FEC
HR | TYNDP2026 | LEV | 2035 | TWh | 144 | Sub_sector | Industry | Fertilizers | Industry (fertilizers, non-energetic) | Non-energetic | industry_fertilizers_demand_methane_non_energetic | Methane | EU | Energy demand | 3.1732 | not_included_in_FEC
HR | TYNDP2026 | LEV | 2035 | TWh | 145 | Sub_sector | Industry | Fertilizers | Industry (fertilizers, non-energetic) | Non-energetic | industry_fertilizers_demand_heat_non_energetic | Heat | EU | Energy demand | 0 | not_included_in_FEC
HR | TYNDP2026 | LEV | 2035 | TWh | 146 | Sub_sector | Industry | Fertilizers | Industry (fertilizers, non-energetic) | Non-energetic | industry_fertilizers_demand_biomass_non_energetic | Biomass | EU | Energy demand | 0 | not_included_in_FEC
HR | TYNDP2026 | LEV | 2035 | TWh | 147 | Sub_sector | Industry | Fertilizers | Industry (fertilizers, non-energetic) | Non-energetic | industry_fertilizers_demand_coal_non_energetic | Solids | EU | Energy demand | 0 | not_included_in_FEC
HR | TYNDP2026 | LEV | 2035 | TWh | 148 | Sub_sector | Industry | Fertilizers | Industry (fertilizers, non-energetic) | Non-energetic | industry_fertilizers_demand_oil_non_energetic | Liquids | EU | Energy demand | 0 | not_included_in_FEC
HR | TYNDP2026 | LEV | 2035 | TWh | 149 | Sub_sector | Industry | Fertilizers | Industry (fertilizers, non-energetic) | Non-energetic | industry_fertilizers_demand_others_non_energetic | Others | EU | Energy demand | 0 | not_included_in_FEC
HR | TYNDP2026 | LEV | 2035 | TWh | 150 | Sub_sector | Industry | Fertilizers | Industry (fertilizers, non-energetic) | Non-energetic | industry_fertilizers_demand_ammonia_non_energetic | Ammonia | EU | Energy demand | 0 | not_included_in_FEC
HR | TYNDP2026 | LEV | 2035 | TWh | 152 | Sub_sector | Industry | Food | Industry (food) | Energetic | industry_food_demand_electricity_energetic | Electricity | EU | Energy demand | 0.92157 | FEC
HR | TYNDP2026 | LEV | 2035 | TWh | 153 | Sub_sector | Industry | Food | Industry (food) | Energetic | industry_food_demand_hydrogen_energetic | Hydrogen | EU | Energy demand | 0 | FEC
HR | TYNDP2026 | LEV | 2035 | TWh | 154 | Sub_sector | Industry | Food | Industry (food) | Energetic | industry_food_demand_methane_energetic | Methane | EU | Energy demand | 0.54016 | FEC
HR | TYNDP2026 | LEV | 2035 | TWh | 155 | Sub_sector | Industry | Food | Industry (food) | Energetic | industry_food_demand_heat_energetic | Heat | EU | Energy demand | 0 | FEC
HR | TYNDP2026 | LEV | 2035 | TWh | 156 | Sub_sector | Industry | Food | Industry (food) | Energetic | industry_food_demand_biomass_energetic | Biomass | EU | Energy demand | 0 | FEC
HR | TYNDP2026 | LEV | 2035 | TWh | 157 | Sub_sector | Industry | Food | Industry (food) | Energetic | industry_food_demand_coal_energetic | Solids | EU | Energy demand | 0 | FEC
HR | TYNDP2026 | LEV | 2035 | TWh | 158 | Sub_sector | Industry | Food | Industry (food) | Energetic | industry_food_demand_oil_energetic | Liquids | EU | Energy demand | 0.029297 | FEC
HR | TYNDP2026 | LEV | 2035 | TWh | 159 | Sub_sector | Industry | Food | Industry (food) | Energetic | industry_food_demand_others_energetic | Others | EU | Energy demand | 0 | FEC
HR | TYNDP2026 | LEV | 2035 | TWh | 160 | Sub_sector | Industry | Food | Industry (food) | Energetic | industry_food_demand_ammonia_energetic | Ammonia | EU | Energy demand | 0 | FEC
HR | TYNDP2026 | LEV | 2035 | TWh | 162 | Sub_sector | Industry | Metals | Industry (metal) | Energetic | industry_metal_demand_electricity_energetic | Electricity | EU | Energy demand | 0.10007 | FEC
HR | TYNDP2026 | LEV | 2035 | TWh | 163 | Sub_sector | Industry | Metals | Industry (metal) | Energetic | industry_metal_demand_hydrogen_energetic | Hydrogen | EU | Energy demand | 0 | FEC
HR | TYNDP2026 | LEV | 2035 | TWh | 164 | Sub_sector | Industry | Metals | Industry (metal) | Energetic | industry_metal_demand_methane_energetic | Methane | EU | Energy demand | 0.11915 | FEC
HR | TYNDP2026 | LEV | 2035 | TWh | 165 | Sub_sector | Industry | Metals | Industry (metal) | Energetic | industry_metal_demand_heat_energetic | Heat | EU | Energy demand | 0 | FEC
HR | TYNDP2026 | LEV | 2035 | TWh | 166 | Sub_sector | Industry | Metals | Industry (metal) | Energetic | industry_metal_demand_biomass_energetic | Biomass | EU | Energy demand | 0 | FEC
HR | TYNDP2026 | LEV | 2035 | TWh | 167 | Sub_sector | Industry | Metals | Industry (metal) | Energetic | industry_metal_demand_coal_energetic | Solids | EU | Energy demand | 0 | FEC
HR | TYNDP2026 | LEV | 2035 | TWh | 168 | Sub_sector | Industry | Metals | Industry (metal) | Energetic | industry_metal_demand_oil_energetic | Liquids | EU | Energy demand | 0.013298 | FEC
HR | TYNDP2026 | LEV | 2035 | TWh | 169 | Sub_sector | Industry | Metals | Industry (metal) | Energetic | industry_metal_demand_others_energetic | Others | EU | Energy demand | 0 | FEC
HR | TYNDP2026 | LEV | 2035 | TWh | 170 | Sub_sector | Industry | Metals | Industry (metal) | Energetic | industry_metal_demand_ammonia_energetic | Ammonia | EU | Energy demand | 0 | FEC
HR | TYNDP2026 | LEV | 2035 | TWh | 172 | Sub_sector | Industry | Others | Industry (other, energetic) | Energetic | industry_other_demand_electricity_energetic | Electricity | EU | Energy demand | 1.5178 | FEC
HR | TYNDP2026 | LEV | 2035 | TWh | 173 | Sub_sector | Industry | Others | Industry (other, energetic) | Energetic | industry_other_demand_hydrogen_energetic | Hydrogen | EU | Energy demand | 0.21637 | FEC
HR | TYNDP2026 | LEV | 2035 | TWh | 174 | Sub_sector | Industry | Others | Industry (other, energetic) | Energetic | industry_other_demand_methane_energetic | Methane | EU | Energy demand | 2.5766 | FEC
HR | TYNDP2026 | LEV | 2035 | TWh | 175 | Sub_sector | Industry | Others | Industry (other, energetic) | Energetic | industry_other_demand_heat_energetic | Heat | EU | Energy demand | 0 | FEC
HR | TYNDP2026 | LEV | 2035 | TWh | 176 | Sub_sector | Industry | Others | Industry (other, energetic) | Energetic | industry_other_demand_biomass_energetic | Biomass | EU | Energy demand | 0.02722 | FEC
HR | TYNDP2026 | LEV | 2035 | TWh | 177 | Sub_sector | Industry | Others | Industry (other, energetic) | Energetic | industry_other_demand_coal_energetic | Solids | EU | Energy demand | 0.20787 | FEC
HR | TYNDP2026 | LEV | 2035 | TWh | 178 | Sub_sector | Industry | Others | Industry (other, energetic) | Energetic | industry_other_demand_oil_energetic | Liquids | EU | Energy demand | 0.89812 | FEC
HR | TYNDP2026 | LEV | 2035 | TWh | 179 | Sub_sector | Industry | Others | Industry (other, energetic) | Energetic | industry_other_demand_others_energetic | Others | EU | Energy demand | 0 | FEC
HR | TYNDP2026 | LEV | 2035 | TWh | 180 | Sub_sector | Industry | Others | Industry (other, energetic) | Energetic | industry_other_demand_ammonia_energetic | Ammonia | EU | Energy demand | 0 | FEC
HR | TYNDP2026 | LEV | 2035 | TWh | 182 | Sub_sector | Industry | Others | Industry (other, non-energetic) | Non-energetic | industry_other_demand_electricity_non_energetic | Electricity | EU | Energy demand | 0 | not_included_in_FEC
HR | TYNDP2026 | LEV | 2035 | TWh | 183 | Sub_sector | Industry | Others | Industry (other, non-energetic) | Non-energetic | industry_other_demand_hydrogen_non_energetic | Hydrogen | EU | Energy demand | 0 | not_included_in_FEC
HR | TYNDP2026 | LEV | 2035 | TWh | 184 | Sub_sector | Industry | Others | Industry (other, non-energetic) | Non-energetic | industry_other_demand_methane_non_energetic | Methane | EU | Energy demand | 0 | not_included_in_FEC
HR | TYNDP2026 | LEV | 2035 | TWh | 185 | Sub_sector | Industry | Others | Industry (other, non-energetic) | Non-energetic | industry_other_demand_heat_non_energetic | Heat | EU | Energy demand | 0 | not_included_in_FEC
HR | TYNDP2026 | LEV | 2035 | TWh | 186 | Sub_sector | Industry | Others | Industry (other, non-energetic) | Non-energetic | industry_other_demand_biomass_non_energetic | Biomass | EU | Energy demand | 0 | not_included_in_FEC
HR | TYNDP2026 | LEV | 2035 | TWh | 187 | Sub_sector | Industry | Others | Industry (other, non-energetic) | Non-energetic | industry_other_demand_coal_non_energetic | Solids | EU | Energy demand | 0 | not_included_in_FEC
HR | TYNDP2026 | LEV | 2035 | TWh | 188 | Sub_sector | Industry | Others | Industry (other, non-energetic) | Non-energetic | industry_other_demand_oil_non_energetic | Liquids | EU | Energy demand | 0.88448 | not_included_in_FEC
HR | TYNDP2026 | LEV | 2035 | TWh | 189 | Sub_sector | Industry | Others | Industry (other, non-energetic) | Non-energetic | industry_other_demand_others_non_energetic | Others | EU | Energy demand | 0 | not_included_in_FEC
HR | TYNDP2026 | LEV | 2035 | TWh | 190 | Sub_sector | Industry | Others | Industry (other, non-energetic) | Non-energetic | industry_other_demand_ammonia_non_energetic | Ammonia | EU | Energy demand | 0 | not_included_in_FEC
HR | TYNDP2026 | LEV | 2035 | TWh | 192 | Sub_sector | Industry | Paper | Industry (paper) | Energetic | industry_paper_demand_electricity_energetic | Electricity | EU | Energy demand | 0.32462 | FEC
HR | TYNDP2026 | LEV | 2035 | TWh | 193 | Sub_sector | Industry | Paper | Industry (paper) | Energetic | industry_paper_demand_hydrogen_energetic | Hydrogen | EU | Energy demand | 0.044308 | FEC
HR | TYNDP2026 | LEV | 2035 | TWh | 194 | Sub_sector | Industry | Paper | Industry (paper) | Energetic | industry_paper_demand_methane_energetic | Methane | EU | Energy demand | 0.10282 | FEC
HR | TYNDP2026 | LEV | 2035 | TWh | 195 | Sub_sector | Industry | Paper | Industry (paper) | Energetic | industry_paper_demand_heat_energetic | Heat | EU | Energy demand | 0 | FEC
HR | TYNDP2026 | LEV | 2035 | TWh | 196 | Sub_sector | Industry | Paper | Industry (paper) | Energetic | industry_paper_demand_biomass_energetic | Biomass | EU | Energy demand | 0.084787 | FEC
HR | TYNDP2026 | LEV | 2035 | TWh | 197 | Sub_sector | Industry | Paper | Industry (paper) | Energetic | industry_paper_demand_coal_energetic | Solids | EU | Energy demand | 0.01327 | FEC
HR | TYNDP2026 | LEV | 2035 | TWh | 198 | Sub_sector | Industry | Paper | Industry (paper) | Energetic | industry_paper_demand_oil_energetic | Liquids | EU | Energy demand | 0 | FEC
HR | TYNDP2026 | LEV | 2035 | TWh | 199 | Sub_sector | Industry | Paper | Industry (paper) | Energetic | industry_paper_demand_others_energetic | Others | EU | Energy demand | 0 | FEC
HR | TYNDP2026 | LEV | 2035 | TWh | 200 | Sub_sector | Industry | Paper | Industry (paper) | Energetic | industry_paper_demand_ammonia_energetic | Ammonia | EU | Energy demand | 0 | FEC
HR | TYNDP2026 | LEV | 2035 | TWh | 202 | Sub_sector | Industry | Refineries | Industry (refineries, energetic) | Energetic | industry_refinery_demand_electricity_energetic | Electricity | EU | Energy demand | 0.15355 | not_included_in_FEC
HR | TYNDP2026 | LEV | 2035 | TWh | 203 | Sub_sector | Industry | Refineries | Industry (refineries, energetic) | Energetic | industry_refinery_demand_hydrogen_energetic | Hydrogen | EU | Energy demand | 0.20102 | not_included_in_FEC
HR | TYNDP2026 | LEV | 2035 | TWh | 204 | Sub_sector | Industry | Refineries | Industry (refineries, energetic) | Energetic | industry_refinery_demand_methane_energetic | Methane | EU | Energy demand | 0.67291 | not_included_in_FEC
HR | TYNDP2026 | LEV | 2035 | TWh | 205 | Sub_sector | Industry | Refineries | Industry (refineries, energetic) | Energetic | industry_refinery_demand_heat_energetic | Heat | EU | Energy demand | 0 | not_included_in_FEC
HR | TYNDP2026 | LEV | 2035 | TWh | 206 | Sub_sector | Industry | Refineries | Industry (refineries, energetic) | Energetic | industry_refinery_demand_biomass_energetic | Biomass | EU | Energy demand | 0 | not_included_in_FEC
HR | TYNDP2026 | LEV | 2035 | TWh | 207 | Sub_sector | Industry | Refineries | Industry (refineries, energetic) | Energetic | industry_refinery_demand_coal_energetic | Solids | EU | Energy demand | 0 | not_included_in_FEC
HR | TYNDP2026 | LEV | 2035 | TWh | 208 | Sub_sector | Industry | Refineries | Industry (refineries, energetic) | Energetic | industry_refinery_demand_oil_energetic | Liquids | EU | Energy demand | 1.3189 | not_included_in_FEC
HR | TYNDP2026 | LEV | 2035 | TWh | 209 | Sub_sector | Industry | Refineries | Industry (refineries, energetic) | Energetic | industry_refinery_demand_others_energetic | Others | EU | Energy demand | 0 | not_included_in_FEC
HR | TYNDP2026 | LEV | 2035 | TWh | 210 | Sub_sector | Industry | Refineries | Industry (refineries, energetic) | Energetic | industry_refinery_demand_ammonia_energetic | Ammonia | EU | Energy demand | 0 | not_included_in_FEC
HR | TYNDP2026 | LEV | 2035 | TWh | 212 | Sub_sector | Industry | Refineries | Industry (refineries, non-energetic) | Non-energetic | industry_refinery_demand_electricity_non_energetic | Electricity | EU | Energy demand | 0 | not_included_in_FEC
HR | TYNDP2026 | LEV | 2035 | TWh | 213 | Sub_sector | Industry | Refineries | Industry (refineries, non-energetic) | Non-energetic | industry_refinery_demand_hydrogen_non_energetic | Hydrogen | EU | Energy demand | 0 | not_included_in_FEC
HR | TYNDP2026 | LEV | 2035 | TWh | 214 | Sub_sector | Industry | Refineries | Industry (refineries, non-energetic) | Non-energetic | industry_refinery_demand_methane_non_energetic | Methane | EU | Energy demand | 0 | not_included_in_FEC
HR | TYNDP2026 | LEV | 2035 | TWh | 215 | Sub_sector | Industry | Refineries | Industry (refineries, non-energetic) | Non-energetic | industry_refinery_demand_heat_non_energetic | Heat | EU | Energy demand | 0 | not_included_in_FEC
HR | TYNDP2026 | LEV | 2035 | TWh | 216 | Sub_sector | Industry | Refineries | Industry (refineries, non-energetic) | Non-energetic | industry_refinery_demand_biomass_non_energetic | Biomass | EU | Energy demand | 0 | not_included_in_FEC
HR | TYNDP2026 | LEV | 2035 | TWh | 217 | Sub_sector | Industry | Refineries | Industry (refineries, non-energetic) | Non-energetic | industry_refinery_demand_coal_non_energetic | Solids | EU | Energy demand | 0 | not_included_in_FEC
HR | TYNDP2026 | LEV | 2035 | TWh | 218 | Sub_sector | Industry | Refineries | Industry (refineries, non-energetic) | Non-energetic | industry_refinery_demand_oil_non_energetic | Liquids | EU | Energy demand | 0 | not_included_in_FEC
HR | TYNDP2026 | LEV | 2035 | TWh | 219 | Sub_sector | Industry | Refineries | Industry (refineries, non-energetic) | Non-energetic | industry_refinery_demand_others_non_energetic | Others | EU | Energy demand | 0 | not_included_in_FEC
HR | TYNDP2026 | LEV | 2035 | TWh | 220 | Sub_sector | Industry | Refineries | Industry (refineries, non-energetic) | Non-energetic | industry_refinery_demand_ammonia_non_energetic | Ammonia | EU | Energy demand | 0 | not_included_in_FEC
HR | TYNDP2026 | LEV | 2035 | TWh | 222 | Sub_sector | Industry | Steel | Industry (steel) | Energetic | industry_steel_demand_electricity_energetic | Electricity | EU | Energy demand | 0.061471 | FEC
HR | TYNDP2026 | LEV | 2035 | TWh | 223 | Sub_sector | Industry | Steel | Industry (steel) | Energetic | industry_steel_demand_hydrogen_energetic | Hydrogen | EU | Energy demand | 0.027078 | FEC
HR | TYNDP2026 | LEV | 2035 | TWh | 224 | Sub_sector | Industry | Steel | Industry (steel) | Energetic | industry_steel_demand_methane_energetic | Methane | EU | Energy demand | 0.036823 | FEC
HR | TYNDP2026 | LEV | 2035 | TWh | 225 | Sub_sector | Industry | Steel | Industry (steel) | Energetic | industry_steel_demand_heat_energetic | Heat | EU | Energy demand | 0 | FEC
HR | TYNDP2026 | LEV | 2035 | TWh | 226 | Sub_sector | Industry | Steel | Industry (steel) | Energetic | industry_steel_demand_biomass_energetic | Biomass | EU | Energy demand | 2.56e-05 | FEC
HR | TYNDP2026 | LEV | 2035 | TWh | 227 | Sub_sector | Industry | Steel | Industry (steel) | Energetic | industry_steel_demand_coal_energetic | Solids | EU | Energy demand | 0.044419 | FEC
HR | TYNDP2026 | LEV | 2035 | TWh | 228 | Sub_sector | Industry | Steel | Industry (steel) | Energetic | industry_steel_demand_oil_energetic | Liquids | EU | Energy demand | 0.00031468 | FEC
HR | TYNDP2026 | LEV | 2035 | TWh | 229 | Sub_sector | Industry | Steel | Industry (steel) | Energetic | industry_steel_demand_others_energetic | Others | EU | Energy demand | 0 | FEC
HR | TYNDP2026 | LEV | 2035 | TWh | 230 | Sub_sector | Industry | Steel | Industry (steel) | Energetic | industry_steel_demand_ammonia_energetic | Ammonia | EU | Energy demand | 0 | FEC
HR | TYNDP2026 | LEV | 2035 | TWh | 232 | Sub_sector | Transport | Cars | Transport (cars) | Energetic | transport_cars_final_demand_electricity | Electricity | EU | Energy demand | 0.51903 | FEC
HR | TYNDP2026 | LEV | 2035 | TWh | 233 | Sub_sector | Transport | Cars | Transport (cars) | Energetic | transport_cars_final_demand_hydrogen | Hydrogen | EU | Energy demand | 0 | FEC
HR | TYNDP2026 | LEV | 2035 | TWh | 234 | Sub_sector | Transport | Cars | Transport (cars) | Energetic | transport_cars_final_demand_methane | Methane | EU | Energy demand | 0.032115 | FEC
HR | TYNDP2026 | LEV | 2035 | TWh | 235 | Sub_sector | Transport | Cars | Transport (cars) | Energetic | transport_cars_final_demand_heat | Heat | EU | Energy demand | 0 | FEC
HR | TYNDP2026 | LEV | 2035 | TWh | 236 | Sub_sector | Transport | Cars | Transport (cars) | Energetic | transport_cars_final_demand_biomass | Biomass | EU | Energy demand | 0 | FEC
HR | TYNDP2026 | LEV | 2035 | TWh | 237 | Sub_sector | Transport | Cars | Transport (cars) | Energetic | transport_cars_final_demand_coal | Solids | EU | Energy demand | 0 | FEC
HR | TYNDP2026 | LEV | 2035 | TWh | 238 | Sub_sector | Transport | Cars | Transport (cars) | Energetic | transport_cars_final_demand_oil | Liquids | EU | Energy demand | 16.6682 | FEC
HR | TYNDP2026 | LEV | 2035 | TWh | 239 | Sub_sector | Transport | Cars | Transport (cars) | Energetic | transport_cars_final_demand_other | Others | EU | Energy demand | 0 | FEC
HR | TYNDP2026 | LEV | 2035 | TWh | 240 | Sub_sector | Transport | Cars | Transport (cars) | Energetic | transport_cars_final_demand_ammonia | Ammonia | EU | Energy demand | 0 | FEC
HR | TYNDP2026 | LEV | 2035 | TWh | 242 | Sub_sector | Transport | Busses | Transport (busses) | Energetic | transport_busses_final_demand_electricity | Electricity | EU | Energy demand | 0.041475 | FEC
HR | TYNDP2026 | LEV | 2035 | TWh | 243 | Sub_sector | Transport | Busses | Transport (busses) | Energetic | transport_busses_final_demand_hydrogen | Hydrogen | EU | Energy demand | 0 | FEC
HR | TYNDP2026 | LEV | 2035 | TWh | 244 | Sub_sector | Transport | Busses | Transport (busses) | Energetic | transport_busses_final_demand_methane | Methane | EU | Energy demand | 0.0066648 | FEC
HR | TYNDP2026 | LEV | 2035 | TWh | 245 | Sub_sector | Transport | Busses | Transport (busses) | Energetic | transport_busses_final_demand_heat | Heat | EU | Energy demand | 0 | FEC
HR | TYNDP2026 | LEV | 2035 | TWh | 246 | Sub_sector | Transport | Busses | Transport (busses) | Energetic | transport_busses_final_demand_biomass | Biomass | EU | Energy demand | 0 | FEC
HR | TYNDP2026 | LEV | 2035 | TWh | 247 | Sub_sector | Transport | Busses | Transport (busses) | Energetic | transport_busses_final_demand_coal | Solids | EU | Energy demand | 0 | FEC
HR | TYNDP2026 | LEV | 2035 | TWh | 248 | Sub_sector | Transport | Busses | Transport (busses) | Energetic | transport_busses_final_demand_oil | Liquids | EU | Energy demand | 1.642 | FEC
HR | TYNDP2026 | LEV | 2035 | TWh | 249 | Sub_sector | Transport | Busses | Transport (busses) | Energetic | transport_busses_final_demand_other | Others | EU | Energy demand | 0 | FEC
HR | TYNDP2026 | LEV | 2035 | TWh | 250 | Sub_sector | Transport | Busses | Transport (busses) | Energetic | transport_busses_final_demand_ammonia | Ammonia | EU | Energy demand | 0 | FEC
HR | TYNDP2026 | LEV | 2035 | TWh | 252 | Sub_sector | Transport | Trucks | Transport (trucks) | Energetic | transport_trucks_final_demand_electricity | Electricity | EU | Energy demand | 0.036048 | FEC
HR | TYNDP2026 | LEV | 2035 | TWh | 253 | Sub_sector | Transport | Trucks | Transport (trucks) | Energetic | transport_trucks_final_demand_hydrogen | Hydrogen | EU | Energy demand | 0.065708 | FEC
HR | TYNDP2026 | LEV | 2035 | TWh | 254 | Sub_sector | Transport | Trucks | Transport (trucks) | Energetic | transport_trucks_final_demand_methane | Methane | EU | Energy demand | 0.075388 | FEC
HR | TYNDP2026 | LEV | 2035 | TWh | 255 | Sub_sector | Transport | Trucks | Transport (trucks) | Energetic | transport_trucks_final_demand_heat | Heat | EU | Energy demand | 0 | FEC
HR | TYNDP2026 | LEV | 2035 | TWh | 256 | Sub_sector | Transport | Trucks | Transport (trucks) | Energetic | transport_trucks_final_demand_biomass | Biomass | EU | Energy demand | 0 | FEC
HR | TYNDP2026 | LEV | 2035 | TWh | 257 | Sub_sector | Transport | Trucks | Transport (trucks) | Energetic | transport_trucks_final_demand_coal | Solids | EU | Energy demand | 0 | FEC
HR | TYNDP2026 | LEV | 2035 | TWh | 258 | Sub_sector | Transport | Trucks | Transport (trucks) | Energetic | transport_trucks_final_demand_oil | Liquids | EU | Energy demand | 4.8911 | FEC
HR | TYNDP2026 | LEV | 2035 | TWh | 259 | Sub_sector | Transport | Trucks | Transport (trucks) | Energetic | transport_trucks_final_demand_other | Others | EU | Energy demand | 0 | FEC
HR | TYNDP2026 | LEV | 2035 | TWh | 260 | Sub_sector | Transport | Trucks | Transport (trucks) | Energetic | transport_trucks_final_demand_ammonia | Ammonia | EU | Energy demand | 0 | FEC
HR | TYNDP2026 | LEV | 2035 | TWh | 262 | Sub_sector | Transport | Vans | Transport (vans) | Energetic | transport_vans_final_demand_electricity | Electricity | EU | Energy demand | 0.020812 | FEC
HR | TYNDP2026 | LEV | 2035 | TWh | 263 | Sub_sector | Transport | Vans | Transport (vans) | Energetic | transport_vans_final_demand_hydrogen | Hydrogen | EU | Energy demand | 3.7e-05 | FEC
HR | TYNDP2026 | LEV | 2035 | TWh | 264 | Sub_sector | Transport | Vans | Transport (vans) | Energetic | transport_vans_final_demand_methane | Methane | EU | Energy demand | 0.019097 | FEC
HR | TYNDP2026 | LEV | 2035 | TWh | 265 | Sub_sector | Transport | Vans | Transport (vans) | Energetic | transport_vans_final_demand_heat | Heat | EU | Energy demand | 0 | FEC
HR | TYNDP2026 | LEV | 2035 | TWh | 266 | Sub_sector | Transport | Vans | Transport (vans) | Energetic | transport_vans_final_demand_biomass | Biomass | EU | Energy demand | 0 | FEC
HR | TYNDP2026 | LEV | 2035 | TWh | 267 | Sub_sector | Transport | Vans | Transport (vans) | Energetic | transport_vans_final_demand_coal | Solids | EU | Energy demand | 0 | FEC
HR | TYNDP2026 | LEV | 2035 | TWh | 268 | Sub_sector | Transport | Vans | Transport (vans) | Energetic | transport_vans_final_demand_oil | Liquids | EU | Energy demand | 0.98133 | FEC
HR | TYNDP2026 | LEV | 2035 | TWh | 269 | Sub_sector | Transport | Vans | Transport (vans) | Energetic | transport_vans_final_demand_other | Others | EU | Energy demand | 0 | FEC
HR | TYNDP2026 | LEV | 2035 | TWh | 270 | Sub_sector | Transport | Vans | Transport (vans) | Energetic | transport_vans_final_demand_ammonia | Ammonia | EU | Energy demand | 0 | FEC
HR | TYNDP2026 | LEV | 2035 | TWh | 272 | Sub_sector | Transport | Freight trains | Transport (trains) | Energetic | transport_trains_final_demand_electricity | Electricity | EU | Energy demand | 0.37019 | FEC
HR | TYNDP2026 | LEV | 2035 | TWh | 273 | Sub_sector | Transport | Freight trains | Transport (trains) | Energetic | transport_trains_final_demand_hydrogen | Hydrogen | EU | Energy demand | 0 | FEC
HR | TYNDP2026 | LEV | 2035 | TWh | 274 | Sub_sector | Transport | Freight trains | Transport (trains) | Energetic | transport_trains_final_demand_methane | Methane | EU | Energy demand | 0 | FEC
HR | TYNDP2026 | LEV | 2035 | TWh | 275 | Sub_sector | Transport | Freight trains | Transport (trains) | Energetic | transport_trains_final_demand_heat | Heat | EU | Energy demand | 0 | FEC
HR | TYNDP2026 | LEV | 2035 | TWh | 276 | Sub_sector | Transport | Freight trains | Transport (trains) | Energetic | transport_trains_final_demand_biomass | Biomass | EU | Energy demand | 0 | FEC
HR | TYNDP2026 | LEV | 2035 | TWh | 277 | Sub_sector | Transport | Freight trains | Transport (trains) | Energetic | transport_trains_final_demand_coal | Solids | EU | Energy demand | 0 | FEC
HR | TYNDP2026 | LEV | 2035 | TWh | 278 | Sub_sector | Transport | Freight trains | Transport (trains) | Energetic | transport_trains_final_demand_oil | Liquids | EU | Energy demand | 0.40264 | FEC
HR | TYNDP2026 | LEV | 2035 | TWh | 279 | Sub_sector | Transport | Freight trains | Transport (trains) | Energetic | transport_trains_final_demand_other | Others | EU | Energy demand | 0 | FEC
HR | TYNDP2026 | LEV | 2035 | TWh | 280 | Sub_sector | Transport | Freight trains | Transport (trains) | Energetic | transport_trains_final_demand_ammonia | Ammonia | EU | Energy demand | 0 | FEC
HR | TYNDP2026 | LEV | 2035 | TWh | 282 | Sub_sector | Transport | Ships | Transport (ships) | Energetic | transport_ships_final_demand_electricity | Electricity | EU | Energy demand | 0 | FEC
HR | TYNDP2026 | LEV | 2035 | TWh | 283 | Sub_sector | Transport | Ships | Transport (ships) | Energetic | transport_ships_final_demand_hydrogen | Hydrogen | EU | Energy demand | 0.010256 | FEC
HR | TYNDP2026 | LEV | 2035 | TWh | 284 | Sub_sector | Transport | Ships | Transport (ships) | Energetic | transport_ships_final_demand_methane | Methane | EU | Energy demand | 0.091473 | FEC
HR | TYNDP2026 | LEV | 2035 | TWh | 285 | Sub_sector | Transport | Ships | Transport (ships) | Energetic | transport_ships_final_demand_heat | Heat | EU | Energy demand | 0 | FEC
HR | TYNDP2026 | LEV | 2035 | TWh | 286 | Sub_sector | Transport | Ships | Transport (ships) | Energetic | transport_ships_final_demand_biomass | Biomass | EU | Energy demand | 0 | FEC
HR | TYNDP2026 | LEV | 2035 | TWh | 287 | Sub_sector | Transport | Ships | Transport (ships) | Energetic | transport_ships_final_demand_coal | Solids | EU | Energy demand | 0 | FEC
HR | TYNDP2026 | LEV | 2035 | TWh | 288 | Sub_sector | Transport | Ships | Transport (ships) | Energetic | transport_ships_final_demand_oil | Liquids | EU | Energy demand | 0.19227 | FEC
HR | TYNDP2026 | LEV | 2035 | TWh | 289 | Sub_sector | Transport | Ships | Transport (ships) | Energetic | transport_ships_final_demand_other | Others | EU | Energy demand | 0 | FEC
HR | TYNDP2026 | LEV | 2035 | TWh | 290 | Sub_sector | Transport | Ships | Transport (ships) | Energetic | transport_ships_final_demand_ammonia | Ammonia | EU | Energy demand | 0 | FEC
HR | TYNDP2026 | LEV | 2035 | TWh | 292 | Sub_sector | Transport | Planes | Transport (planes) | Energetic | transport_planes_final_demand_electricity | Electricity | EU | Energy demand | 0.0036639 | FEC
HR | TYNDP2026 | LEV | 2035 | TWh | 293 | Sub_sector | Transport | Planes | Transport (planes) | Energetic | transport_planes_final_demand_hydrogen | Hydrogen | EU | Energy demand | 0.0044824 | FEC
HR | TYNDP2026 | LEV | 2035 | TWh | 294 | Sub_sector | Transport | Planes | Transport (planes) | Energetic | transport_planes_final_demand_methane | Methane | EU | Energy demand | 0 | FEC
HR | TYNDP2026 | LEV | 2035 | TWh | 295 | Sub_sector | Transport | Planes | Transport (planes) | Energetic | transport_planes_final_demand_heat | Heat | EU | Energy demand | 0 | FEC
HR | TYNDP2026 | LEV | 2035 | TWh | 296 | Sub_sector | Transport | Planes | Transport (planes) | Energetic | transport_planes_final_demand_biomass | Biomass | EU | Energy demand | 0 | FEC
HR | TYNDP2026 | LEV | 2035 | TWh | 297 | Sub_sector | Transport | Planes | Transport (planes) | Energetic | transport_planes_final_demand_coal | Solids | EU | Energy demand | 0 | FEC
HR | TYNDP2026 | LEV | 2035 | TWh | 298 | Sub_sector | Transport | Planes | Transport (planes) | Energetic | transport_planes_final_demand_oil | Liquids | EU | Energy demand | 0.055259 | FEC
HR | TYNDP2026 | LEV | 2035 | TWh | 299 | Sub_sector | Transport | Planes | Transport (planes) | Energetic | transport_planes_final_demand_other | Others | EU | Energy demand | 0 | FEC
HR | TYNDP2026 | LEV | 2035 | TWh | 300 | Sub_sector | Transport | Planes | Transport (planes) | Energetic | transport_planes_final_demand_ammonia | Ammonia | EU | Energy demand | 0 | FEC
HR | TYNDP2026 | LEV | 2035 | TWh | 302 | Sub_sector | Transport | Others | Transport (others) | Energetic | transport_other_final_demand_electricity | Electricity | EU | Energy demand | 0.002989 | FEC
HR | TYNDP2026 | LEV | 2035 | TWh | 303 | Sub_sector | Transport | Others | Transport (others) | Energetic | transport_other_final_demand_hydrogen | Hydrogen | EU | Energy demand | 0 | FEC
HR | TYNDP2026 | LEV | 2035 | TWh | 304 | Sub_sector | Transport | Others | Transport (others) | Energetic | transport_other_final_demand_methane | Methane | EU | Energy demand | 0 | FEC
HR | TYNDP2026 | LEV | 2035 | TWh | 305 | Sub_sector | Transport | Others | Transport (others) | Energetic | transport_other_final_demand_heat | Heat | EU | Energy demand | 0 | FEC
HR | TYNDP2026 | LEV | 2035 | TWh | 306 | Sub_sector | Transport | Others | Transport (others) | Energetic | transport_other_final_demand_biomass | Biomass | EU | Energy demand | 0 | FEC
HR | TYNDP2026 | LEV | 2035 | TWh | 307 | Sub_sector | Transport | Others | Transport (others) | Energetic | transport_other_final_demand_coal | Solids | EU | Energy demand | 0 | FEC
HR | TYNDP2026 | LEV | 2035 | TWh | 308 | Sub_sector | Transport | Others | Transport (others) | Energetic | transport_other_final_demand_oil | Liquids | EU | Energy demand | 0.19268 | FEC
HR | TYNDP2026 | LEV | 2035 | TWh | 309 | Sub_sector | Transport | Others | Transport (others) | Energetic | transport_other_final_demand_other | Others | EU | Energy demand | 0 | FEC
HR | TYNDP2026 | LEV | 2035 | TWh | 310 | Sub_sector | Transport | Others | Transport (others) | Energetic | transport_other_final_demand_ammonia | Ammonia | EU | Energy demand | 0 | FEC
HR | TYNDP2026 | LEV | 2035 | TWh | 312 | Sub_sector | International transport | International aviation | Transport (int. aviation) | Energetic | transport_int_aviation_final_demand_electricity | Electricity | EU | Energy demand | 0 | FEC
HR | TYNDP2026 | LEV | 2035 | TWh | 313 | Sub_sector | International transport | International aviation | Transport (int. aviation) | Energetic | transport_int_aviation_final_demand_hydrogen | Hydrogen | EU | Energy demand | 0 | FEC
HR | TYNDP2026 | LEV | 2035 | TWh | 314 | Sub_sector | International transport | International aviation | Transport (int. aviation) | Energetic | transport_int_aviation_final_demand_methane | Methane | EU | Energy demand | 0 | FEC
HR | TYNDP2026 | LEV | 2035 | TWh | 315 | Sub_sector | International transport | International aviation | Transport (int. aviation) | Energetic | transport_int_aviation_final_demand_heat | Heat | EU | Energy demand | 0 | FEC
HR | TYNDP2026 | LEV | 2035 | TWh | 316 | Sub_sector | International transport | International aviation | Transport (int. aviation) | Energetic | transport_int_aviation_final_demand_biofuels | Biomass | EU | Energy demand | 0 | FEC
HR | TYNDP2026 | LEV | 2035 | TWh | 317 | Sub_sector | International transport | International aviation | Transport (int. aviation) | Energetic | transport_int_aviation_final_demand_coal | Solids | EU | Energy demand | 0 | FEC
HR | TYNDP2026 | LEV | 2035 | TWh | 318 | Sub_sector | International transport | International aviation | Transport (int. aviation) | Energetic | transport_int_aviation_final_demand_oil | Liquids | EU | Energy demand | 2.1028 | FEC
HR | TYNDP2026 | LEV | 2035 | TWh | 319 | Sub_sector | International transport | International aviation | Transport (int. aviation) | Energetic | transport_int_aviation_final_demand_other | Others | EU | Energy demand | 0 | FEC
HR | TYNDP2026 | LEV | 2035 | TWh | 320 | Sub_sector | International transport | International aviation | Transport (int. aviation) | Energetic | transport_int_aviation_final_demand_ammonia | Ammonia | EU | Energy demand | 0 | FEC
HR | TYNDP2026 | LEV | 2035 | TWh | 322 | Sub_sector | International transport | International shipping | Transport (int. shipping) | Energetic | transport_int_shipping_final_demand_electricity | Electricity | EU | Energy demand | 0 | not_included_in_FEC
HR | TYNDP2026 | LEV | 2035 | TWh | 323 | Sub_sector | International transport | International shipping | Transport (int. shipping) | Energetic | transport_int_shipping_final_demand_hydrogen | Hydrogen | EU | Energy demand | 0.018645 | not_included_in_FEC
HR | TYNDP2026 | LEV | 2035 | TWh | 324 | Sub_sector | International transport | International shipping | Transport (int. shipping) | Energetic | transport_int_shipping_final_demand_methane | Methane | EU | Energy demand | 0.069228 | not_included_in_FEC
HR | TYNDP2026 | LEV | 2035 | TWh | 325 | Sub_sector | International transport | International shipping | Transport (int. shipping) | Energetic | transport_int_shipping_final_demand_heat | Heat | EU | Energy demand | 0 | not_included_in_FEC
HR | TYNDP2026 | LEV | 2035 | TWh | 326 | Sub_sector | International transport | International shipping | Transport (int. shipping) | Energetic | transport_int_shipping_final_demand_biofuels | Biomass | EU | Energy demand | 0 | not_included_in_FEC
HR | TYNDP2026 | LEV | 2035 | TWh | 327 | Sub_sector | International transport | International shipping | Transport (int. shipping) | Energetic | transport_int_shipping_final_demand_coal | Solids | EU | Energy demand | 0 | not_included_in_FEC
HR | TYNDP2026 | LEV | 2035 | TWh | 328 | Sub_sector | International transport | International shipping | Transport (int. shipping) | Energetic | transport_int_shipping_final_demand_oil | Liquids | EU | Energy demand | 0.16336 | not_included_in_FEC
HR | TYNDP2026 | LEV | 2035 | TWh | 329 | Sub_sector | International transport | International shipping | Transport (int. shipping) | Energetic | transport_int_shipping_final_demand_other | Others | EU | Energy demand | 0 | not_included_in_FEC
HR | TYNDP2026 | LEV | 2035 | TWh | 330 | Sub_sector | International transport | International shipping | Transport (int. shipping) | Energetic | transport_int_shipping_final_demand_ammonia | Ammonia | EU | Energy demand | 0 | not_included_in_FEC
HR | TYNDP2026 | LEV | 2035 | TWh | 332 | Sub_sector | Households | Space heating | Households (heating) | Energetic | households_heating_final_demand_electricity | Electricity | EU | Energy demand | 1.2716 | FEC
HR | TYNDP2026 | LEV | 2035 | TWh | 333 | Sub_sector | Households | Space heating | Households (heating) | Energetic | households_heating_final_demand_hydrogen | Hydrogen | EU | Energy demand | 0.68529 | FEC
HR | TYNDP2026 | LEV | 2035 | TWh | 334 | Sub_sector | Households | Space heating | Households (heating) | Energetic | households_heating_final_demand_methane | Methane | EU | Energy demand | 3.6133 | FEC
HR | TYNDP2026 | LEV | 2035 | TWh | 335 | Sub_sector | Households | Space heating | Households (heating) | Energetic | households_heating_final_demand_heat | Heat | EU | Energy demand | 0.81515 | FEC
HR | TYNDP2026 | LEV | 2035 | TWh | 336 | Sub_sector | Households | Space heating | Households (heating) | Energetic | households_heating_final_demand_biomass | Biomass | EU | Energy demand | 6.0861 | FEC
HR | TYNDP2026 | LEV | 2035 | TWh | 337 | Sub_sector | Households | Space heating | Households (heating) | Energetic | households_heating_final_demand_coal | Solids | EU | Energy demand | 0.023933 | FEC
HR | TYNDP2026 | LEV | 2035 | TWh | 338 | Sub_sector | Households | Space heating | Households (heating) | Energetic | households_heating_final_demand_oil | Liquids | EU | Energy demand | 0.58025 | FEC
HR | TYNDP2026 | LEV | 2035 | TWh | 339 | Sub_sector | Households | Space heating | Households (heating) | Energetic | households_heating_final_demand_other | Others | EU | Energy demand | 0.13423 | FEC
HR | TYNDP2026 | LEV | 2035 | TWh | 340 | Sub_sector | Households | Space heating | Households (heating) | Energetic | households_heating_final_demand_ammonia | Ammonia | EU | Energy demand | 0 | FEC
HR | TYNDP2026 | LEV | 2035 | TWh | 343 | Sub_sector | Households | Cooling | Households (cooling) | Energetic | households_cooling_final_demand_electricity | Electricity | EU | Energy demand | 0.51015 | FEC
HR | TYNDP2026 | LEV | 2035 | TWh | 344 | Sub_sector | Households | Cooling | Households (cooling) | Energetic | households_cooling_final_demand_hydrogen | Hydrogen | EU | Energy demand | 0 | FEC
HR | TYNDP2026 | LEV | 2035 | TWh | 345 | Sub_sector | Households | Cooling | Households (cooling) | Energetic | households_cooling_final_demand_methane | Methane | EU | Energy demand | 0 | FEC
HR | TYNDP2026 | LEV | 2035 | TWh | 346 | Sub_sector | Households | Cooling | Households (cooling) | Energetic | households_cooling_final_demand_heat | Heat | EU | Energy demand | 0 | FEC
HR | TYNDP2026 | LEV | 2035 | TWh | 347 | Sub_sector | Households | Cooling | Households (cooling) | Energetic | households_cooling_final_demand_biomass | Biomass | EU | Energy demand | 0 | FEC
HR | TYNDP2026 | LEV | 2035 | TWh | 348 | Sub_sector | Households | Cooling | Households (cooling) | Energetic | households_cooling_final_demand_coal | Solids | EU | Energy demand | 0 | FEC
HR | TYNDP2026 | LEV | 2035 | TWh | 349 | Sub_sector | Households | Cooling | Households (cooling) | Energetic | households_cooling_final_demand_oil | Liquids | EU | Energy demand | 0 | FEC
HR | TYNDP2026 | LEV | 2035 | TWh | 350 | Sub_sector | Households | Cooling | Households (cooling) | Energetic | households_cooling_final_demand_other | Others | EU | Energy demand | 0 | FEC
HR | TYNDP2026 | LEV | 2035 | TWh | 351 | Sub_sector | Households | Cooling | Households (cooling) | Energetic | households_cooling_final_demand_ammonia | Ammonia | EU | Energy demand | 0 | FEC
HR | TYNDP2026 | LEV | 2035 | TWh | 354 | Sub_sector | Households | Hot water | Households (hot water) | Energetic | households_hot_water_final_demand_electricity | Electricity | EU | Energy demand | 0.31912 | FEC
HR | TYNDP2026 | LEV | 2035 | TWh | 355 | Sub_sector | Households | Hot water | Households (hot water) | Energetic | households_hot_water_final_demand_hydrogen | Hydrogen | EU | Energy demand | 0.18324 | FEC
HR | TYNDP2026 | LEV | 2035 | TWh | 356 | Sub_sector | Households | Hot water | Households (hot water) | Energetic | households_hot_water_final_demand_methane | Methane | EU | Energy demand | 0.83757 | FEC
HR | TYNDP2026 | LEV | 2035 | TWh | 357 | Sub_sector | Households | Hot water | Households (hot water) | Energetic | households_hot_water_final_demand_heat | Heat | EU | Energy demand | 0.23183 | FEC
HR | TYNDP2026 | LEV | 2035 | TWh | 358 | Sub_sector | Households | Hot water | Households (hot water) | Energetic | households_hot_water_final_demand_biomass | Biomass | EU | Energy demand | 0.76122 | FEC
HR | TYNDP2026 | LEV | 2035 | TWh | 359 | Sub_sector | Households | Hot water | Households (hot water) | Energetic | households_hot_water_final_demand_coal | Solids | EU | Energy demand | 0.0021897 | FEC
HR | TYNDP2026 | LEV | 2035 | TWh | 360 | Sub_sector | Households | Hot water | Households (hot water) | Energetic | households_hot_water_final_demand_oil | Liquids | EU | Energy demand | 0.053088 | FEC
HR | TYNDP2026 | LEV | 2035 | TWh | 361 | Sub_sector | Households | Hot water | Households (hot water) | Energetic | households_hot_water_final_demand_other | Others | EU | Energy demand | 0.19605 | FEC
HR | TYNDP2026 | LEV | 2035 | TWh | 362 | Sub_sector | Households | Hot water | Households (hot water) | Energetic | households_hot_water_final_demand_ammonia | Ammonia | EU | Energy demand | 0 | FEC
HR | TYNDP2026 | LEV | 2035 | TWh | 365 | Sub_sector | Households | Appliances | Households (appliances) | Energetic | households_appliances_final_demand_electricity | Electricity | EU | Energy demand | 2.8721 | FEC
HR | TYNDP2026 | LEV | 2035 | TWh | 366 | Sub_sector | Households | Appliances | Households (appliances) | Energetic | households_appliances_final_demand_hydrogen | Hydrogen | EU | Energy demand | 0 | FEC
HR | TYNDP2026 | LEV | 2035 | TWh | 367 | Sub_sector | Households | Appliances | Households (appliances) | Energetic | households_appliances_final_demand_methane | Methane | EU | Energy demand | 0.66318 | FEC
HR | TYNDP2026 | LEV | 2035 | TWh | 368 | Sub_sector | Households | Appliances | Households (appliances) | Energetic | households_appliances_final_demand_heat | Heat | EU | Energy demand | 0 | FEC
HR | TYNDP2026 | LEV | 2035 | TWh | 369 | Sub_sector | Households | Appliances | Households (appliances) | Energetic | households_appliances_final_demand_biomass | Biomass | EU | Energy demand | 0.031777 | FEC
HR | TYNDP2026 | LEV | 2035 | TWh | 370 | Sub_sector | Households | Appliances | Households (appliances) | Energetic | households_appliances_final_demand_coal | Solids | EU | Energy demand | 0 | FEC
HR | TYNDP2026 | LEV | 2035 | TWh | 371 | Sub_sector | Households | Appliances | Households (appliances) | Energetic | households_appliances_final_demand_oil | Liquids | EU | Energy demand | 0 | FEC
HR | TYNDP2026 | LEV | 2035 | TWh | 372 | Sub_sector | Households | Appliances | Households (appliances) | Energetic | households_appliances_final_demand_other | Others | EU | Energy demand | 0 | FEC
HR | TYNDP2026 | LEV | 2035 | TWh | 373 | Sub_sector | Households | Appliances | Households (appliances) | Energetic | households_appliances_final_demand_ammonia | Ammonia | EU | Energy demand | 0 | FEC
HR | TYNDP2026 | LEV | 2035 | TWh | 375 | Sub_sector | Buildings | Space heating | Buildings (heat) | Energetic | buildings_heat_final_demand_electricity | Electricity | EU | Energy demand | 1.2403 | FEC
HR | TYNDP2026 | LEV | 2035 | TWh | 376 | Sub_sector | Buildings | Space heating | Buildings (heat) | Energetic | buildings_heat_final_demand_hydrogen | Hydrogen | EU | Energy demand | 0.17051 | FEC
HR | TYNDP2026 | LEV | 2035 | TWh | 377 | Sub_sector | Buildings | Space heating | Buildings (heat) | Energetic | buildings_heat_final_demand_methane | Methane | EU | Energy demand | 1.0076 | FEC
HR | TYNDP2026 | LEV | 2035 | TWh | 378 | Sub_sector | Buildings | Space heating | Buildings (heat) | Energetic | buildings_heat_final_demand_heat | Heat | EU | Energy demand | 0.64479 | FEC
HR | TYNDP2026 | LEV | 2035 | TWh | 379 | Sub_sector | Buildings | Space heating | Buildings (heat) | Energetic | buildings_heat_final_demand_biomass | Biomass | EU | Energy demand | 0.28987 | FEC
HR | TYNDP2026 | LEV | 2035 | TWh | 380 | Sub_sector | Buildings | Space heating | Buildings (heat) | Energetic | buildings_heat_final_demand_coal | Solids | EU | Energy demand | 0 | FEC
HR | TYNDP2026 | LEV | 2035 | TWh | 381 | Sub_sector | Buildings | Space heating | Buildings (heat) | Energetic | buildings_heat_final_demand_oil | Liquids | EU | Energy demand | 0.1846 | FEC
HR | TYNDP2026 | LEV | 2035 | TWh | 382 | Sub_sector | Buildings | Space heating | Buildings (heat) | Energetic | buildings_heat_final_demand_other | Others | EU | Energy demand | 0.0070056 | FEC
HR | TYNDP2026 | LEV | 2035 | TWh | 383 | Sub_sector | Buildings | Space heating | Buildings (heat) | Energetic | buildings_heat_final_demand_ammonia | Ammonia | EU | Energy demand | 0 | FEC
HR | TYNDP2026 | LEV | 2035 | TWh | 386 | Sub_sector | Buildings | Cooling | Buildings (cooling) | Energetic | buildings_cooling_final_demand_electricity | Electricity | EU | Energy demand | 0.64388 | FEC
HR | TYNDP2026 | LEV | 2035 | TWh | 387 | Sub_sector | Buildings | Cooling | Buildings (cooling) | Energetic | buildings_cooling_final_demand_hydrogen | Hydrogen | EU | Energy demand | 0 | FEC
HR | TYNDP2026 | LEV | 2035 | TWh | 388 | Sub_sector | Buildings | Cooling | Buildings (cooling) | Energetic | buildings_cooling_final_demand_methane | Methane | EU | Energy demand | 0 | FEC
HR | TYNDP2026 | LEV | 2035 | TWh | 389 | Sub_sector | Buildings | Cooling | Buildings (cooling) | Energetic | buildings_cooling_final_demand_heat | Heat | EU | Energy demand | 0 | FEC
HR | TYNDP2026 | LEV | 2035 | TWh | 390 | Sub_sector | Buildings | Cooling | Buildings (cooling) | Energetic | buildings_cooling_final_demand_biomass | Biomass | EU | Energy demand | 0 | FEC
HR | TYNDP2026 | LEV | 2035 | TWh | 391 | Sub_sector | Buildings | Cooling | Buildings (cooling) | Energetic | buildings_cooling_final_demand_coal | Solids | EU | Energy demand | 0 | FEC
HR | TYNDP2026 | LEV | 2035 | TWh | 392 | Sub_sector | Buildings | Cooling | Buildings (cooling) | Energetic | buildings_cooling_final_demand_oil | Liquids | EU | Energy demand | 0 | FEC
HR | TYNDP2026 | LEV | 2035 | TWh | 393 | Sub_sector | Buildings | Cooling | Buildings (cooling) | Energetic | buildings_cooling_final_demand_other | Others | EU | Energy demand | 0 | FEC
HR | TYNDP2026 | LEV | 2035 | TWh | 394 | Sub_sector | Buildings | Cooling | Buildings (cooling) | Energetic | buildings_cooling_final_demand_ammonia | Ammonia | EU | Energy demand | 0 | FEC
HR | TYNDP2026 | LEV | 2035 | TWh | 397 | Sub_sector | Buildings | Appliances | Buildings (appliances) | Energetic | buildings_appliances_final_demand_electricity | Electricity | EU | Energy demand | 3.2308 | FEC
HR | TYNDP2026 | LEV | 2035 | TWh | 398 | Sub_sector | Buildings | Appliances | Buildings (appliances) | Energetic | buildings_appliances_final_demand_hydrogen | Hydrogen | EU | Energy demand | 0 | FEC
HR | TYNDP2026 | LEV | 2035 | TWh | 399 | Sub_sector | Buildings | Appliances | Buildings (appliances) | Energetic | buildings_appliances_final_demand_methane | Methane | EU | Energy demand | 0.6343 | FEC
HR | TYNDP2026 | LEV | 2035 | TWh | 400 | Sub_sector | Buildings | Appliances | Buildings (appliances) | Energetic | buildings_appliances_final_demand_heat | Heat | EU | Energy demand | 0 | FEC
HR | TYNDP2026 | LEV | 2035 | TWh | 401 | Sub_sector | Buildings | Appliances | Buildings (appliances) | Energetic | buildings_appliances_final_demand_biomass | Biomass | EU | Energy demand | 0 | FEC
HR | TYNDP2026 | LEV | 2035 | TWh | 402 | Sub_sector | Buildings | Appliances | Buildings (appliances) | Energetic | buildings_appliances_final_demand_coal | Solids | EU | Energy demand | 0 | FEC
HR | TYNDP2026 | LEV | 2035 | TWh | 403 | Sub_sector | Buildings | Appliances | Buildings (appliances) | Energetic | buildings_appliances_final_demand_oil | Liquids | EU | Energy demand | 0 | FEC
HR | TYNDP2026 | LEV | 2035 | TWh | 404 | Sub_sector | Buildings | Appliances | Buildings (appliances) | Energetic | buildings_appliances_final_demand_other | Others | EU | Energy demand | 0 | FEC
HR | TYNDP2026 | LEV | 2035 | TWh | 405 | Sub_sector | Buildings | Appliances | Buildings (appliances) | Energetic | buildings_appliances_final_demand_ammonia | Ammonia | EU | Energy demand | 0 | FEC
HR | TYNDP2026 | LEV | 2035 | TWh | 407 | Sub_sector | Buildings | Datacenters | Datacenters & ICT | Energetic | datacentres_final_demand_electricity_energetic | Electricity | EU | Energy demand | 0.91652 | FEC
HR | TYNDP2026 | LEV | 2035 | TWh | 408 | Sub_sector | Buildings | Datacenters | Datacenters & ICT | Energetic | datacentres_final_demand_hydrogen_energetic | Hydrogen | EU | Energy demand | 0 | FEC
HR | TYNDP2026 | LEV | 2035 | TWh | 409 | Sub_sector | Buildings | Datacenters | Datacenters & ICT | Energetic | datacentres_final_demand_methane_energetic | Methane | EU | Energy demand | 0 | FEC
HR | TYNDP2026 | LEV | 2035 | TWh | 410 | Sub_sector | Buildings | Datacenters | Datacenters & ICT | Energetic | datacentres_final_demand_heat_energetic | Heat | EU | Energy demand | 0 | FEC
HR | TYNDP2026 | LEV | 2035 | TWh | 411 | Sub_sector | Buildings | Datacenters | Datacenters & ICT | Energetic | datacentres_final_demand_biomass_energetic | Biomass | EU | Energy demand | 0 | FEC
HR | TYNDP2026 | LEV | 2035 | TWh | 412 | Sub_sector | Buildings | Datacenters | Datacenters & ICT | Energetic | datacentres_final_demand_coal_energetic | Solids | EU | Energy demand | 0 | FEC
HR | TYNDP2026 | LEV | 2035 | TWh | 413 | Sub_sector | Buildings | Datacenters | Datacenters & ICT | Energetic | datacentres_final_demand_oil_energetic | Liquids | EU | Energy demand | 0 | FEC
HR | TYNDP2026 | LEV | 2035 | TWh | 414 | Sub_sector | Buildings | Datacenters | Datacenters & ICT | Energetic | datacentres_final_demand_other_energetic | Others | EU | Energy demand | 0 | FEC
HR | TYNDP2026 | LEV | 2035 | TWh | 415 | Sub_sector | Buildings | Datacenters | Datacenters & ICT | Energetic | datacentres_final_demand_ammonia_energetic | Ammonia | EU | Energy demand | 0 | FEC
HR | TYNDP2026 | LEV | 2035 | TWh | 417 | Sub_sector | Transport | Others_Sector | Others_Sector | Energetic | other_final_demand_electricity_energetic | Electricity | EU | Energy demand | 0 | FEC
HR | TYNDP2026 | LEV | 2035 | TWh | 418 | Sub_sector | Transport | Others_Sector | Others_Sector | Energetic | other_final_demand_hydrogen_energetic | Hydrogen | EU | Energy demand | 0 | FEC
HR | TYNDP2026 | LEV | 2035 | TWh | 419 | Sub_sector | Transport | Pipeline Transport | Others_Sector | Energetic | other_final_demand_methane_energetic | Methane | EU | Energy demand | 0.0315 | FEC
HR | TYNDP2026 | LEV | 2035 | TWh | 420 | Sub_sector | Transport | Others_Sector | Others_Sector | Energetic | other_final_demand_heat_energetic | Heat | EU | Energy demand | 0 | FEC
HR | TYNDP2026 | LEV | 2035 | TWh | 421 | Sub_sector | Transport | Others_Sector | Others_Sector | Energetic | other_final_demand_biomass_energetic | Biomass | EU | Energy demand | 0 | FEC
HR | TYNDP2026 | LEV | 2035 | TWh | 422 | Sub_sector | Transport | Others_Sector | Others_Sector | Energetic | other_final_demand_coal_energetic | Solids | EU | Energy demand | 0 | FEC
HR | TYNDP2026 | LEV | 2035 | TWh | 423 | Sub_sector | Transport | Others_Sector | Others_Sector | Energetic | other_final_demand_oil_energetic | Liquids | EU | Energy demand | 0 | FEC
HR | TYNDP2026 | LEV | 2035 | TWh | 424 | Sub_sector | Others_Sector | Others_Sector | Others_Sector | Non-energetic | other_final_demand_oil_non_energetic | Liquids | EU | Energy demand | 0.21589 | not_included_in_FEC
HR | TYNDP2026 | LEV | 2035 | TWh | 425 | Sub_sector | Transport | Others_Sector | Others_Sector | Energetic | other_final_demand_other_energetic | Others | EU | Energy demand | 0 | FEC
HR | TYNDP2026 | LEV | 2035 | TWh | 426 | Sub_sector | Transport | Others_Sector | Others_Sector | Energetic | other_final_demand_ammonia_energetic | Ammonia | EU | Energy demand | 0 | FEC
HR | TYNDP2026 | LEV | 2035 | TWh | 427 | Sub_sector | Industry | Surplus_Heat_in_Industry | Surplus_Heat_in_Industry | Energetic | final_demand_of_industry_unused_local_production_steam_hot_water | Heat | EU | Energy demand | 0 | FEC
HR | TYNDP2026 | LEV | 2035 | TWh | 429 | Sub_sector | Agriculture | Total | Agriculture | Energetic | agriculture_final_demand_electricity_energetic | Electricity | EU | Energy demand | 0.16093 | FEC
HR | TYNDP2026 | LEV | 2035 | TWh | 430 | Sub_sector | Agriculture | Total | Agriculture | Energetic | agriculture_final_demand_hydrogen_energetic | Hydrogen | EU | Energy demand | 0 | FEC
HR | TYNDP2026 | LEV | 2035 | TWh | 431 | Sub_sector | Agriculture | Total | Agriculture | Energetic | agriculture_final_demand_methane_energetic | Methane | EU | Energy demand | 0.40407 | FEC
HR | TYNDP2026 | LEV | 2035 | TWh | 432 | Sub_sector | Agriculture | Total | Agriculture | Energetic | agriculture_final_demand_heat_energetic | Heat | EU | Energy demand | 0.075734 | FEC
HR | TYNDP2026 | LEV | 2035 | TWh | 433 | Sub_sector | Agriculture | Total | Agriculture | Energetic | agriculture_final_demand_biomass_energetic | Biomass | EU | Energy demand | 0.079338 | FEC
HR | TYNDP2026 | LEV | 2035 | TWh | 434 | Sub_sector | Agriculture | Total | Agriculture | Energetic | agriculture_final_demand_coal_energetic | Solids | EU | Energy demand | 0 | FEC
HR | TYNDP2026 | LEV | 2035 | TWh | 435 | Sub_sector | Agriculture | Total | Agriculture | Energetic | agriculture_final_demand_oil_energetic | Liquids | EU | Energy demand | 1.8153 | FEC
HR | TYNDP2026 | LEV | 2035 | TWh | 436 | Sub_sector | Agriculture | Total | Agriculture | Energetic | agriculture_final_demand_other_energetic | Others | EU | Energy demand | 0 | FEC
HR | TYNDP2026 | LEV | 2035 | TWh | 437 | Sub_sector | Agriculture | Total | Agriculture | Energetic | agriculture_final_demand_ammonia_energetic | Ammonia | EU | Energy demand | 0 | FEC
HR | TYNDP2026 | LEV | 2035 | TWh | 447 | Sub_sector | Buildings | Surplus Energy | Buildings | Energetic | GAP | Electricity | EU | Energy demand | 0 | FEC
HR | TYNDP2026 | LEV | 2035 | TWh | 448 | Sub_sector | Buildings | Surplus Energy | Buildings | Energetic | GAP | Hydrogen | EU | Energy demand | 0 | FEC
HR | TYNDP2026 | LEV | 2035 | TWh | 449 | Sub_sector | Buildings | Surplus Energy | Buildings | Energetic | GAP | Methane | EU | Energy demand | 0 | FEC
HR | TYNDP2026 | LEV | 2035 | TWh | 450 | Sub_sector | Buildings | Surplus Energy | Buildings | Energetic | GAP | Heat | EU | Energy demand | 0 | FEC
HR | TYNDP2026 | LEV | 2035 | TWh | 451 | Sub_sector | Buildings | Surplus Energy | Buildings | Energetic | GAP | Biomass | EU | Energy demand | 0.015771 | FEC
HR | TYNDP2026 | LEV | 2035 | TWh | 452 | Sub_sector | Buildings | Surplus Energy | Buildings | Energetic | GAP | Solids | EU | Energy demand | 0 | FEC
HR | TYNDP2026 | LEV | 2035 | TWh | 453 | Sub_sector | Buildings | Surplus Energy | Buildings | Energetic | GAP | Liquids | EU | Energy demand | 0.12665 | FEC
HR | TYNDP2026 | LEV | 2035 | TWh | 454 | Sub_sector | Buildings | Surplus Energy | Buildings | Energetic | GAP | Others | EU | Energy demand | 0 | FEC
HR | TYNDP2026 | LEV | 2035 | TWh | 455 | Sub_sector | Buildings | Surplus Energy | Buildings | Energetic | GAP | Ammonia | EU | Energy demand | 0 | FEC
HR | TYNDP2026 | LEV | 2035 | TWh | 456 | Sub_sector | Households | Surplus Energy | Households | Energetic | GAP | Electricity | EU | Energy demand | 0 | FEC
HR | TYNDP2026 | LEV | 2035 | TWh | 457 | Sub_sector | Households | Surplus Energy | Households | Energetic | GAP | Hydrogen | EU | Energy demand | 0 | FEC
HR | TYNDP2026 | LEV | 2035 | TWh | 458 | Sub_sector | Households | Surplus Energy | Households | Energetic | GAP | Methane | EU | Energy demand | 0 | FEC
HR | TYNDP2026 | LEV | 2035 | TWh | 459 | Sub_sector | Households | Surplus Energy | Households | Energetic | GAP | Heat | EU | Energy demand | 0 | FEC
HR | TYNDP2026 | LEV | 2035 | TWh | 460 | Sub_sector | Households | Surplus Energy | Households | Energetic | GAP | Biomass | EU | Energy demand | 0 | FEC
HR | TYNDP2026 | LEV | 2035 | TWh | 461 | Sub_sector | Households | Surplus Energy | Households | Energetic | GAP | Solids | EU | Energy demand | 0 | FEC
HR | TYNDP2026 | LEV | 2035 | TWh | 462 | Sub_sector | Households | Surplus Energy | Households | Energetic | GAP | Liquids | EU | Energy demand | 0 | FEC
HR | TYNDP2026 | LEV | 2035 | TWh | 463 | Sub_sector | Households | Surplus Energy | Households | Energetic | GAP | Others | EU | Energy demand | 0 | FEC
HR | TYNDP2026 | LEV | 2035 | TWh | 464 | Sub_sector | Households | Surplus Energy | Households | Energetic | GAP | Ammonia | EU | Energy demand | 0 | FEC
HR | TYNDP2026 | LEV | 2040 | TWh | 102 | Sub_sector | Industry | Aluminium | Industry (aluminium) | Energetic | industry_aluminium_demand_electricity_energetic | Electricity | EU | Energy demand | 0 | FEC
HR | TYNDP2026 | LEV | 2040 | TWh | 103 | Sub_sector | Industry | Aluminium | Industry (aluminium) | Energetic | industry_aluminium_demand_hydrogen_energetic | Hydrogen | EU | Energy demand | 0 | FEC
HR | TYNDP2026 | LEV | 2040 | TWh | 104 | Sub_sector | Industry | Aluminium | Industry (aluminium) | Energetic | industry_aluminium_demand_methane_energetic | Methane | EU | Energy demand | 0 | FEC
HR | TYNDP2026 | LEV | 2040 | TWh | 105 | Sub_sector | Industry | Aluminium | Industry (aluminium) | Energetic | industry_aluminium_demand_heat_energetic | Heat | EU | Energy demand | 0 | FEC
HR | TYNDP2026 | LEV | 2040 | TWh | 106 | Sub_sector | Industry | Aluminium | Industry (aluminium) | Energetic | industry_aluminium_demand_biomass_energetic | Biomass | EU | Energy demand | 0 | FEC
HR | TYNDP2026 | LEV | 2040 | TWh | 107 | Sub_sector | Industry | Aluminium | Industry (aluminium) | Energetic | industry_aluminium_demand_coal_energetic | Solids | EU | Energy demand | 0 | FEC
HR | TYNDP2026 | LEV | 2040 | TWh | 108 | Sub_sector | Industry | Aluminium | Industry (aluminium) | Energetic | industry_aluminium_demand_oil_energetic | Liquids | EU | Energy demand | 0 | FEC
HR | TYNDP2026 | LEV | 2040 | TWh | 109 | Sub_sector | Industry | Aluminium | Industry (aluminium) | Energetic | industry_aluminium_demand_others_energetic | Others | EU | Energy demand | 0 | FEC
HR | TYNDP2026 | LEV | 2040 | TWh | 110 | Sub_sector | Industry | Aluminium | Industry (aluminium) | Energetic | industry_ammonia_demand_others_energetic | Ammonia | EU | Energy demand | 0 | FEC
HR | TYNDP2026 | LEV | 2040 | TWh | 112 | Sub_sector | Industry | Chemicals | Industry (chemicals, energetic) | Energetic | industry_chemical_demand_electricity_energetic | Electricity | EU | Energy demand | 0.19787 | FEC
HR | TYNDP2026 | LEV | 2040 | TWh | 113 | Sub_sector | Industry | Chemicals | Industry (chemicals, energetic) | Energetic | industry_chemical_demand_hydrogen_energetic | Hydrogen | EU | Energy demand | 0.012538 | FEC
HR | TYNDP2026 | LEV | 2040 | TWh | 114 | Sub_sector | Industry | Chemicals | Industry (chemicals, energetic) | Energetic | industry_chemical_demand_methane_energetic | Methane | EU | Energy demand | 0.023063 | FEC
HR | TYNDP2026 | LEV | 2040 | TWh | 115 | Sub_sector | Industry | Chemicals | Industry (chemicals, energetic) | Energetic | industry_chemical_demand_heat_energetic | Heat | EU | Energy demand | 0.010946 | FEC
HR | TYNDP2026 | LEV | 2040 | TWh | 116 | Sub_sector | Industry | Chemicals | Industry (chemicals, energetic) | Energetic | industry_chemical_demand_biomass_energetic | Biomass | EU | Energy demand | 0.019901 | FEC
HR | TYNDP2026 | LEV | 2040 | TWh | 117 | Sub_sector | Industry | Chemicals | Industry (chemicals, energetic) | Energetic | industry_chemical_demand_coal_energetic | Solids | EU | Energy demand | 0 | FEC
HR | TYNDP2026 | LEV | 2040 | TWh | 118 | Sub_sector | Industry | Chemicals | Industry (chemicals, energetic) | Energetic | industry_chemical_demand_oil_energetic | Liquids | EU | Energy demand | 0 | FEC
HR | TYNDP2026 | LEV | 2040 | TWh | 119 | Sub_sector | Industry | Chemicals | Industry (chemicals, energetic) | Energetic | industry_chemical_demand_others_energetic | Others | EU | Energy demand | 0 | FEC
HR | TYNDP2026 | LEV | 2040 | TWh | 120 | Sub_sector | Industry | Chemicals | Industry (chemicals, energetic) | Energetic | industry_chemical_demand_ammonia_energetic | Ammonia | EU | Energy demand | 0 | FEC
HR | TYNDP2026 | LEV | 2040 | TWh | 122 | Sub_sector | Industry | Chemicals | Industry (chemicals, non-energetic) | Non-energetic | industry_chemical_demand_electricity_non_energetic | Electricity | EU | Energy demand | 0 | not_included_in_FEC
HR | TYNDP2026 | LEV | 2040 | TWh | 123 | Sub_sector | Industry | Chemicals | Industry (chemicals, non-energetic) | Non-energetic | industry_chemical_demand_hydrogen_non_energetic | Hydrogen | EU | Energy demand | 0.56446 | not_included_in_FEC
HR | TYNDP2026 | LEV | 2040 | TWh | 124 | Sub_sector | Industry | Chemicals | Industry (chemicals, non-energetic) | Non-energetic | industry_chemical_demand_methane_non_energetic | Methane | EU | Energy demand | 0.11533 | not_included_in_FEC
HR | TYNDP2026 | LEV | 2040 | TWh | 125 | Sub_sector | Industry | Chemicals | Industry (chemicals, non-energetic) | Non-energetic | industry_chemical_demand_heat_non_energetic | Heat | EU | Energy demand | 0 | not_included_in_FEC
HR | TYNDP2026 | LEV | 2040 | TWh | 126 | Sub_sector | Industry | Chemicals | Industry (chemicals, non-energetic) | Non-energetic | industry_chemical_demand_biomass_non_energetic | Biomass | EU | Energy demand | 0.17952 | not_included_in_FEC
HR | TYNDP2026 | LEV | 2040 | TWh | 127 | Sub_sector | Industry | Chemicals | Industry (chemicals, non-energetic) | Non-energetic | industry_chemical_demand_coal_non_energetic | Solids | EU | Energy demand | 0.0013797 | not_included_in_FEC
HR | TYNDP2026 | LEV | 2040 | TWh | 128 | Sub_sector | Industry | Chemicals | Industry (chemicals, non-energetic) | Non-energetic | industry_chemical_demand_oil_non_energetic | Liquids | EU | Energy demand | 0.76249 | not_included_in_FEC
HR | TYNDP2026 | LEV | 2040 | TWh | 129 | Sub_sector | Industry | Chemicals | Industry (chemicals, non-energetic) | Non-energetic | industry_chemical_demand_others_non_energetic | Others | EU | Energy demand | 0 | not_included_in_FEC
HR | TYNDP2026 | LEV | 2040 | TWh | 130 | Sub_sector | Industry | Chemicals | Industry (chemicals, non-energetic) | Non-energetic | industry_chemical_demand_ammonia_non_energetic | Ammonia | EU | Energy demand | 0 | not_included_in_FEC
HR | TYNDP2026 | LEV | 2040 | TWh | 132 | Sub_sector | Industry | Fertilizers | Industry (fertilizers, energetic) | Energetic | industry_fertilizers_demand_electricity_energetic | Electricity | EU | Energy demand | 0.18647 | FEC
HR | TYNDP2026 | LEV | 2040 | TWh | 133 | Sub_sector | Industry | Fertilizers | Industry (fertilizers, energetic) | Energetic | industry_fertilizers_demand_hydrogen_energetic | Hydrogen | EU | Energy demand | 0.57262 | FEC
HR | TYNDP2026 | LEV | 2040 | TWh | 134 | Sub_sector | Industry | Fertilizers | Industry (fertilizers, energetic) | Energetic | industry_fertilizers_demand_methane_energetic | Methane | EU | Energy demand | 0.82401 | FEC
HR | TYNDP2026 | LEV | 2040 | TWh | 135 | Sub_sector | Industry | Fertilizers | Industry (fertilizers, energetic) | Energetic | industry_fertilizers_demand_heat_energetic | Heat | EU | Energy demand | 0 | FEC
HR | TYNDP2026 | LEV | 2040 | TWh | 136 | Sub_sector | Industry | Fertilizers | Industry (fertilizers, energetic) | Energetic | industry_fertilizers_demand_biomass_energetic | Biomass | EU | Energy demand | 0 | FEC
HR | TYNDP2026 | LEV | 2040 | TWh | 137 | Sub_sector | Industry | Fertilizers | Industry (fertilizers, energetic) | Energetic | industry_fertilizers_demand_coal_energetic | Solids | EU | Energy demand | 0 | FEC
HR | TYNDP2026 | LEV | 2040 | TWh | 138 | Sub_sector | Industry | Fertilizers | Industry (fertilizers, energetic) | Energetic | industry_fertilizers_demand_oil_energetic | Liquids | EU | Energy demand | 0 | FEC
HR | TYNDP2026 | LEV | 2040 | TWh | 139 | Sub_sector | Industry | Fertilizers | Industry (fertilizers, energetic) | Energetic | industry_fertilizers_demand_others_energetic | Others | EU | Energy demand | 0 | FEC
HR | TYNDP2026 | LEV | 2040 | TWh | 140 | Sub_sector | Industry | Fertilizers | Industry (fertilizers, energetic) | Energetic | industry_fertilizers_demand_ammonia_energetic | Ammonia | EU | Energy demand | 0 | FEC
HR | TYNDP2026 | LEV | 2040 | TWh | 142 | Sub_sector | Industry | Fertilizers | Industry (fertilizers, non-energetic) | Non-energetic | industry_fertilizers_demand_electricity_non_energetic | Electricity | EU | Energy demand | 0 | not_included_in_FEC
HR | TYNDP2026 | LEV | 2040 | TWh | 143 | Sub_sector | Industry | Fertilizers | Industry (fertilizers, non-energetic) | Non-energetic | industry_fertilizers_demand_hydrogen_non_energetic | Hydrogen | EU | Energy demand | 1.1616 | not_included_in_FEC
HR | TYNDP2026 | LEV | 2040 | TWh | 144 | Sub_sector | Industry | Fertilizers | Industry (fertilizers, non-energetic) | Non-energetic | industry_fertilizers_demand_methane_non_energetic | Methane | EU | Energy demand | 2.9431 | not_included_in_FEC
HR | TYNDP2026 | LEV | 2040 | TWh | 145 | Sub_sector | Industry | Fertilizers | Industry (fertilizers, non-energetic) | Non-energetic | industry_fertilizers_demand_heat_non_energetic | Heat | EU | Energy demand | 0 | not_included_in_FEC
HR | TYNDP2026 | LEV | 2040 | TWh | 146 | Sub_sector | Industry | Fertilizers | Industry (fertilizers, non-energetic) | Non-energetic | industry_fertilizers_demand_biomass_non_energetic | Biomass | EU | Energy demand | 0 | not_included_in_FEC
HR | TYNDP2026 | LEV | 2040 | TWh | 147 | Sub_sector | Industry | Fertilizers | Industry (fertilizers, non-energetic) | Non-energetic | industry_fertilizers_demand_coal_non_energetic | Solids | EU | Energy demand | 0 | not_included_in_FEC
HR | TYNDP2026 | LEV | 2040 | TWh | 148 | Sub_sector | Industry | Fertilizers | Industry (fertilizers, non-energetic) | Non-energetic | industry_fertilizers_demand_oil_non_energetic | Liquids | EU | Energy demand | 0 | not_included_in_FEC
HR | TYNDP2026 | LEV | 2040 | TWh | 149 | Sub_sector | Industry | Fertilizers | Industry (fertilizers, non-energetic) | Non-energetic | industry_fertilizers_demand_others_non_energetic | Others | EU | Energy demand | 0 | not_included_in_FEC
HR | TYNDP2026 | LEV | 2040 | TWh | 150 | Sub_sector | Industry | Fertilizers | Industry (fertilizers, non-energetic) | Non-energetic | industry_fertilizers_demand_ammonia_non_energetic | Ammonia | EU | Energy demand | 0 | not_included_in_FEC
HR | TYNDP2026 | LEV | 2040 | TWh | 152 | Sub_sector | Industry | Food | Industry (food) | Energetic | industry_food_demand_electricity_energetic | Electricity | EU | Energy demand | 0.90769 | FEC
HR | TYNDP2026 | LEV | 2040 | TWh | 153 | Sub_sector | Industry | Food | Industry (food) | Energetic | industry_food_demand_hydrogen_energetic | Hydrogen | EU | Energy demand | 0 | FEC
HR | TYNDP2026 | LEV | 2040 | TWh | 154 | Sub_sector | Industry | Food | Industry (food) | Energetic | industry_food_demand_methane_energetic | Methane | EU | Energy demand | 0.42294 | FEC
HR | TYNDP2026 | LEV | 2040 | TWh | 155 | Sub_sector | Industry | Food | Industry (food) | Energetic | industry_food_demand_heat_energetic | Heat | EU | Energy demand | 0 | FEC
HR | TYNDP2026 | LEV | 2040 | TWh | 156 | Sub_sector | Industry | Food | Industry (food) | Energetic | industry_food_demand_biomass_energetic | Biomass | EU | Energy demand | 0 | FEC
HR | TYNDP2026 | LEV | 2040 | TWh | 157 | Sub_sector | Industry | Food | Industry (food) | Energetic | industry_food_demand_coal_energetic | Solids | EU | Energy demand | 0 | FEC
HR | TYNDP2026 | LEV | 2040 | TWh | 158 | Sub_sector | Industry | Food | Industry (food) | Energetic | industry_food_demand_oil_energetic | Liquids | EU | Energy demand | 0.021342 | FEC
HR | TYNDP2026 | LEV | 2040 | TWh | 159 | Sub_sector | Industry | Food | Industry (food) | Energetic | industry_food_demand_others_energetic | Others | EU | Energy demand | 0 | FEC
HR | TYNDP2026 | LEV | 2040 | TWh | 160 | Sub_sector | Industry | Food | Industry (food) | Energetic | industry_food_demand_ammonia_energetic | Ammonia | EU | Energy demand | 0 | FEC
HR | TYNDP2026 | LEV | 2040 | TWh | 162 | Sub_sector | Industry | Metals | Industry (metal) | Energetic | industry_metal_demand_electricity_energetic | Electricity | EU | Energy demand | 0.10007 | FEC
HR | TYNDP2026 | LEV | 2040 | TWh | 163 | Sub_sector | Industry | Metals | Industry (metal) | Energetic | industry_metal_demand_hydrogen_energetic | Hydrogen | EU | Energy demand | 0 | FEC
HR | TYNDP2026 | LEV | 2040 | TWh | 164 | Sub_sector | Industry | Metals | Industry (metal) | Energetic | industry_metal_demand_methane_energetic | Methane | EU | Energy demand | 0.11915 | FEC
HR | TYNDP2026 | LEV | 2040 | TWh | 165 | Sub_sector | Industry | Metals | Industry (metal) | Energetic | industry_metal_demand_heat_energetic | Heat | EU | Energy demand | 0 | FEC
HR | TYNDP2026 | LEV | 2040 | TWh | 166 | Sub_sector | Industry | Metals | Industry (metal) | Energetic | industry_metal_demand_biomass_energetic | Biomass | EU | Energy demand | 0 | FEC
HR | TYNDP2026 | LEV | 2040 | TWh | 167 | Sub_sector | Industry | Metals | Industry (metal) | Energetic | industry_metal_demand_coal_energetic | Solids | EU | Energy demand | 0 | FEC
HR | TYNDP2026 | LEV | 2040 | TWh | 168 | Sub_sector | Industry | Metals | Industry (metal) | Energetic | industry_metal_demand_oil_energetic | Liquids | EU | Energy demand | 0.013298 | FEC
HR | TYNDP2026 | LEV | 2040 | TWh | 169 | Sub_sector | Industry | Metals | Industry (metal) | Energetic | industry_metal_demand_others_energetic | Others | EU | Energy demand | 0 | FEC
HR | TYNDP2026 | LEV | 2040 | TWh | 170 | Sub_sector | Industry | Metals | Industry (metal) | Energetic | industry_metal_demand_ammonia_energetic | Ammonia | EU | Energy demand | 0 | FEC
HR | TYNDP2026 | LEV | 2040 | TWh | 172 | Sub_sector | Industry | Others | Industry (other, energetic) | Energetic | industry_other_demand_electricity_energetic | Electricity | EU | Energy demand | 1.636 | FEC
HR | TYNDP2026 | LEV | 2040 | TWh | 173 | Sub_sector | Industry | Others | Industry (other, energetic) | Energetic | industry_other_demand_hydrogen_energetic | Hydrogen | EU | Energy demand | 0.21842 | FEC
HR | TYNDP2026 | LEV | 2040 | TWh | 174 | Sub_sector | Industry | Others | Industry (other, energetic) | Energetic | industry_other_demand_methane_energetic | Methane | EU | Energy demand | 2.6677 | FEC
HR | TYNDP2026 | LEV | 2040 | TWh | 175 | Sub_sector | Industry | Others | Industry (other, energetic) | Energetic | industry_other_demand_heat_energetic | Heat | EU | Energy demand | 0 | FEC
HR | TYNDP2026 | LEV | 2040 | TWh | 176 | Sub_sector | Industry | Others | Industry (other, energetic) | Energetic | industry_other_demand_biomass_energetic | Biomass | EU | Energy demand | 0.027477 | FEC
HR | TYNDP2026 | LEV | 2040 | TWh | 177 | Sub_sector | Industry | Others | Industry (other, energetic) | Energetic | industry_other_demand_coal_energetic | Solids | EU | Energy demand | 0.16665 | FEC
HR | TYNDP2026 | LEV | 2040 | TWh | 178 | Sub_sector | Industry | Others | Industry (other, energetic) | Energetic | industry_other_demand_oil_energetic | Liquids | EU | Energy demand | 0.77929 | FEC
HR | TYNDP2026 | LEV | 2040 | TWh | 179 | Sub_sector | Industry | Others | Industry (other, energetic) | Energetic | industry_other_demand_others_energetic | Others | EU | Energy demand | 0 | FEC
HR | TYNDP2026 | LEV | 2040 | TWh | 180 | Sub_sector | Industry | Others | Industry (other, energetic) | Energetic | industry_other_demand_ammonia_energetic | Ammonia | EU | Energy demand | 0 | FEC
HR | TYNDP2026 | LEV | 2040 | TWh | 182 | Sub_sector | Industry | Others | Industry (other, non-energetic) | Non-energetic | industry_other_demand_electricity_non_energetic | Electricity | EU | Energy demand | 0 | not_included_in_FEC
HR | TYNDP2026 | LEV | 2040 | TWh | 183 | Sub_sector | Industry | Others | Industry (other, non-energetic) | Non-energetic | industry_other_demand_hydrogen_non_energetic | Hydrogen | EU | Energy demand | 0 | not_included_in_FEC
HR | TYNDP2026 | LEV | 2040 | TWh | 184 | Sub_sector | Industry | Others | Industry (other, non-energetic) | Non-energetic | industry_other_demand_methane_non_energetic | Methane | EU | Energy demand | 0 | not_included_in_FEC
HR | TYNDP2026 | LEV | 2040 | TWh | 185 | Sub_sector | Industry | Others | Industry (other, non-energetic) | Non-energetic | industry_other_demand_heat_non_energetic | Heat | EU | Energy demand | 0 | not_included_in_FEC
HR | TYNDP2026 | LEV | 2040 | TWh | 186 | Sub_sector | Industry | Others | Industry (other, non-energetic) | Non-energetic | industry_other_demand_biomass_non_energetic | Biomass | EU | Energy demand | 0 | not_included_in_FEC
HR | TYNDP2026 | LEV | 2040 | TWh | 187 | Sub_sector | Industry | Others | Industry (other, non-energetic) | Non-energetic | industry_other_demand_coal_non_energetic | Solids | EU | Energy demand | 0 | not_included_in_FEC
HR | TYNDP2026 | LEV | 2040 | TWh | 188 | Sub_sector | Industry | Others | Industry (other, non-energetic) | Non-energetic | industry_other_demand_oil_non_energetic | Liquids | EU | Energy demand | 0.89285 | not_included_in_FEC
HR | TYNDP2026 | LEV | 2040 | TWh | 189 | Sub_sector | Industry | Others | Industry (other, non-energetic) | Non-energetic | industry_other_demand_others_non_energetic | Others | EU | Energy demand | 0 | not_included_in_FEC
HR | TYNDP2026 | LEV | 2040 | TWh | 190 | Sub_sector | Industry | Others | Industry (other, non-energetic) | Non-energetic | industry_other_demand_ammonia_non_energetic | Ammonia | EU | Energy demand | 0 | not_included_in_FEC
HR | TYNDP2026 | LEV | 2040 | TWh | 192 | Sub_sector | Industry | Paper | Industry (paper) | Energetic | industry_paper_demand_electricity_energetic | Electricity | EU | Energy demand | 0.30523 | FEC
HR | TYNDP2026 | LEV | 2040 | TWh | 193 | Sub_sector | Industry | Paper | Industry (paper) | Energetic | industry_paper_demand_hydrogen_energetic | Hydrogen | EU | Energy demand | 0.052714 | FEC
HR | TYNDP2026 | LEV | 2040 | TWh | 194 | Sub_sector | Industry | Paper | Industry (paper) | Energetic | industry_paper_demand_methane_energetic | Methane | EU | Energy demand | 0.078333 | FEC
HR | TYNDP2026 | LEV | 2040 | TWh | 195 | Sub_sector | Industry | Paper | Industry (paper) | Energetic | industry_paper_demand_heat_energetic | Heat | EU | Energy demand | 0 | FEC
HR | TYNDP2026 | LEV | 2040 | TWh | 196 | Sub_sector | Industry | Paper | Industry (paper) | Energetic | industry_paper_demand_biomass_energetic | Biomass | EU | Energy demand | 0.073443 | FEC
HR | TYNDP2026 | LEV | 2040 | TWh | 197 | Sub_sector | Industry | Paper | Industry (paper) | Energetic | industry_paper_demand_coal_energetic | Solids | EU | Energy demand | 0.0079612 | FEC
HR | TYNDP2026 | LEV | 2040 | TWh | 198 | Sub_sector | Industry | Paper | Industry (paper) | Energetic | industry_paper_demand_oil_energetic | Liquids | EU | Energy demand | 0 | FEC
HR | TYNDP2026 | LEV | 2040 | TWh | 199 | Sub_sector | Industry | Paper | Industry (paper) | Energetic | industry_paper_demand_others_energetic | Others | EU | Energy demand | 0 | FEC
HR | TYNDP2026 | LEV | 2040 | TWh | 200 | Sub_sector | Industry | Paper | Industry (paper) | Energetic | industry_paper_demand_ammonia_energetic | Ammonia | EU | Energy demand | 0 | FEC
HR | TYNDP2026 | LEV | 2040 | TWh | 202 | Sub_sector | Industry | Refineries | Industry (refineries, energetic) | Energetic | industry_refinery_demand_electricity_energetic | Electricity | EU | Energy demand | 0.12796 | not_included_in_FEC
HR | TYNDP2026 | LEV | 2040 | TWh | 203 | Sub_sector | Industry | Refineries | Industry (refineries, energetic) | Energetic | industry_refinery_demand_hydrogen_energetic | Hydrogen | EU | Energy demand | 0.30739 | not_included_in_FEC
HR | TYNDP2026 | LEV | 2040 | TWh | 204 | Sub_sector | Industry | Refineries | Industry (refineries, energetic) | Energetic | industry_refinery_demand_methane_energetic | Methane | EU | Energy demand | 0.57481 | not_included_in_FEC
HR | TYNDP2026 | LEV | 2040 | TWh | 205 | Sub_sector | Industry | Refineries | Industry (refineries, energetic) | Energetic | industry_refinery_demand_heat_energetic | Heat | EU | Energy demand | 0 | not_included_in_FEC
HR | TYNDP2026 | LEV | 2040 | TWh | 206 | Sub_sector | Industry | Refineries | Industry (refineries, energetic) | Energetic | industry_refinery_demand_biomass_energetic | Biomass | EU | Energy demand | 0 | not_included_in_FEC
HR | TYNDP2026 | LEV | 2040 | TWh | 207 | Sub_sector | Industry | Refineries | Industry (refineries, energetic) | Energetic | industry_refinery_demand_coal_energetic | Solids | EU | Energy demand | 0 | not_included_in_FEC
HR | TYNDP2026 | LEV | 2040 | TWh | 208 | Sub_sector | Industry | Refineries | Industry (refineries, energetic) | Energetic | industry_refinery_demand_oil_energetic | Liquids | EU | Energy demand | 0.93215 | not_included_in_FEC
HR | TYNDP2026 | LEV | 2040 | TWh | 209 | Sub_sector | Industry | Refineries | Industry (refineries, energetic) | Energetic | industry_refinery_demand_others_energetic | Others | EU | Energy demand | 0 | not_included_in_FEC
HR | TYNDP2026 | LEV | 2040 | TWh | 210 | Sub_sector | Industry | Refineries | Industry (refineries, energetic) | Energetic | industry_refinery_demand_ammonia_energetic | Ammonia | EU | Energy demand | 0 | not_included_in_FEC
HR | TYNDP2026 | LEV | 2040 | TWh | 212 | Sub_sector | Industry | Refineries | Industry (refineries, non-energetic) | Non-energetic | industry_refinery_demand_electricity_non_energetic | Electricity | EU | Energy demand | 0 | not_included_in_FEC
HR | TYNDP2026 | LEV | 2040 | TWh | 213 | Sub_sector | Industry | Refineries | Industry (refineries, non-energetic) | Non-energetic | industry_refinery_demand_hydrogen_non_energetic | Hydrogen | EU | Energy demand | 0 | not_included_in_FEC
HR | TYNDP2026 | LEV | 2040 | TWh | 214 | Sub_sector | Industry | Refineries | Industry (refineries, non-energetic) | Non-energetic | industry_refinery_demand_methane_non_energetic | Methane | EU | Energy demand | 0 | not_included_in_FEC
HR | TYNDP2026 | LEV | 2040 | TWh | 215 | Sub_sector | Industry | Refineries | Industry (refineries, non-energetic) | Non-energetic | industry_refinery_demand_heat_non_energetic | Heat | EU | Energy demand | 0 | not_included_in_FEC
HR | TYNDP2026 | LEV | 2040 | TWh | 216 | Sub_sector | Industry | Refineries | Industry (refineries, non-energetic) | Non-energetic | industry_refinery_demand_biomass_non_energetic | Biomass | EU | Energy demand | 0 | not_included_in_FEC
HR | TYNDP2026 | LEV | 2040 | TWh | 217 | Sub_sector | Industry | Refineries | Industry (refineries, non-energetic) | Non-energetic | industry_refinery_demand_coal_non_energetic | Solids | EU | Energy demand | 0 | not_included_in_FEC
HR | TYNDP2026 | LEV | 2040 | TWh | 218 | Sub_sector | Industry | Refineries | Industry (refineries, non-energetic) | Non-energetic | industry_refinery_demand_oil_non_energetic | Liquids | EU | Energy demand | 0 | not_included_in_FEC
HR | TYNDP2026 | LEV | 2040 | TWh | 219 | Sub_sector | Industry | Refineries | Industry (refineries, non-energetic) | Non-energetic | industry_refinery_demand_others_non_energetic | Others | EU | Energy demand | 0 | not_included_in_FEC
HR | TYNDP2026 | LEV | 2040 | TWh | 220 | Sub_sector | Industry | Refineries | Industry (refineries, non-energetic) | Non-energetic | industry_refinery_demand_ammonia_non_energetic | Ammonia | EU | Energy demand | 0 | not_included_in_FEC
HR | TYNDP2026 | LEV | 2040 | TWh | 222 | Sub_sector | Industry | Steel | Industry (steel) | Energetic | industry_steel_demand_electricity_energetic | Electricity | EU | Energy demand | 0.066691 | FEC
HR | TYNDP2026 | LEV | 2040 | TWh | 223 | Sub_sector | Industry | Steel | Industry (steel) | Energetic | industry_steel_demand_hydrogen_energetic | Hydrogen | EU | Energy demand | 0.037781 | FEC
HR | TYNDP2026 | LEV | 2040 | TWh | 224 | Sub_sector | Industry | Steel | Industry (steel) | Energetic | industry_steel_demand_methane_energetic | Methane | EU | Energy demand | 0.034982 | FEC
HR | TYNDP2026 | LEV | 2040 | TWh | 225 | Sub_sector | Industry | Steel | Industry (steel) | Energetic | industry_steel_demand_heat_energetic | Heat | EU | Energy demand | 0 | FEC
HR | TYNDP2026 | LEV | 2040 | TWh | 226 | Sub_sector | Industry | Steel | Industry (steel) | Energetic | industry_steel_demand_biomass_energetic | Biomass | EU | Energy demand | 2.88e-05 | FEC
HR | TYNDP2026 | LEV | 2040 | TWh | 227 | Sub_sector | Industry | Steel | Industry (steel) | Energetic | industry_steel_demand_coal_energetic | Solids | EU | Energy demand | 0.036088 | FEC
HR | TYNDP2026 | LEV | 2040 | TWh | 228 | Sub_sector | Industry | Steel | Industry (steel) | Energetic | industry_steel_demand_oil_energetic | Liquids | EU | Energy demand | 0.00028028 | FEC
HR | TYNDP2026 | LEV | 2040 | TWh | 229 | Sub_sector | Industry | Steel | Industry (steel) | Energetic | industry_steel_demand_others_energetic | Others | EU | Energy demand | 0 | FEC
HR | TYNDP2026 | LEV | 2040 | TWh | 230 | Sub_sector | Industry | Steel | Industry (steel) | Energetic | industry_steel_demand_ammonia_energetic | Ammonia | EU | Energy demand | 0 | FEC
HR | TYNDP2026 | LEV | 2040 | TWh | 232 | Sub_sector | Transport | Cars | Transport (cars) | Energetic | transport_cars_final_demand_electricity | Electricity | EU | Energy demand | 0.79596 | FEC
HR | TYNDP2026 | LEV | 2040 | TWh | 233 | Sub_sector | Transport | Cars | Transport (cars) | Energetic | transport_cars_final_demand_hydrogen | Hydrogen | EU | Energy demand | 0 | FEC
HR | TYNDP2026 | LEV | 2040 | TWh | 234 | Sub_sector | Transport | Cars | Transport (cars) | Energetic | transport_cars_final_demand_methane | Methane | EU | Energy demand | 0.063065 | FEC
HR | TYNDP2026 | LEV | 2040 | TWh | 235 | Sub_sector | Transport | Cars | Transport (cars) | Energetic | transport_cars_final_demand_heat | Heat | EU | Energy demand | 0 | FEC
HR | TYNDP2026 | LEV | 2040 | TWh | 236 | Sub_sector | Transport | Cars | Transport (cars) | Energetic | transport_cars_final_demand_biomass | Biomass | EU | Energy demand | 0 | FEC
HR | TYNDP2026 | LEV | 2040 | TWh | 237 | Sub_sector | Transport | Cars | Transport (cars) | Energetic | transport_cars_final_demand_coal | Solids | EU | Energy demand | 0 | FEC
HR | TYNDP2026 | LEV | 2040 | TWh | 238 | Sub_sector | Transport | Cars | Transport (cars) | Energetic | transport_cars_final_demand_oil | Liquids | EU | Energy demand | 15.4347 | FEC
HR | TYNDP2026 | LEV | 2040 | TWh | 239 | Sub_sector | Transport | Cars | Transport (cars) | Energetic | transport_cars_final_demand_other | Others | EU | Energy demand | 0 | FEC
HR | TYNDP2026 | LEV | 2040 | TWh | 240 | Sub_sector | Transport | Cars | Transport (cars) | Energetic | transport_cars_final_demand_ammonia | Ammonia | EU | Energy demand | 0 | FEC
HR | TYNDP2026 | LEV | 2040 | TWh | 242 | Sub_sector | Transport | Busses | Transport (busses) | Energetic | transport_busses_final_demand_electricity | Electricity | EU | Energy demand | 0.080661 | FEC
HR | TYNDP2026 | LEV | 2040 | TWh | 243 | Sub_sector | Transport | Busses | Transport (busses) | Energetic | transport_busses_final_demand_hydrogen | Hydrogen | EU | Energy demand | 0 | FEC
HR | TYNDP2026 | LEV | 2040 | TWh | 244 | Sub_sector | Transport | Busses | Transport (busses) | Energetic | transport_busses_final_demand_methane | Methane | EU | Energy demand | 0.010999 | FEC
HR | TYNDP2026 | LEV | 2040 | TWh | 245 | Sub_sector | Transport | Busses | Transport (busses) | Energetic | transport_busses_final_demand_heat | Heat | EU | Energy demand | 0 | FEC
HR | TYNDP2026 | LEV | 2040 | TWh | 246 | Sub_sector | Transport | Busses | Transport (busses) | Energetic | transport_busses_final_demand_biomass | Biomass | EU | Energy demand | 0 | FEC
HR | TYNDP2026 | LEV | 2040 | TWh | 247 | Sub_sector | Transport | Busses | Transport (busses) | Energetic | transport_busses_final_demand_coal | Solids | EU | Energy demand | 0 | FEC
HR | TYNDP2026 | LEV | 2040 | TWh | 248 | Sub_sector | Transport | Busses | Transport (busses) | Energetic | transport_busses_final_demand_oil | Liquids | EU | Energy demand | 1.5534 | FEC
HR | TYNDP2026 | LEV | 2040 | TWh | 249 | Sub_sector | Transport | Busses | Transport (busses) | Energetic | transport_busses_final_demand_other | Others | EU | Energy demand | 0 | FEC
HR | TYNDP2026 | LEV | 2040 | TWh | 250 | Sub_sector | Transport | Busses | Transport (busses) | Energetic | transport_busses_final_demand_ammonia | Ammonia | EU | Energy demand | 0 | FEC
HR | TYNDP2026 | LEV | 2040 | TWh | 252 | Sub_sector | Transport | Trucks | Transport (trucks) | Energetic | transport_trucks_final_demand_electricity | Electricity | EU | Energy demand | 0.071264 | FEC
HR | TYNDP2026 | LEV | 2040 | TWh | 253 | Sub_sector | Transport | Trucks | Transport (trucks) | Energetic | transport_trucks_final_demand_hydrogen | Hydrogen | EU | Energy demand | 0.12972 | FEC
HR | TYNDP2026 | LEV | 2040 | TWh | 254 | Sub_sector | Transport | Trucks | Transport (trucks) | Energetic | transport_trucks_final_demand_methane | Methane | EU | Energy demand | 0.14248 | FEC
HR | TYNDP2026 | LEV | 2040 | TWh | 255 | Sub_sector | Transport | Trucks | Transport (trucks) | Energetic | transport_trucks_final_demand_heat | Heat | EU | Energy demand | 0 | FEC
HR | TYNDP2026 | LEV | 2040 | TWh | 256 | Sub_sector | Transport | Trucks | Transport (trucks) | Energetic | transport_trucks_final_demand_biomass | Biomass | EU | Energy demand | 0 | FEC
HR | TYNDP2026 | LEV | 2040 | TWh | 257 | Sub_sector | Transport | Trucks | Transport (trucks) | Energetic | transport_trucks_final_demand_coal | Solids | EU | Energy demand | 0 | FEC
HR | TYNDP2026 | LEV | 2040 | TWh | 258 | Sub_sector | Transport | Trucks | Transport (trucks) | Energetic | transport_trucks_final_demand_oil | Liquids | EU | Energy demand | 4.5996 | FEC
HR | TYNDP2026 | LEV | 2040 | TWh | 259 | Sub_sector | Transport | Trucks | Transport (trucks) | Energetic | transport_trucks_final_demand_other | Others | EU | Energy demand | 0 | FEC
HR | TYNDP2026 | LEV | 2040 | TWh | 260 | Sub_sector | Transport | Trucks | Transport (trucks) | Energetic | transport_trucks_final_demand_ammonia | Ammonia | EU | Energy demand | 0 | FEC
HR | TYNDP2026 | LEV | 2040 | TWh | 262 | Sub_sector | Transport | Vans | Transport (vans) | Energetic | transport_vans_final_demand_electricity | Electricity | EU | Energy demand | 0.03683 | FEC
HR | TYNDP2026 | LEV | 2040 | TWh | 263 | Sub_sector | Transport | Vans | Transport (vans) | Energetic | transport_vans_final_demand_hydrogen | Hydrogen | EU | Energy demand | 7.32e-05 | FEC
HR | TYNDP2026 | LEV | 2040 | TWh | 264 | Sub_sector | Transport | Vans | Transport (vans) | Energetic | transport_vans_final_demand_methane | Methane | EU | Energy demand | 0.032811 | FEC
HR | TYNDP2026 | LEV | 2040 | TWh | 265 | Sub_sector | Transport | Vans | Transport (vans) | Energetic | transport_vans_final_demand_heat | Heat | EU | Energy demand | 0 | FEC
HR | TYNDP2026 | LEV | 2040 | TWh | 266 | Sub_sector | Transport | Vans | Transport (vans) | Energetic | transport_vans_final_demand_biomass | Biomass | EU | Energy demand | 0 | FEC
HR | TYNDP2026 | LEV | 2040 | TWh | 267 | Sub_sector | Transport | Vans | Transport (vans) | Energetic | transport_vans_final_demand_coal | Solids | EU | Energy demand | 0 | FEC
HR | TYNDP2026 | LEV | 2040 | TWh | 268 | Sub_sector | Transport | Vans | Transport (vans) | Energetic | transport_vans_final_demand_oil | Liquids | EU | Energy demand | 0.91704 | FEC
HR | TYNDP2026 | LEV | 2040 | TWh | 269 | Sub_sector | Transport | Vans | Transport (vans) | Energetic | transport_vans_final_demand_other | Others | EU | Energy demand | 0 | FEC
HR | TYNDP2026 | LEV | 2040 | TWh | 270 | Sub_sector | Transport | Vans | Transport (vans) | Energetic | transport_vans_final_demand_ammonia | Ammonia | EU | Energy demand | 0 | FEC
HR | TYNDP2026 | LEV | 2040 | TWh | 272 | Sub_sector | Transport | Freight trains | Transport (trains) | Energetic | transport_trains_final_demand_electricity | Electricity | EU | Energy demand | 0.44173 | FEC
HR | TYNDP2026 | LEV | 2040 | TWh | 273 | Sub_sector | Transport | Freight trains | Transport (trains) | Energetic | transport_trains_final_demand_hydrogen | Hydrogen | EU | Energy demand | 0 | FEC
HR | TYNDP2026 | LEV | 2040 | TWh | 274 | Sub_sector | Transport | Freight trains | Transport (trains) | Energetic | transport_trains_final_demand_methane | Methane | EU | Energy demand | 0 | FEC
HR | TYNDP2026 | LEV | 2040 | TWh | 275 | Sub_sector | Transport | Freight trains | Transport (trains) | Energetic | transport_trains_final_demand_heat | Heat | EU | Energy demand | 0 | FEC
HR | TYNDP2026 | LEV | 2040 | TWh | 276 | Sub_sector | Transport | Freight trains | Transport (trains) | Energetic | transport_trains_final_demand_biomass | Biomass | EU | Energy demand | 0 | FEC
HR | TYNDP2026 | LEV | 2040 | TWh | 277 | Sub_sector | Transport | Freight trains | Transport (trains) | Energetic | transport_trains_final_demand_coal | Solids | EU | Energy demand | 0 | FEC
HR | TYNDP2026 | LEV | 2040 | TWh | 278 | Sub_sector | Transport | Freight trains | Transport (trains) | Energetic | transport_trains_final_demand_oil | Liquids | EU | Energy demand | 0.23684 | FEC
HR | TYNDP2026 | LEV | 2040 | TWh | 279 | Sub_sector | Transport | Freight trains | Transport (trains) | Energetic | transport_trains_final_demand_other | Others | EU | Energy demand | 0 | FEC
HR | TYNDP2026 | LEV | 2040 | TWh | 280 | Sub_sector | Transport | Freight trains | Transport (trains) | Energetic | transport_trains_final_demand_ammonia | Ammonia | EU | Energy demand | 0 | FEC
HR | TYNDP2026 | LEV | 2040 | TWh | 282 | Sub_sector | Transport | Ships | Transport (ships) | Energetic | transport_ships_final_demand_electricity | Electricity | EU | Energy demand | 0 | FEC
HR | TYNDP2026 | LEV | 2040 | TWh | 283 | Sub_sector | Transport | Ships | Transport (ships) | Energetic | transport_ships_final_demand_hydrogen | Hydrogen | EU | Energy demand | 0.019328 | FEC
HR | TYNDP2026 | LEV | 2040 | TWh | 284 | Sub_sector | Transport | Ships | Transport (ships) | Energetic | transport_ships_final_demand_methane | Methane | EU | Energy demand | 0.11508 | FEC
HR | TYNDP2026 | LEV | 2040 | TWh | 285 | Sub_sector | Transport | Ships | Transport (ships) | Energetic | transport_ships_final_demand_heat | Heat | EU | Energy demand | 0 | FEC
HR | TYNDP2026 | LEV | 2040 | TWh | 286 | Sub_sector | Transport | Ships | Transport (ships) | Energetic | transport_ships_final_demand_biomass | Biomass | EU | Energy demand | 0 | FEC
HR | TYNDP2026 | LEV | 2040 | TWh | 287 | Sub_sector | Transport | Ships | Transport (ships) | Energetic | transport_ships_final_demand_coal | Solids | EU | Energy demand | 0 | FEC
HR | TYNDP2026 | LEV | 2040 | TWh | 288 | Sub_sector | Transport | Ships | Transport (ships) | Energetic | transport_ships_final_demand_oil | Liquids | EU | Energy demand | 0.14627 | FEC
HR | TYNDP2026 | LEV | 2040 | TWh | 289 | Sub_sector | Transport | Ships | Transport (ships) | Energetic | transport_ships_final_demand_other | Others | EU | Energy demand | 0 | FEC
HR | TYNDP2026 | LEV | 2040 | TWh | 290 | Sub_sector | Transport | Ships | Transport (ships) | Energetic | transport_ships_final_demand_ammonia | Ammonia | EU | Energy demand | 0 | FEC
HR | TYNDP2026 | LEV | 2040 | TWh | 292 | Sub_sector | Transport | Planes | Transport (planes) | Energetic | transport_planes_final_demand_electricity | Electricity | EU | Energy demand | 0.0048947 | FEC
HR | TYNDP2026 | LEV | 2040 | TWh | 293 | Sub_sector | Transport | Planes | Transport (planes) | Energetic | transport_planes_final_demand_hydrogen | Hydrogen | EU | Energy demand | 0.0062485 | FEC
HR | TYNDP2026 | LEV | 2040 | TWh | 294 | Sub_sector | Transport | Planes | Transport (planes) | Energetic | transport_planes_final_demand_methane | Methane | EU | Energy demand | 0 | FEC
HR | TYNDP2026 | LEV | 2040 | TWh | 295 | Sub_sector | Transport | Planes | Transport (planes) | Energetic | transport_planes_final_demand_heat | Heat | EU | Energy demand | 0 | FEC
HR | TYNDP2026 | LEV | 2040 | TWh | 296 | Sub_sector | Transport | Planes | Transport (planes) | Energetic | transport_planes_final_demand_biomass | Biomass | EU | Energy demand | 0 | FEC
HR | TYNDP2026 | LEV | 2040 | TWh | 297 | Sub_sector | Transport | Planes | Transport (planes) | Energetic | transport_planes_final_demand_coal | Solids | EU | Energy demand | 0 | FEC
HR | TYNDP2026 | LEV | 2040 | TWh | 298 | Sub_sector | Transport | Planes | Transport (planes) | Energetic | transport_planes_final_demand_oil | Liquids | EU | Energy demand | 0.035491 | FEC
HR | TYNDP2026 | LEV | 2040 | TWh | 299 | Sub_sector | Transport | Planes | Transport (planes) | Energetic | transport_planes_final_demand_other | Others | EU | Energy demand | 0 | FEC
HR | TYNDP2026 | LEV | 2040 | TWh | 300 | Sub_sector | Transport | Planes | Transport (planes) | Energetic | transport_planes_final_demand_ammonia | Ammonia | EU | Energy demand | 0 | FEC
HR | TYNDP2026 | LEV | 2040 | TWh | 302 | Sub_sector | Transport | Others | Transport (others) | Energetic | transport_other_final_demand_electricity | Electricity | EU | Energy demand | 0.0044732 | FEC
HR | TYNDP2026 | LEV | 2040 | TWh | 303 | Sub_sector | Transport | Others | Transport (others) | Energetic | transport_other_final_demand_hydrogen | Hydrogen | EU | Energy demand | 0 | FEC
HR | TYNDP2026 | LEV | 2040 | TWh | 304 | Sub_sector | Transport | Others | Transport (others) | Energetic | transport_other_final_demand_methane | Methane | EU | Energy demand | 0 | FEC
HR | TYNDP2026 | LEV | 2040 | TWh | 305 | Sub_sector | Transport | Others | Transport (others) | Energetic | transport_other_final_demand_heat | Heat | EU | Energy demand | 0 | FEC
HR | TYNDP2026 | LEV | 2040 | TWh | 306 | Sub_sector | Transport | Others | Transport (others) | Energetic | transport_other_final_demand_biomass | Biomass | EU | Energy demand | 0 | FEC
HR | TYNDP2026 | LEV | 2040 | TWh | 307 | Sub_sector | Transport | Others | Transport (others) | Energetic | transport_other_final_demand_coal | Solids | EU | Energy demand | 0 | FEC
HR | TYNDP2026 | LEV | 2040 | TWh | 308 | Sub_sector | Transport | Others | Transport (others) | Energetic | transport_other_final_demand_oil | Liquids | EU | Energy demand | 0.17912 | FEC
HR | TYNDP2026 | LEV | 2040 | TWh | 309 | Sub_sector | Transport | Others | Transport (others) | Energetic | transport_other_final_demand_other | Others | EU | Energy demand | 0 | FEC
HR | TYNDP2026 | LEV | 2040 | TWh | 310 | Sub_sector | Transport | Others | Transport (others) | Energetic | transport_other_final_demand_ammonia | Ammonia | EU | Energy demand | 0 | FEC
HR | TYNDP2026 | LEV | 2040 | TWh | 312 | Sub_sector | International transport | International aviation | Transport (int. aviation) | Energetic | transport_int_aviation_final_demand_electricity | Electricity | EU | Energy demand | 0 | FEC
HR | TYNDP2026 | LEV | 2040 | TWh | 313 | Sub_sector | International transport | International aviation | Transport (int. aviation) | Energetic | transport_int_aviation_final_demand_hydrogen | Hydrogen | EU | Energy demand | 0 | FEC
HR | TYNDP2026 | LEV | 2040 | TWh | 314 | Sub_sector | International transport | International aviation | Transport (int. aviation) | Energetic | transport_int_aviation_final_demand_methane | Methane | EU | Energy demand | 0 | FEC
HR | TYNDP2026 | LEV | 2040 | TWh | 315 | Sub_sector | International transport | International aviation | Transport (int. aviation) | Energetic | transport_int_aviation_final_demand_heat | Heat | EU | Energy demand | 0 | FEC
HR | TYNDP2026 | LEV | 2040 | TWh | 316 | Sub_sector | International transport | International aviation | Transport (int. aviation) | Energetic | transport_int_aviation_final_demand_biofuels | Biomass | EU | Energy demand | 0 | FEC
HR | TYNDP2026 | LEV | 2040 | TWh | 317 | Sub_sector | International transport | International aviation | Transport (int. aviation) | Energetic | transport_int_aviation_final_demand_coal | Solids | EU | Energy demand | 0 | FEC
HR | TYNDP2026 | LEV | 2040 | TWh | 318 | Sub_sector | International transport | International aviation | Transport (int. aviation) | Energetic | transport_int_aviation_final_demand_oil | Liquids | EU | Energy demand | 2.0388 | FEC
HR | TYNDP2026 | LEV | 2040 | TWh | 319 | Sub_sector | International transport | International aviation | Transport (int. aviation) | Energetic | transport_int_aviation_final_demand_other | Others | EU | Energy demand | 0 | FEC
HR | TYNDP2026 | LEV | 2040 | TWh | 320 | Sub_sector | International transport | International aviation | Transport (int. aviation) | Energetic | transport_int_aviation_final_demand_ammonia | Ammonia | EU | Energy demand | 0 | FEC
HR | TYNDP2026 | LEV | 2040 | TWh | 322 | Sub_sector | International transport | International shipping | Transport (int. shipping) | Energetic | transport_int_shipping_final_demand_electricity | Electricity | EU | Energy demand | 0 | not_included_in_FEC
HR | TYNDP2026 | LEV | 2040 | TWh | 323 | Sub_sector | International transport | International shipping | Transport (int. shipping) | Energetic | transport_int_shipping_final_demand_hydrogen | Hydrogen | EU | Energy demand | 0.033427 | not_included_in_FEC
HR | TYNDP2026 | LEV | 2040 | TWh | 324 | Sub_sector | International transport | International shipping | Transport (int. shipping) | Energetic | transport_int_shipping_final_demand_methane | Methane | EU | Energy demand | 0.089048 | not_included_in_FEC
HR | TYNDP2026 | LEV | 2040 | TWh | 325 | Sub_sector | International transport | International shipping | Transport (int. shipping) | Energetic | transport_int_shipping_final_demand_heat | Heat | EU | Energy demand | 0 | not_included_in_FEC
HR | TYNDP2026 | LEV | 2040 | TWh | 326 | Sub_sector | International transport | International shipping | Transport (int. shipping) | Energetic | transport_int_shipping_final_demand_biofuels | Biomass | EU | Energy demand | 0 | not_included_in_FEC
HR | TYNDP2026 | LEV | 2040 | TWh | 327 | Sub_sector | International transport | International shipping | Transport (int. shipping) | Energetic | transport_int_shipping_final_demand_coal | Solids | EU | Energy demand | 0 | not_included_in_FEC
HR | TYNDP2026 | LEV | 2040 | TWh | 328 | Sub_sector | International transport | International shipping | Transport (int. shipping) | Energetic | transport_int_shipping_final_demand_oil | Liquids | EU | Energy demand | 0.11775 | not_included_in_FEC
HR | TYNDP2026 | LEV | 2040 | TWh | 329 | Sub_sector | International transport | International shipping | Transport (int. shipping) | Energetic | transport_int_shipping_final_demand_other | Others | EU | Energy demand | 0 | not_included_in_FEC
HR | TYNDP2026 | LEV | 2040 | TWh | 330 | Sub_sector | International transport | International shipping | Transport (int. shipping) | Energetic | transport_int_shipping_final_demand_ammonia | Ammonia | EU | Energy demand | 0 | not_included_in_FEC
HR | TYNDP2026 | LEV | 2040 | TWh | 332 | Sub_sector | Households | Space heating | Households (heating) | Energetic | households_heating_final_demand_electricity | Electricity | EU | Energy demand | 1.3846 | FEC
HR | TYNDP2026 | LEV | 2040 | TWh | 333 | Sub_sector | Households | Space heating | Households (heating) | Energetic | households_heating_final_demand_hydrogen | Hydrogen | EU | Energy demand | 0.58083 | FEC
HR | TYNDP2026 | LEV | 2040 | TWh | 334 | Sub_sector | Households | Space heating | Households (heating) | Energetic | households_heating_final_demand_methane | Methane | EU | Energy demand | 3.2465 | FEC
HR | TYNDP2026 | LEV | 2040 | TWh | 335 | Sub_sector | Households | Space heating | Households (heating) | Energetic | households_heating_final_demand_heat | Heat | EU | Energy demand | 1.358 | FEC
HR | TYNDP2026 | LEV | 2040 | TWh | 336 | Sub_sector | Households | Space heating | Households (heating) | Energetic | households_heating_final_demand_biomass | Biomass | EU | Energy demand | 4.8881 | FEC
HR | TYNDP2026 | LEV | 2040 | TWh | 337 | Sub_sector | Households | Space heating | Households (heating) | Energetic | households_heating_final_demand_coal | Solids | EU | Energy demand | 0.0098877 | FEC
HR | TYNDP2026 | LEV | 2040 | TWh | 338 | Sub_sector | Households | Space heating | Households (heating) | Energetic | households_heating_final_demand_oil | Liquids | EU | Energy demand | 0.23785 | FEC
HR | TYNDP2026 | LEV | 2040 | TWh | 339 | Sub_sector | Households | Space heating | Households (heating) | Energetic | households_heating_final_demand_other | Others | EU | Energy demand | 0.23105 | FEC
HR | TYNDP2026 | LEV | 2040 | TWh | 340 | Sub_sector | Households | Space heating | Households (heating) | Energetic | households_heating_final_demand_ammonia | Ammonia | EU | Energy demand | 0 | FEC
HR | TYNDP2026 | LEV | 2040 | TWh | 343 | Sub_sector | Households | Cooling | Households (cooling) | Energetic | households_cooling_final_demand_electricity | Electricity | EU | Energy demand | 0.5181 | FEC
HR | TYNDP2026 | LEV | 2040 | TWh | 344 | Sub_sector | Households | Cooling | Households (cooling) | Energetic | households_cooling_final_demand_hydrogen | Hydrogen | EU | Energy demand | 0 | FEC
HR | TYNDP2026 | LEV | 2040 | TWh | 345 | Sub_sector | Households | Cooling | Households (cooling) | Energetic | households_cooling_final_demand_methane | Methane | EU | Energy demand | 0 | FEC
HR | TYNDP2026 | LEV | 2040 | TWh | 346 | Sub_sector | Households | Cooling | Households (cooling) | Energetic | households_cooling_final_demand_heat | Heat | EU | Energy demand | 0 | FEC
HR | TYNDP2026 | LEV | 2040 | TWh | 347 | Sub_sector | Households | Cooling | Households (cooling) | Energetic | households_cooling_final_demand_biomass | Biomass | EU | Energy demand | 0 | FEC
HR | TYNDP2026 | LEV | 2040 | TWh | 348 | Sub_sector | Households | Cooling | Households (cooling) | Energetic | households_cooling_final_demand_coal | Solids | EU | Energy demand | 0 | FEC
HR | TYNDP2026 | LEV | 2040 | TWh | 349 | Sub_sector | Households | Cooling | Households (cooling) | Energetic | households_cooling_final_demand_oil | Liquids | EU | Energy demand | 0 | FEC
HR | TYNDP2026 | LEV | 2040 | TWh | 350 | Sub_sector | Households | Cooling | Households (cooling) | Energetic | households_cooling_final_demand_other | Others | EU | Energy demand | 0 | FEC
HR | TYNDP2026 | LEV | 2040 | TWh | 351 | Sub_sector | Households | Cooling | Households (cooling) | Energetic | households_cooling_final_demand_ammonia | Ammonia | EU | Energy demand | 0 | FEC
HR | TYNDP2026 | LEV | 2040 | TWh | 354 | Sub_sector | Households | Hot water | Households (hot water) | Energetic | households_hot_water_final_demand_electricity | Electricity | EU | Energy demand | 0.36042 | FEC
HR | TYNDP2026 | LEV | 2040 | TWh | 355 | Sub_sector | Households | Hot water | Households (hot water) | Energetic | households_hot_water_final_demand_hydrogen | Hydrogen | EU | Energy demand | 0.25129 | FEC
HR | TYNDP2026 | LEV | 2040 | TWh | 356 | Sub_sector | Households | Hot water | Households (hot water) | Energetic | households_hot_water_final_demand_methane | Methane | EU | Energy demand | 0.7206 | FEC
HR | TYNDP2026 | LEV | 2040 | TWh | 357 | Sub_sector | Households | Hot water | Households (hot water) | Energetic | households_hot_water_final_demand_heat | Heat | EU | Energy demand | 0.26229 | FEC
HR | TYNDP2026 | LEV | 2040 | TWh | 358 | Sub_sector | Households | Hot water | Households (hot water) | Energetic | households_hot_water_final_demand_biomass | Biomass | EU | Energy demand | 0.58499 | FEC
HR | TYNDP2026 | LEV | 2040 | TWh | 359 | Sub_sector | Households | Hot water | Households (hot water) | Energetic | households_hot_water_final_demand_coal | Solids | EU | Energy demand | 0.0009369 | FEC
HR | TYNDP2026 | LEV | 2040 | TWh | 360 | Sub_sector | Households | Hot water | Households (hot water) | Energetic | households_hot_water_final_demand_oil | Liquids | EU | Energy demand | 0.022538 | FEC
HR | TYNDP2026 | LEV | 2040 | TWh | 361 | Sub_sector | Households | Hot water | Households (hot water) | Energetic | households_hot_water_final_demand_other | Others | EU | Energy demand | 0.19372 | FEC
HR | TYNDP2026 | LEV | 2040 | TWh | 362 | Sub_sector | Households | Hot water | Households (hot water) | Energetic | households_hot_water_final_demand_ammonia | Ammonia | EU | Energy demand | 0 | FEC
HR | TYNDP2026 | LEV | 2040 | TWh | 365 | Sub_sector | Households | Appliances | Households (appliances) | Energetic | households_appliances_final_demand_electricity | Electricity | EU | Energy demand | 2.458 | FEC
HR | TYNDP2026 | LEV | 2040 | TWh | 366 | Sub_sector | Households | Appliances | Households (appliances) | Energetic | households_appliances_final_demand_hydrogen | Hydrogen | EU | Energy demand | 0 | FEC
HR | TYNDP2026 | LEV | 2040 | TWh | 367 | Sub_sector | Households | Appliances | Households (appliances) | Energetic | households_appliances_final_demand_methane | Methane | EU | Energy demand | 0.65776 | FEC
HR | TYNDP2026 | LEV | 2040 | TWh | 368 | Sub_sector | Households | Appliances | Households (appliances) | Energetic | households_appliances_final_demand_heat | Heat | EU | Energy demand | 0 | FEC
HR | TYNDP2026 | LEV | 2040 | TWh | 369 | Sub_sector | Households | Appliances | Households (appliances) | Energetic | households_appliances_final_demand_biomass | Biomass | EU | Energy demand | 0.025411 | FEC
HR | TYNDP2026 | LEV | 2040 | TWh | 370 | Sub_sector | Households | Appliances | Households (appliances) | Energetic | households_appliances_final_demand_coal | Solids | EU | Energy demand | 0 | FEC
HR | TYNDP2026 | LEV | 2040 | TWh | 371 | Sub_sector | Households | Appliances | Households (appliances) | Energetic | households_appliances_final_demand_oil | Liquids | EU | Energy demand | 0 | FEC
HR | TYNDP2026 | LEV | 2040 | TWh | 372 | Sub_sector | Households | Appliances | Households (appliances) | Energetic | households_appliances_final_demand_other | Others | EU | Energy demand | 0 | FEC
HR | TYNDP2026 | LEV | 2040 | TWh | 373 | Sub_sector | Households | Appliances | Households (appliances) | Energetic | households_appliances_final_demand_ammonia | Ammonia | EU | Energy demand | 0 | FEC
HR | TYNDP2026 | LEV | 2040 | TWh | 375 | Sub_sector | Buildings | Space heating | Buildings (heat) | Energetic | buildings_heat_final_demand_electricity | Electricity | EU | Energy demand | 1.1355 | FEC
HR | TYNDP2026 | LEV | 2040 | TWh | 376 | Sub_sector | Buildings | Space heating | Buildings (heat) | Energetic | buildings_heat_final_demand_hydrogen | Hydrogen | EU | Energy demand | 0.2783 | FEC
HR | TYNDP2026 | LEV | 2040 | TWh | 377 | Sub_sector | Buildings | Space heating | Buildings (heat) | Energetic | buildings_heat_final_demand_methane | Methane | EU | Energy demand | 0.82285 | FEC
HR | TYNDP2026 | LEV | 2040 | TWh | 378 | Sub_sector | Buildings | Space heating | Buildings (heat) | Energetic | buildings_heat_final_demand_heat | Heat | EU | Energy demand | 0.73486 | FEC
HR | TYNDP2026 | LEV | 2040 | TWh | 379 | Sub_sector | Buildings | Space heating | Buildings (heat) | Energetic | buildings_heat_final_demand_biomass | Biomass | EU | Energy demand | 0.30099 | FEC
HR | TYNDP2026 | LEV | 2040 | TWh | 380 | Sub_sector | Buildings | Space heating | Buildings (heat) | Energetic | buildings_heat_final_demand_coal | Solids | EU | Energy demand | 0 | FEC
HR | TYNDP2026 | LEV | 2040 | TWh | 381 | Sub_sector | Buildings | Space heating | Buildings (heat) | Energetic | buildings_heat_final_demand_oil | Liquids | EU | Energy demand | 0.1245 | FEC
HR | TYNDP2026 | LEV | 2040 | TWh | 382 | Sub_sector | Buildings | Space heating | Buildings (heat) | Energetic | buildings_heat_final_demand_other | Others | EU | Energy demand | 0.0070056 | FEC
HR | TYNDP2026 | LEV | 2040 | TWh | 383 | Sub_sector | Buildings | Space heating | Buildings (heat) | Energetic | buildings_heat_final_demand_ammonia | Ammonia | EU | Energy demand | 0 | FEC
HR | TYNDP2026 | LEV | 2040 | TWh | 386 | Sub_sector | Buildings | Cooling | Buildings (cooling) | Energetic | buildings_cooling_final_demand_electricity | Electricity | EU | Energy demand | 0.63623 | FEC
HR | TYNDP2026 | LEV | 2040 | TWh | 387 | Sub_sector | Buildings | Cooling | Buildings (cooling) | Energetic | buildings_cooling_final_demand_hydrogen | Hydrogen | EU | Energy demand | 0 | FEC
HR | TYNDP2026 | LEV | 2040 | TWh | 388 | Sub_sector | Buildings | Cooling | Buildings (cooling) | Energetic | buildings_cooling_final_demand_methane | Methane | EU | Energy demand | 0 | FEC
HR | TYNDP2026 | LEV | 2040 | TWh | 389 | Sub_sector | Buildings | Cooling | Buildings (cooling) | Energetic | buildings_cooling_final_demand_heat | Heat | EU | Energy demand | 0 | FEC
HR | TYNDP2026 | LEV | 2040 | TWh | 390 | Sub_sector | Buildings | Cooling | Buildings (cooling) | Energetic | buildings_cooling_final_demand_biomass | Biomass | EU | Energy demand | 0 | FEC
HR | TYNDP2026 | LEV | 2040 | TWh | 391 | Sub_sector | Buildings | Cooling | Buildings (cooling) | Energetic | buildings_cooling_final_demand_coal | Solids | EU | Energy demand | 0 | FEC
HR | TYNDP2026 | LEV | 2040 | TWh | 392 | Sub_sector | Buildings | Cooling | Buildings (cooling) | Energetic | buildings_cooling_final_demand_oil | Liquids | EU | Energy demand | 0 | FEC
HR | TYNDP2026 | LEV | 2040 | TWh | 393 | Sub_sector | Buildings | Cooling | Buildings (cooling) | Energetic | buildings_cooling_final_demand_other | Others | EU | Energy demand | 0 | FEC
HR | TYNDP2026 | LEV | 2040 | TWh | 394 | Sub_sector | Buildings | Cooling | Buildings (cooling) | Energetic | buildings_cooling_final_demand_ammonia | Ammonia | EU | Energy demand | 0 | FEC
HR | TYNDP2026 | LEV | 2040 | TWh | 397 | Sub_sector | Buildings | Appliances | Buildings (appliances) | Energetic | buildings_appliances_final_demand_electricity | Electricity | EU | Energy demand | 3.1538 | FEC
HR | TYNDP2026 | LEV | 2040 | TWh | 398 | Sub_sector | Buildings | Appliances | Buildings (appliances) | Energetic | buildings_appliances_final_demand_hydrogen | Hydrogen | EU | Energy demand | 0 | FEC
HR | TYNDP2026 | LEV | 2040 | TWh | 399 | Sub_sector | Buildings | Appliances | Buildings (appliances) | Energetic | buildings_appliances_final_demand_methane | Methane | EU | Energy demand | 0.60749 | FEC
HR | TYNDP2026 | LEV | 2040 | TWh | 400 | Sub_sector | Buildings | Appliances | Buildings (appliances) | Energetic | buildings_appliances_final_demand_heat | Heat | EU | Energy demand | 0 | FEC
HR | TYNDP2026 | LEV | 2040 | TWh | 401 | Sub_sector | Buildings | Appliances | Buildings (appliances) | Energetic | buildings_appliances_final_demand_biomass | Biomass | EU | Energy demand | 0 | FEC
HR | TYNDP2026 | LEV | 2040 | TWh | 402 | Sub_sector | Buildings | Appliances | Buildings (appliances) | Energetic | buildings_appliances_final_demand_coal | Solids | EU | Energy demand | 0 | FEC
HR | TYNDP2026 | LEV | 2040 | TWh | 403 | Sub_sector | Buildings | Appliances | Buildings (appliances) | Energetic | buildings_appliances_final_demand_oil | Liquids | EU | Energy demand | 0 | FEC
HR | TYNDP2026 | LEV | 2040 | TWh | 404 | Sub_sector | Buildings | Appliances | Buildings (appliances) | Energetic | buildings_appliances_final_demand_other | Others | EU | Energy demand | 0 | FEC
HR | TYNDP2026 | LEV | 2040 | TWh | 405 | Sub_sector | Buildings | Appliances | Buildings (appliances) | Energetic | buildings_appliances_final_demand_ammonia | Ammonia | EU | Energy demand | 0 | FEC
HR | TYNDP2026 | LEV | 2040 | TWh | 407 | Sub_sector | Buildings | Datacenters | Datacenters & ICT | Energetic | datacentres_final_demand_electricity_energetic | Electricity | EU | Energy demand | 1.0434 | FEC
HR | TYNDP2026 | LEV | 2040 | TWh | 408 | Sub_sector | Buildings | Datacenters | Datacenters & ICT | Energetic | datacentres_final_demand_hydrogen_energetic | Hydrogen | EU | Energy demand | 0 | FEC
HR | TYNDP2026 | LEV | 2040 | TWh | 409 | Sub_sector | Buildings | Datacenters | Datacenters & ICT | Energetic | datacentres_final_demand_methane_energetic | Methane | EU | Energy demand | 0 | FEC
HR | TYNDP2026 | LEV | 2040 | TWh | 410 | Sub_sector | Buildings | Datacenters | Datacenters & ICT | Energetic | datacentres_final_demand_heat_energetic | Heat | EU | Energy demand | 0 | FEC
HR | TYNDP2026 | LEV | 2040 | TWh | 411 | Sub_sector | Buildings | Datacenters | Datacenters & ICT | Energetic | datacentres_final_demand_biomass_energetic | Biomass | EU | Energy demand | 0 | FEC
HR | TYNDP2026 | LEV | 2040 | TWh | 412 | Sub_sector | Buildings | Datacenters | Datacenters & ICT | Energetic | datacentres_final_demand_coal_energetic | Solids | EU | Energy demand | 0 | FEC
HR | TYNDP2026 | LEV | 2040 | TWh | 413 | Sub_sector | Buildings | Datacenters | Datacenters & ICT | Energetic | datacentres_final_demand_oil_energetic | Liquids | EU | Energy demand | 0 | FEC
HR | TYNDP2026 | LEV | 2040 | TWh | 414 | Sub_sector | Buildings | Datacenters | Datacenters & ICT | Energetic | datacentres_final_demand_other_energetic | Others | EU | Energy demand | 0 | FEC
HR | TYNDP2026 | LEV | 2040 | TWh | 415 | Sub_sector | Buildings | Datacenters | Datacenters & ICT | Energetic | datacentres_final_demand_ammonia_energetic | Ammonia | EU | Energy demand | 0 | FEC
HR | TYNDP2026 | LEV | 2040 | TWh | 417 | Sub_sector | Transport | Others_Sector | Others_Sector | Energetic | other_final_demand_electricity_energetic | Electricity | EU | Energy demand | 0 | FEC
HR | TYNDP2026 | LEV | 2040 | TWh | 418 | Sub_sector | Transport | Others_Sector | Others_Sector | Energetic | other_final_demand_hydrogen_energetic | Hydrogen | EU | Energy demand | 0 | FEC
HR | TYNDP2026 | LEV | 2040 | TWh | 419 | Sub_sector | Transport | Pipeline Transport | Others_Sector | Energetic | other_final_demand_methane_energetic | Methane | EU | Energy demand | 0.0315 | FEC
HR | TYNDP2026 | LEV | 2040 | TWh | 420 | Sub_sector | Transport | Others_Sector | Others_Sector | Energetic | other_final_demand_heat_energetic | Heat | EU | Energy demand | 0 | FEC
HR | TYNDP2026 | LEV | 2040 | TWh | 421 | Sub_sector | Transport | Others_Sector | Others_Sector | Energetic | other_final_demand_biomass_energetic | Biomass | EU | Energy demand | 0 | FEC
HR | TYNDP2026 | LEV | 2040 | TWh | 422 | Sub_sector | Transport | Others_Sector | Others_Sector | Energetic | other_final_demand_coal_energetic | Solids | EU | Energy demand | 0 | FEC
HR | TYNDP2026 | LEV | 2040 | TWh | 423 | Sub_sector | Transport | Others_Sector | Others_Sector | Energetic | other_final_demand_oil_energetic | Liquids | EU | Energy demand | 0 | FEC
HR | TYNDP2026 | LEV | 2040 | TWh | 424 | Sub_sector | Others_Sector | Others_Sector | Others_Sector | Non-energetic | other_final_demand_oil_non_energetic | Liquids | EU | Energy demand | 0.21589 | not_included_in_FEC
HR | TYNDP2026 | LEV | 2040 | TWh | 425 | Sub_sector | Transport | Others_Sector | Others_Sector | Energetic | other_final_demand_other_energetic | Others | EU | Energy demand | 0 | FEC
HR | TYNDP2026 | LEV | 2040 | TWh | 426 | Sub_sector | Transport | Others_Sector | Others_Sector | Energetic | other_final_demand_ammonia_energetic | Ammonia | EU | Energy demand | 0 | FEC
HR | TYNDP2026 | LEV | 2040 | TWh | 427 | Sub_sector | Industry | Surplus_Heat_in_Industry | Surplus_Heat_in_Industry | Energetic | final_demand_of_industry_unused_local_production_steam_hot_water | Heat | EU | Energy demand | 0 | FEC
HR | TYNDP2026 | LEV | 2040 | TWh | 429 | Sub_sector | Agriculture | Total | Agriculture | Energetic | agriculture_final_demand_electricity_energetic | Electricity | EU | Energy demand | 0.1682 | FEC
HR | TYNDP2026 | LEV | 2040 | TWh | 430 | Sub_sector | Agriculture | Total | Agriculture | Energetic | agriculture_final_demand_hydrogen_energetic | Hydrogen | EU | Energy demand | 0 | FEC
HR | TYNDP2026 | LEV | 2040 | TWh | 431 | Sub_sector | Agriculture | Total | Agriculture | Energetic | agriculture_final_demand_methane_energetic | Methane | EU | Energy demand | 0.53758 | FEC
HR | TYNDP2026 | LEV | 2040 | TWh | 432 | Sub_sector | Agriculture | Total | Agriculture | Energetic | agriculture_final_demand_heat_energetic | Heat | EU | Energy demand | 0.07819 | FEC
HR | TYNDP2026 | LEV | 2040 | TWh | 433 | Sub_sector | Agriculture | Total | Agriculture | Energetic | agriculture_final_demand_biomass_energetic | Biomass | EU | Energy demand | 0.11601 | FEC
HR | TYNDP2026 | LEV | 2040 | TWh | 434 | Sub_sector | Agriculture | Total | Agriculture | Energetic | agriculture_final_demand_coal_energetic | Solids | EU | Energy demand | 0 | FEC
HR | TYNDP2026 | LEV | 2040 | TWh | 435 | Sub_sector | Agriculture | Total | Agriculture | Energetic | agriculture_final_demand_oil_energetic | Liquids | EU | Energy demand | 1.6426 | FEC
HR | TYNDP2026 | LEV | 2040 | TWh | 436 | Sub_sector | Agriculture | Total | Agriculture | Energetic | agriculture_final_demand_other_energetic | Others | EU | Energy demand | 0 | FEC
HR | TYNDP2026 | LEV | 2040 | TWh | 437 | Sub_sector | Agriculture | Total | Agriculture | Energetic | agriculture_final_demand_ammonia_energetic | Ammonia | EU | Energy demand | 0 | FEC
HR | TYNDP2026 | LEV | 2040 | TWh | 447 | Sub_sector | Buildings | Surplus Energy | Buildings | Energetic | GAP | Electricity | EU | Energy demand | 0 | FEC
HR | TYNDP2026 | LEV | 2040 | TWh | 448 | Sub_sector | Buildings | Surplus Energy | Buildings | Energetic | GAP | Hydrogen | EU | Energy demand | 0 | FEC
HR | TYNDP2026 | LEV | 2040 | TWh | 449 | Sub_sector | Buildings | Surplus Energy | Buildings | Energetic | GAP | Methane | EU | Energy demand | 0 | FEC
HR | TYNDP2026 | LEV | 2040 | TWh | 450 | Sub_sector | Buildings | Surplus Energy | Buildings | Energetic | GAP | Heat | EU | Energy demand | 0 | FEC
HR | TYNDP2026 | LEV | 2040 | TWh | 451 | Sub_sector | Buildings | Surplus Energy | Buildings | Energetic | GAP | Biomass | EU | Energy demand | 0.015105 | FEC
HR | TYNDP2026 | LEV | 2040 | TWh | 452 | Sub_sector | Buildings | Surplus Energy | Buildings | Energetic | GAP | Solids | EU | Energy demand | 0 | FEC
HR | TYNDP2026 | LEV | 2040 | TWh | 453 | Sub_sector | Buildings | Surplus Energy | Buildings | Energetic | GAP | Liquids | EU | Energy demand | 0.12129 | FEC
HR | TYNDP2026 | LEV | 2040 | TWh | 454 | Sub_sector | Buildings | Surplus Energy | Buildings | Energetic | GAP | Others | EU | Energy demand | 0 | FEC
HR | TYNDP2026 | LEV | 2040 | TWh | 455 | Sub_sector | Buildings | Surplus Energy | Buildings | Energetic | GAP | Ammonia | EU | Energy demand | 0 | FEC
HR | TYNDP2026 | LEV | 2040 | TWh | 456 | Sub_sector | Households | Surplus Energy | Households | Energetic | GAP | Electricity | EU | Energy demand | 0 | FEC
HR | TYNDP2026 | LEV | 2040 | TWh | 457 | Sub_sector | Households | Surplus Energy | Households | Energetic | GAP | Hydrogen | EU | Energy demand | 0 | FEC
HR | TYNDP2026 | LEV | 2040 | TWh | 458 | Sub_sector | Households | Surplus Energy | Households | Energetic | GAP | Methane | EU | Energy demand | 0 | FEC
HR | TYNDP2026 | LEV | 2040 | TWh | 459 | Sub_sector | Households | Surplus Energy | Households | Energetic | GAP | Heat | EU | Energy demand | 0 | FEC
HR | TYNDP2026 | LEV | 2040 | TWh | 460 | Sub_sector | Households | Surplus Energy | Households | Energetic | GAP | Biomass | EU | Energy demand | 0 | FEC
HR | TYNDP2026 | LEV | 2040 | TWh | 461 | Sub_sector | Households | Surplus Energy | Households | Energetic | GAP | Solids | EU | Energy demand | 0 | FEC
HR | TYNDP2026 | LEV | 2040 | TWh | 462 | Sub_sector | Households | Surplus Energy | Households | Energetic | GAP | Liquids | EU | Energy demand | 0 | FEC
HR | TYNDP2026 | LEV | 2040 | TWh | 463 | Sub_sector | Households | Surplus Energy | Households | Energetic | GAP | Others | EU | Energy demand | 0 | FEC
HR | TYNDP2026 | LEV | 2040 | TWh | 464 | Sub_sector | Households | Surplus Energy | Households | Energetic | GAP | Ammonia | EU | Energy demand | 0 | FEC
HU | TYNDP2026 | NT | 2030 | TWh | 102 | Sub_sector | Industry | Aluminium | Industry (aluminium) | Energetic | industry_aluminium_demand_electricity_energetic | Electricity | EU | Energy demand | 0 | FEC
HU | TYNDP2026 | NT | 2030 | TWh | 103 | Sub_sector | Industry | Aluminium | Industry (aluminium) | Energetic | industry_aluminium_demand_hydrogen_energetic | Hydrogen | EU | Energy demand | 0 | FEC
HU | TYNDP2026 | NT | 2030 | TWh | 104 | Sub_sector | Industry | Aluminium | Industry (aluminium) | Energetic | industry_aluminium_demand_methane_energetic | Methane | EU | Energy demand | 0 | FEC
HU | TYNDP2026 | NT | 2030 | TWh | 105 | Sub_sector | Industry | Aluminium | Industry (aluminium) | Energetic | industry_aluminium_demand_heat_energetic | Heat | EU | Energy demand | 0 | FEC
HU | TYNDP2026 | NT | 2030 | TWh | 106 | Sub_sector | Industry | Aluminium | Industry (aluminium) | Energetic | industry_aluminium_demand_biomass_energetic | Biomass | EU | Energy demand | 0 | FEC
HU | TYNDP2026 | NT | 2030 | TWh | 107 | Sub_sector | Industry | Aluminium | Industry (aluminium) | Energetic | industry_aluminium_demand_coal_energetic | Solids | EU | Energy demand | 0 | FEC
HU | TYNDP2026 | NT | 2030 | TWh | 108 | Sub_sector | Industry | Aluminium | Industry (aluminium) | Energetic | industry_aluminium_demand_oil_energetic | Liquids | EU | Energy demand | 0 | FEC
HU | TYNDP2026 | NT | 2030 | TWh | 109 | Sub_sector | Industry | Aluminium | Industry (aluminium) | Energetic | industry_aluminium_demand_others_energetic | Others | EU | Energy demand | 0 | FEC
HU | TYNDP2026 | NT | 2030 | TWh | 110 | Sub_sector | Industry | Aluminium | Industry (aluminium) | Energetic | industry_ammonia_demand_others_energetic | Ammonia | EU | Energy demand | 0 | FEC
HU | TYNDP2026 | NT | 2030 | TWh | 112 | Sub_sector | Industry | Chemicals | Industry (chemicals, energetic) | Energetic | industry_chemical_demand_electricity_energetic | Electricity | EU | Energy demand | 3.1739 | FEC
HU | TYNDP2026 | NT | 2030 | TWh | 113 | Sub_sector | Industry | Chemicals | Industry (chemicals, energetic) | Energetic | industry_chemical_demand_hydrogen_energetic | Hydrogen | EU | Energy demand | 0.2856 | FEC
HU | TYNDP2026 | NT | 2030 | TWh | 114 | Sub_sector | Industry | Chemicals | Industry (chemicals, energetic) | Energetic | industry_chemical_demand_methane_energetic | Methane | EU | Energy demand | 0.77111 | FEC
HU | TYNDP2026 | NT | 2030 | TWh | 115 | Sub_sector | Industry | Chemicals | Industry (chemicals, energetic) | Energetic | industry_chemical_demand_heat_energetic | Heat | EU | Energy demand | 3.0142 | FEC
HU | TYNDP2026 | NT | 2030 | TWh | 116 | Sub_sector | Industry | Chemicals | Industry (chemicals, energetic) | Energetic | industry_chemical_demand_biomass_energetic | Biomass | EU | Energy demand | 0.48195 | FEC
HU | TYNDP2026 | NT | 2030 | TWh | 117 | Sub_sector | Industry | Chemicals | Industry (chemicals, energetic) | Energetic | industry_chemical_demand_coal_energetic | Solids | EU | Energy demand | 0 | FEC
HU | TYNDP2026 | NT | 2030 | TWh | 118 | Sub_sector | Industry | Chemicals | Industry (chemicals, energetic) | Energetic | industry_chemical_demand_oil_energetic | Liquids | EU | Energy demand | 3.1196 | FEC
HU | TYNDP2026 | NT | 2030 | TWh | 119 | Sub_sector | Industry | Chemicals | Industry (chemicals, energetic) | Energetic | industry_chemical_demand_others_energetic | Others | EU | Energy demand | 0 | FEC
HU | TYNDP2026 | NT | 2030 | TWh | 120 | Sub_sector | Industry | Chemicals | Industry (chemicals, energetic) | Energetic | industry_chemical_demand_ammonia_energetic | Ammonia | EU | Energy demand | 0 | FEC
HU | TYNDP2026 | NT | 2030 | TWh | 122 | Sub_sector | Industry | Chemicals | Industry (chemicals, non-energetic) | Non-energetic | industry_chemical_demand_electricity_non_energetic | Electricity | EU | Energy demand | 0 | not_included_in_FEC
HU | TYNDP2026 | NT | 2030 | TWh | 123 | Sub_sector | Industry | Chemicals | Industry (chemicals, non-energetic) | Non-energetic | industry_chemical_demand_hydrogen_non_energetic | Hydrogen | EU | Energy demand | 2.2376 | not_included_in_FEC
HU | TYNDP2026 | NT | 2030 | TWh | 124 | Sub_sector | Industry | Chemicals | Industry (chemicals, non-energetic) | Non-energetic | industry_chemical_demand_methane_non_energetic | Methane | EU | Energy demand | 5.594 | not_included_in_FEC
HU | TYNDP2026 | NT | 2030 | TWh | 125 | Sub_sector | Industry | Chemicals | Industry (chemicals, non-energetic) | Non-energetic | industry_chemical_demand_heat_non_energetic | Heat | EU | Energy demand | 0 | not_included_in_FEC
HU | TYNDP2026 | NT | 2030 | TWh | 126 | Sub_sector | Industry | Chemicals | Industry (chemicals, non-energetic) | Non-energetic | industry_chemical_demand_biomass_non_energetic | Biomass | EU | Energy demand | 0 | not_included_in_FEC
HU | TYNDP2026 | NT | 2030 | TWh | 127 | Sub_sector | Industry | Chemicals | Industry (chemicals, non-energetic) | Non-energetic | industry_chemical_demand_coal_non_energetic | Solids | EU | Energy demand | 0.12667 | not_included_in_FEC
HU | TYNDP2026 | NT | 2030 | TWh | 128 | Sub_sector | Industry | Chemicals | Industry (chemicals, non-energetic) | Non-energetic | industry_chemical_demand_oil_non_energetic | Liquids | EU | Energy demand | 9.3032 | not_included_in_FEC
HU | TYNDP2026 | NT | 2030 | TWh | 129 | Sub_sector | Industry | Chemicals | Industry (chemicals, non-energetic) | Non-energetic | industry_chemical_demand_others_non_energetic | Others | EU | Energy demand | 0 | not_included_in_FEC
HU | TYNDP2026 | NT | 2030 | TWh | 130 | Sub_sector | Industry | Chemicals | Industry (chemicals, non-energetic) | Non-energetic | industry_chemical_demand_ammonia_non_energetic | Ammonia | EU | Energy demand | 0 | not_included_in_FEC
HU | TYNDP2026 | NT | 2030 | TWh | 132 | Sub_sector | Industry | Fertilizers | Industry (fertilizers, energetic) | Energetic | industry_fertilizers_demand_electricity_energetic | Electricity | EU | Energy demand | 0.24747 | FEC
HU | TYNDP2026 | NT | 2030 | TWh | 133 | Sub_sector | Industry | Fertilizers | Industry (fertilizers, energetic) | Energetic | industry_fertilizers_demand_hydrogen_energetic | Hydrogen | EU | Energy demand | 0 | FEC
HU | TYNDP2026 | NT | 2030 | TWh | 134 | Sub_sector | Industry | Fertilizers | Industry (fertilizers, energetic) | Energetic | industry_fertilizers_demand_methane_energetic | Methane | EU | Energy demand | 0 | FEC
HU | TYNDP2026 | NT | 2030 | TWh | 135 | Sub_sector | Industry | Fertilizers | Industry (fertilizers, energetic) | Energetic | industry_fertilizers_demand_heat_energetic | Heat | EU | Energy demand | 0 | FEC
HU | TYNDP2026 | NT | 2030 | TWh | 136 | Sub_sector | Industry | Fertilizers | Industry (fertilizers, energetic) | Energetic | industry_fertilizers_demand_biomass_energetic | Biomass | EU | Energy demand | 0 | FEC
HU | TYNDP2026 | NT | 2030 | TWh | 137 | Sub_sector | Industry | Fertilizers | Industry (fertilizers, energetic) | Energetic | industry_fertilizers_demand_coal_energetic | Solids | EU | Energy demand | 0 | FEC
HU | TYNDP2026 | NT | 2030 | TWh | 138 | Sub_sector | Industry | Fertilizers | Industry (fertilizers, energetic) | Energetic | industry_fertilizers_demand_oil_energetic | Liquids | EU | Energy demand | 1.8702 | FEC
HU | TYNDP2026 | NT | 2030 | TWh | 139 | Sub_sector | Industry | Fertilizers | Industry (fertilizers, energetic) | Energetic | industry_fertilizers_demand_others_energetic | Others | EU | Energy demand | 0 | FEC
HU | TYNDP2026 | NT | 2030 | TWh | 140 | Sub_sector | Industry | Fertilizers | Industry (fertilizers, energetic) | Energetic | industry_fertilizers_demand_ammonia_energetic | Ammonia | EU | Energy demand | 0 | FEC
HU | TYNDP2026 | NT | 2030 | TWh | 142 | Sub_sector | Industry | Fertilizers | Industry (fertilizers, non-energetic) | Non-energetic | industry_fertilizers_demand_electricity_non_energetic | Electricity | EU | Energy demand | 0 | not_included_in_FEC
HU | TYNDP2026 | NT | 2030 | TWh | 143 | Sub_sector | Industry | Fertilizers | Industry (fertilizers, non-energetic) | Non-energetic | industry_fertilizers_demand_hydrogen_non_energetic | Hydrogen | EU | Energy demand | 1.9437 | not_included_in_FEC
HU | TYNDP2026 | NT | 2030 | TWh | 144 | Sub_sector | Industry | Fertilizers | Industry (fertilizers, non-energetic) | Non-energetic | industry_fertilizers_demand_methane_non_energetic | Methane | EU | Energy demand | 2.7726 | not_included_in_FEC
HU | TYNDP2026 | NT | 2030 | TWh | 145 | Sub_sector | Industry | Fertilizers | Industry (fertilizers, non-energetic) | Non-energetic | industry_fertilizers_demand_heat_non_energetic | Heat | EU | Energy demand | 0 | not_included_in_FEC
HU | TYNDP2026 | NT | 2030 | TWh | 146 | Sub_sector | Industry | Fertilizers | Industry (fertilizers, non-energetic) | Non-energetic | industry_fertilizers_demand_biomass_non_energetic | Biomass | EU | Energy demand | 0 | not_included_in_FEC
HU | TYNDP2026 | NT | 2030 | TWh | 147 | Sub_sector | Industry | Fertilizers | Industry (fertilizers, non-energetic) | Non-energetic | industry_fertilizers_demand_coal_non_energetic | Solids | EU | Energy demand | 0 | not_included_in_FEC
HU | TYNDP2026 | NT | 2030 | TWh | 148 | Sub_sector | Industry | Fertilizers | Industry (fertilizers, non-energetic) | Non-energetic | industry_fertilizers_demand_oil_non_energetic | Liquids | EU | Energy demand | 0 | not_included_in_FEC
HU | TYNDP2026 | NT | 2030 | TWh | 149 | Sub_sector | Industry | Fertilizers | Industry (fertilizers, non-energetic) | Non-energetic | industry_fertilizers_demand_others_non_energetic | Others | EU | Energy demand | 0 | not_included_in_FEC
HU | TYNDP2026 | NT | 2030 | TWh | 150 | Sub_sector | Industry | Fertilizers | Industry (fertilizers, non-energetic) | Non-energetic | industry_fertilizers_demand_ammonia_non_energetic | Ammonia | EU | Energy demand | 0.65955 | not_included_in_FEC
HU | TYNDP2026 | NT | 2030 | TWh | 152 | Sub_sector | Industry | Food | Industry (food) | Energetic | industry_food_demand_electricity_energetic | Electricity | EU | Energy demand | 2.73 | FEC
HU | TYNDP2026 | NT | 2030 | TWh | 153 | Sub_sector | Industry | Food | Industry (food) | Energetic | industry_food_demand_hydrogen_energetic | Hydrogen | EU | Energy demand | 0 | FEC
HU | TYNDP2026 | NT | 2030 | TWh | 154 | Sub_sector | Industry | Food | Industry (food) | Energetic | industry_food_demand_methane_energetic | Methane | EU | Energy demand | 3.7235 | FEC
HU | TYNDP2026 | NT | 2030 | TWh | 155 | Sub_sector | Industry | Food | Industry (food) | Energetic | industry_food_demand_heat_energetic | Heat | EU | Energy demand | 0.19861 | FEC
HU | TYNDP2026 | NT | 2030 | TWh | 156 | Sub_sector | Industry | Food | Industry (food) | Energetic | industry_food_demand_biomass_energetic | Biomass | EU | Energy demand | 0.88944 | FEC
HU | TYNDP2026 | NT | 2030 | TWh | 157 | Sub_sector | Industry | Food | Industry (food) | Energetic | industry_food_demand_coal_energetic | Solids | EU | Energy demand | 0 | FEC
HU | TYNDP2026 | NT | 2030 | TWh | 158 | Sub_sector | Industry | Food | Industry (food) | Energetic | industry_food_demand_oil_energetic | Liquids | EU | Energy demand | 0.16212 | FEC
HU | TYNDP2026 | NT | 2030 | TWh | 159 | Sub_sector | Industry | Food | Industry (food) | Energetic | industry_food_demand_others_energetic | Others | EU | Energy demand | 0 | FEC
HU | TYNDP2026 | NT | 2030 | TWh | 160 | Sub_sector | Industry | Food | Industry (food) | Energetic | industry_food_demand_ammonia_energetic | Ammonia | EU | Energy demand | 0 | FEC
HU | TYNDP2026 | NT | 2030 | TWh | 162 | Sub_sector | Industry | Metals | Industry (metal) | Energetic | industry_metal_demand_electricity_energetic | Electricity | EU | Energy demand | 0.421 | FEC
HU | TYNDP2026 | NT | 2030 | TWh | 163 | Sub_sector | Industry | Metals | Industry (metal) | Energetic | industry_metal_demand_hydrogen_energetic | Hydrogen | EU | Energy demand | 0 | FEC
HU | TYNDP2026 | NT | 2030 | TWh | 164 | Sub_sector | Industry | Metals | Industry (metal) | Energetic | industry_metal_demand_methane_energetic | Methane | EU | Energy demand | 0.89775 | FEC
HU | TYNDP2026 | NT | 2030 | TWh | 165 | Sub_sector | Industry | Metals | Industry (metal) | Energetic | industry_metal_demand_heat_energetic | Heat | EU | Energy demand | 0.025278 | FEC
HU | TYNDP2026 | NT | 2030 | TWh | 166 | Sub_sector | Industry | Metals | Industry (metal) | Energetic | industry_metal_demand_biomass_energetic | Biomass | EU | Energy demand | 0 | FEC
HU | TYNDP2026 | NT | 2030 | TWh | 167 | Sub_sector | Industry | Metals | Industry (metal) | Energetic | industry_metal_demand_coal_energetic | Solids | EU | Energy demand | 0 | FEC
HU | TYNDP2026 | NT | 2030 | TWh | 168 | Sub_sector | Industry | Metals | Industry (metal) | Energetic | industry_metal_demand_oil_energetic | Liquids | EU | Energy demand | 0.011917 | FEC
HU | TYNDP2026 | NT | 2030 | TWh | 169 | Sub_sector | Industry | Metals | Industry (metal) | Energetic | industry_metal_demand_others_energetic | Others | EU | Energy demand | 0 | FEC
HU | TYNDP2026 | NT | 2030 | TWh | 170 | Sub_sector | Industry | Metals | Industry (metal) | Energetic | industry_metal_demand_ammonia_energetic | Ammonia | EU | Energy demand | 0 | FEC
HU | TYNDP2026 | NT | 2030 | TWh | 172 | Sub_sector | Industry | Others | Industry (other, energetic) | Energetic | industry_other_demand_electricity_energetic | Electricity | EU | Energy demand | 12.7486 | FEC
HU | TYNDP2026 | NT | 2030 | TWh | 173 | Sub_sector | Industry | Others | Industry (other, energetic) | Energetic | industry_other_demand_hydrogen_energetic | Hydrogen | EU | Energy demand | 1.3549 | FEC
HU | TYNDP2026 | NT | 2030 | TWh | 174 | Sub_sector | Industry | Others | Industry (other, energetic) | Energetic | industry_other_demand_methane_energetic | Methane | EU | Energy demand | 8.6793 | FEC
HU | TYNDP2026 | NT | 2030 | TWh | 175 | Sub_sector | Industry | Others | Industry (other, energetic) | Energetic | industry_other_demand_heat_energetic | Heat | EU | Energy demand | 0.40009 | FEC
HU | TYNDP2026 | NT | 2030 | TWh | 176 | Sub_sector | Industry | Others | Industry (other, energetic) | Energetic | industry_other_demand_biomass_energetic | Biomass | EU | Energy demand | 1.9069 | FEC
HU | TYNDP2026 | NT | 2030 | TWh | 177 | Sub_sector | Industry | Others | Industry (other, energetic) | Energetic | industry_other_demand_coal_energetic | Solids | EU | Energy demand | 0.42123 | FEC
HU | TYNDP2026 | NT | 2030 | TWh | 178 | Sub_sector | Industry | Others | Industry (other, energetic) | Energetic | industry_other_demand_oil_energetic | Liquids | EU | Energy demand | 1.5867 | FEC
HU | TYNDP2026 | NT | 2030 | TWh | 179 | Sub_sector | Industry | Others | Industry (other, energetic) | Energetic | industry_other_demand_others_energetic | Others | EU | Energy demand | 0 | FEC
HU | TYNDP2026 | NT | 2030 | TWh | 180 | Sub_sector | Industry | Others | Industry (other, energetic) | Energetic | industry_other_demand_ammonia_energetic | Ammonia | EU | Energy demand | 0 | FEC
HU | TYNDP2026 | NT | 2030 | TWh | 182 | Sub_sector | Industry | Others | Industry (other, non-energetic) | Non-energetic | industry_other_demand_electricity_non_energetic | Electricity | EU | Energy demand | 0 | not_included_in_FEC
HU | TYNDP2026 | NT | 2030 | TWh | 183 | Sub_sector | Industry | Others | Industry (other, non-energetic) | Non-energetic | industry_other_demand_hydrogen_non_energetic | Hydrogen | EU | Energy demand | 0 | not_included_in_FEC
HU | TYNDP2026 | NT | 2030 | TWh | 184 | Sub_sector | Industry | Others | Industry (other, non-energetic) | Non-energetic | industry_other_demand_methane_non_energetic | Methane | EU | Energy demand | 0.0115 | not_included_in_FEC
HU | TYNDP2026 | NT | 2030 | TWh | 185 | Sub_sector | Industry | Others | Industry (other, non-energetic) | Non-energetic | industry_other_demand_heat_non_energetic | Heat | EU | Energy demand | 0 | not_included_in_FEC
HU | TYNDP2026 | NT | 2030 | TWh | 186 | Sub_sector | Industry | Others | Industry (other, non-energetic) | Non-energetic | industry_other_demand_biomass_non_energetic | Biomass | EU | Energy demand | 0 | not_included_in_FEC
HU | TYNDP2026 | NT | 2030 | TWh | 187 | Sub_sector | Industry | Others | Industry (other, non-energetic) | Non-energetic | industry_other_demand_coal_non_energetic | Solids | EU | Energy demand | 0 | not_included_in_FEC
HU | TYNDP2026 | NT | 2030 | TWh | 188 | Sub_sector | Industry | Others | Industry (other, non-energetic) | Non-energetic | industry_other_demand_oil_non_energetic | Liquids | EU | Energy demand | 2.3464 | not_included_in_FEC
HU | TYNDP2026 | NT | 2030 | TWh | 189 | Sub_sector | Industry | Others | Industry (other, non-energetic) | Non-energetic | industry_other_demand_others_non_energetic | Others | EU | Energy demand | 0 | not_included_in_FEC
HU | TYNDP2026 | NT | 2030 | TWh | 190 | Sub_sector | Industry | Others | Industry (other, non-energetic) | Non-energetic | industry_other_demand_ammonia_non_energetic | Ammonia | EU | Energy demand | 0 | not_included_in_FEC
HU | TYNDP2026 | NT | 2030 | TWh | 192 | Sub_sector | Industry | Paper | Industry (paper) | Energetic | industry_paper_demand_electricity_energetic | Electricity | EU | Energy demand | 0.91 | FEC
HU | TYNDP2026 | NT | 2030 | TWh | 193 | Sub_sector | Industry | Paper | Industry (paper) | Energetic | industry_paper_demand_hydrogen_energetic | Hydrogen | EU | Energy demand | 0 | FEC
HU | TYNDP2026 | NT | 2030 | TWh | 194 | Sub_sector | Industry | Paper | Industry (paper) | Energetic | industry_paper_demand_methane_energetic | Methane | EU | Energy demand | 0.59692 | FEC
HU | TYNDP2026 | NT | 2030 | TWh | 195 | Sub_sector | Industry | Paper | Industry (paper) | Energetic | industry_paper_demand_heat_energetic | Heat | EU | Energy demand | 0.1925 | FEC
HU | TYNDP2026 | NT | 2030 | TWh | 196 | Sub_sector | Industry | Paper | Industry (paper) | Energetic | industry_paper_demand_biomass_energetic | Biomass | EU | Energy demand | 0.35417 | FEC
HU | TYNDP2026 | NT | 2030 | TWh | 197 | Sub_sector | Industry | Paper | Industry (paper) | Energetic | industry_paper_demand_coal_energetic | Solids | EU | Energy demand | 0.51971 | FEC
HU | TYNDP2026 | NT | 2030 | TWh | 198 | Sub_sector | Industry | Paper | Industry (paper) | Energetic | industry_paper_demand_oil_energetic | Liquids | EU | Energy demand | 0.024733 | FEC
HU | TYNDP2026 | NT | 2030 | TWh | 199 | Sub_sector | Industry | Paper | Industry (paper) | Energetic | industry_paper_demand_others_energetic | Others | EU | Energy demand | 0 | FEC
HU | TYNDP2026 | NT | 2030 | TWh | 200 | Sub_sector | Industry | Paper | Industry (paper) | Energetic | industry_paper_demand_ammonia_energetic | Ammonia | EU | Energy demand | 0 | FEC
HU | TYNDP2026 | NT | 2030 | TWh | 202 | Sub_sector | Industry | Refineries | Industry (refineries, energetic) | Energetic | industry_refinery_demand_electricity_energetic | Electricity | EU | Energy demand | 0.623 | not_included_in_FEC
HU | TYNDP2026 | NT | 2030 | TWh | 203 | Sub_sector | Industry | Refineries | Industry (refineries, energetic) | Energetic | industry_refinery_demand_hydrogen_energetic | Hydrogen | EU | Energy demand | 2.3475 | not_included_in_FEC
HU | TYNDP2026 | NT | 2030 | TWh | 204 | Sub_sector | Industry | Refineries | Industry (refineries, energetic) | Energetic | industry_refinery_demand_methane_energetic | Methane | EU | Energy demand | 1.468 | not_included_in_FEC
HU | TYNDP2026 | NT | 2030 | TWh | 205 | Sub_sector | Industry | Refineries | Industry (refineries, energetic) | Energetic | industry_refinery_demand_heat_energetic | Heat | EU | Energy demand | 0 | not_included_in_FEC
HU | TYNDP2026 | NT | 2030 | TWh | 206 | Sub_sector | Industry | Refineries | Industry (refineries, energetic) | Energetic | industry_refinery_demand_biomass_energetic | Biomass | EU | Energy demand | 0.99001 | not_included_in_FEC
HU | TYNDP2026 | NT | 2030 | TWh | 207 | Sub_sector | Industry | Refineries | Industry (refineries, energetic) | Energetic | industry_refinery_demand_coal_energetic | Solids | EU | Energy demand | 0 | not_included_in_FEC
HU | TYNDP2026 | NT | 2030 | TWh | 208 | Sub_sector | Industry | Refineries | Industry (refineries, energetic) | Energetic | industry_refinery_demand_oil_energetic | Liquids | EU | Energy demand | 1.2713 | not_included_in_FEC
HU | TYNDP2026 | NT | 2030 | TWh | 209 | Sub_sector | Industry | Refineries | Industry (refineries, energetic) | Energetic | industry_refinery_demand_others_energetic | Others | EU | Energy demand | 0 | not_included_in_FEC
HU | TYNDP2026 | NT | 2030 | TWh | 210 | Sub_sector | Industry | Refineries | Industry (refineries, energetic) | Energetic | industry_refinery_demand_ammonia_energetic | Ammonia | EU | Energy demand | 0 | not_included_in_FEC
HU | TYNDP2026 | NT | 2030 | TWh | 212 | Sub_sector | Industry | Refineries | Industry (refineries, non-energetic) | Non-energetic | industry_refinery_demand_electricity_non_energetic | Electricity | EU | Energy demand | 0 | not_included_in_FEC
HU | TYNDP2026 | NT | 2030 | TWh | 213 | Sub_sector | Industry | Refineries | Industry (refineries, non-energetic) | Non-energetic | industry_refinery_demand_hydrogen_non_energetic | Hydrogen | EU | Energy demand | 0 | not_included_in_FEC
HU | TYNDP2026 | NT | 2030 | TWh | 214 | Sub_sector | Industry | Refineries | Industry (refineries, non-energetic) | Non-energetic | industry_refinery_demand_methane_non_energetic | Methane | EU | Energy demand | 0 | not_included_in_FEC
HU | TYNDP2026 | NT | 2030 | TWh | 215 | Sub_sector | Industry | Refineries | Industry (refineries, non-energetic) | Non-energetic | industry_refinery_demand_heat_non_energetic | Heat | EU | Energy demand | 0 | not_included_in_FEC
HU | TYNDP2026 | NT | 2030 | TWh | 216 | Sub_sector | Industry | Refineries | Industry (refineries, non-energetic) | Non-energetic | industry_refinery_demand_biomass_non_energetic | Biomass | EU | Energy demand | 0 | not_included_in_FEC
HU | TYNDP2026 | NT | 2030 | TWh | 217 | Sub_sector | Industry | Refineries | Industry (refineries, non-energetic) | Non-energetic | industry_refinery_demand_coal_non_energetic | Solids | EU | Energy demand | 0 | not_included_in_FEC
HU | TYNDP2026 | NT | 2030 | TWh | 218 | Sub_sector | Industry | Refineries | Industry (refineries, non-energetic) | Non-energetic | industry_refinery_demand_oil_non_energetic | Liquids | EU | Energy demand | 0 | not_included_in_FEC
HU | TYNDP2026 | NT | 2030 | TWh | 219 | Sub_sector | Industry | Refineries | Industry (refineries, non-energetic) | Non-energetic | industry_refinery_demand_others_non_energetic | Others | EU | Energy demand | 0 | not_included_in_FEC
HU | TYNDP2026 | NT | 2030 | TWh | 220 | Sub_sector | Industry | Refineries | Industry (refineries, non-energetic) | Non-energetic | industry_refinery_demand_ammonia_non_energetic | Ammonia | EU | Energy demand | 0 | not_included_in_FEC
HU | TYNDP2026 | NT | 2030 | TWh | 222 | Sub_sector | Industry | Steel | Industry (steel) | Energetic | industry_steel_demand_electricity_energetic | Electricity | EU | Energy demand | 0.764 | FEC
HU | TYNDP2026 | NT | 2030 | TWh | 223 | Sub_sector | Industry | Steel | Industry (steel) | Energetic | industry_steel_demand_hydrogen_energetic | Hydrogen | EU | Energy demand | 0 | FEC
HU | TYNDP2026 | NT | 2030 | TWh | 224 | Sub_sector | Industry | Steel | Industry (steel) | Energetic | industry_steel_demand_methane_energetic | Methane | EU | Energy demand | 0.761 | FEC
HU | TYNDP2026 | NT | 2030 | TWh | 225 | Sub_sector | Industry | Steel | Industry (steel) | Energetic | industry_steel_demand_heat_energetic | Heat | EU | Energy demand | 0.37417 | FEC
HU | TYNDP2026 | NT | 2030 | TWh | 226 | Sub_sector | Industry | Steel | Industry (steel) | Energetic | industry_steel_demand_biomass_energetic | Biomass | EU | Energy demand | 0.0016667 | FEC
HU | TYNDP2026 | NT | 2030 | TWh | 227 | Sub_sector | Industry | Steel | Industry (steel) | Energetic | industry_steel_demand_coal_energetic | Solids | EU | Energy demand | 2.3673 | FEC
HU | TYNDP2026 | NT | 2030 | TWh | 228 | Sub_sector | Industry | Steel | Industry (steel) | Energetic | industry_steel_demand_oil_energetic | Liquids | EU | Energy demand | 0.011917 | FEC
HU | TYNDP2026 | NT | 2030 | TWh | 229 | Sub_sector | Industry | Steel | Industry (steel) | Energetic | industry_steel_demand_others_energetic | Others | EU | Energy demand | 0 | FEC
HU | TYNDP2026 | NT | 2030 | TWh | 230 | Sub_sector | Industry | Steel | Industry (steel) | Energetic | industry_steel_demand_ammonia_energetic | Ammonia | EU | Energy demand | 0 | FEC
HU | TYNDP2026 | NT | 2030 | TWh | 232 | Sub_sector | Transport | Cars | Transport (cars) | Energetic | transport_cars_final_demand_electricity | Electricity | EU | Energy demand | 1.8283 | FEC
HU | TYNDP2026 | NT | 2030 | TWh | 233 | Sub_sector | Transport | Cars | Transport (cars) | Energetic | transport_cars_final_demand_hydrogen | Hydrogen | EU | Energy demand | 0.72539 | FEC
HU | TYNDP2026 | NT | 2030 | TWh | 234 | Sub_sector | Transport | Cars | Transport (cars) | Energetic | transport_cars_final_demand_methane | Methane | EU | Energy demand | 0.015238 | FEC
HU | TYNDP2026 | NT | 2030 | TWh | 235 | Sub_sector | Transport | Cars | Transport (cars) | Energetic | transport_cars_final_demand_heat | Heat | EU | Energy demand | 0 | FEC
HU | TYNDP2026 | NT | 2030 | TWh | 236 | Sub_sector | Transport | Cars | Transport (cars) | Energetic | transport_cars_final_demand_biomass | Biomass | EU | Energy demand | 0 | FEC
HU | TYNDP2026 | NT | 2030 | TWh | 237 | Sub_sector | Transport | Cars | Transport (cars) | Energetic | transport_cars_final_demand_coal | Solids | EU | Energy demand | 0 | FEC
HU | TYNDP2026 | NT | 2030 | TWh | 238 | Sub_sector | Transport | Cars | Transport (cars) | Energetic | transport_cars_final_demand_oil | Liquids | EU | Energy demand | 24.692 | FEC
HU | TYNDP2026 | NT | 2030 | TWh | 239 | Sub_sector | Transport | Cars | Transport (cars) | Energetic | transport_cars_final_demand_other | Others | EU | Energy demand | 0 | FEC
HU | TYNDP2026 | NT | 2030 | TWh | 240 | Sub_sector | Transport | Cars | Transport (cars) | Energetic | transport_cars_final_demand_ammonia | Ammonia | EU | Energy demand | 0 | FEC
HU | TYNDP2026 | NT | 2030 | TWh | 242 | Sub_sector | Transport | Busses | Transport (busses) | Energetic | transport_busses_final_demand_electricity | Electricity | EU | Energy demand | 0.15023 | FEC
HU | TYNDP2026 | NT | 2030 | TWh | 243 | Sub_sector | Transport | Busses | Transport (busses) | Energetic | transport_busses_final_demand_hydrogen | Hydrogen | EU | Energy demand | 0.044639 | FEC
HU | TYNDP2026 | NT | 2030 | TWh | 244 | Sub_sector | Transport | Busses | Transport (busses) | Energetic | transport_busses_final_demand_methane | Methane | EU | Energy demand | 0.15617 | FEC
HU | TYNDP2026 | NT | 2030 | TWh | 245 | Sub_sector | Transport | Busses | Transport (busses) | Energetic | transport_busses_final_demand_heat | Heat | EU | Energy demand | 0 | FEC
HU | TYNDP2026 | NT | 2030 | TWh | 246 | Sub_sector | Transport | Busses | Transport (busses) | Energetic | transport_busses_final_demand_biomass | Biomass | EU | Energy demand | 0 | FEC
HU | TYNDP2026 | NT | 2030 | TWh | 247 | Sub_sector | Transport | Busses | Transport (busses) | Energetic | transport_busses_final_demand_coal | Solids | EU | Energy demand | 0 | FEC
HU | TYNDP2026 | NT | 2030 | TWh | 248 | Sub_sector | Transport | Busses | Transport (busses) | Energetic | transport_busses_final_demand_oil | Liquids | EU | Energy demand | 2.8142 | FEC
HU | TYNDP2026 | NT | 2030 | TWh | 249 | Sub_sector | Transport | Busses | Transport (busses) | Energetic | transport_busses_final_demand_other | Others | EU | Energy demand | 0 | FEC
HU | TYNDP2026 | NT | 2030 | TWh | 250 | Sub_sector | Transport | Busses | Transport (busses) | Energetic | transport_busses_final_demand_ammonia | Ammonia | EU | Energy demand | 0 | FEC
HU | TYNDP2026 | NT | 2030 | TWh | 252 | Sub_sector | Transport | Trucks | Transport (trucks) | Energetic | transport_trucks_final_demand_electricity | Electricity | EU | Energy demand | 0.11035 | FEC
HU | TYNDP2026 | NT | 2030 | TWh | 253 | Sub_sector | Transport | Trucks | Transport (trucks) | Energetic | transport_trucks_final_demand_hydrogen | Hydrogen | EU | Energy demand | 0.66674 | FEC
HU | TYNDP2026 | NT | 2030 | TWh | 254 | Sub_sector | Transport | Trucks | Transport (trucks) | Energetic | transport_trucks_final_demand_methane | Methane | EU | Energy demand | 0.091818 | FEC
HU | TYNDP2026 | NT | 2030 | TWh | 255 | Sub_sector | Transport | Trucks | Transport (trucks) | Energetic | transport_trucks_final_demand_heat | Heat | EU | Energy demand | 0 | FEC
HU | TYNDP2026 | NT | 2030 | TWh | 256 | Sub_sector | Transport | Trucks | Transport (trucks) | Energetic | transport_trucks_final_demand_biomass | Biomass | EU | Energy demand | 0 | FEC
HU | TYNDP2026 | NT | 2030 | TWh | 257 | Sub_sector | Transport | Trucks | Transport (trucks) | Energetic | transport_trucks_final_demand_coal | Solids | EU | Energy demand | 0 | FEC
HU | TYNDP2026 | NT | 2030 | TWh | 258 | Sub_sector | Transport | Trucks | Transport (trucks) | Energetic | transport_trucks_final_demand_oil | Liquids | EU | Energy demand | 8.6369 | FEC
HU | TYNDP2026 | NT | 2030 | TWh | 259 | Sub_sector | Transport | Trucks | Transport (trucks) | Energetic | transport_trucks_final_demand_other | Others | EU | Energy demand | 0 | FEC
HU | TYNDP2026 | NT | 2030 | TWh | 260 | Sub_sector | Transport | Trucks | Transport (trucks) | Energetic | transport_trucks_final_demand_ammonia | Ammonia | EU | Energy demand | 0 | FEC
HU | TYNDP2026 | NT | 2030 | TWh | 262 | Sub_sector | Transport | Vans | Transport (vans) | Energetic | transport_vans_final_demand_electricity | Electricity | EU | Energy demand | 0.31143 | FEC
HU | TYNDP2026 | NT | 2030 | TWh | 263 | Sub_sector | Transport | Vans | Transport (vans) | Energetic | transport_vans_final_demand_hydrogen | Hydrogen | EU | Energy demand | 0.070978 | FEC
HU | TYNDP2026 | NT | 2030 | TWh | 264 | Sub_sector | Transport | Vans | Transport (vans) | Energetic | transport_vans_final_demand_methane | Methane | EU | Energy demand | 0.0037892 | FEC
HU | TYNDP2026 | NT | 2030 | TWh | 265 | Sub_sector | Transport | Vans | Transport (vans) | Energetic | transport_vans_final_demand_heat | Heat | EU | Energy demand | 0 | FEC
HU | TYNDP2026 | NT | 2030 | TWh | 266 | Sub_sector | Transport | Vans | Transport (vans) | Energetic | transport_vans_final_demand_biomass | Biomass | EU | Energy demand | 0 | FEC
HU | TYNDP2026 | NT | 2030 | TWh | 267 | Sub_sector | Transport | Vans | Transport (vans) | Energetic | transport_vans_final_demand_coal | Solids | EU | Energy demand | 0 | FEC
HU | TYNDP2026 | NT | 2030 | TWh | 268 | Sub_sector | Transport | Vans | Transport (vans) | Energetic | transport_vans_final_demand_oil | Liquids | EU | Energy demand | 2.5742 | FEC
HU | TYNDP2026 | NT | 2030 | TWh | 269 | Sub_sector | Transport | Vans | Transport (vans) | Energetic | transport_vans_final_demand_other | Others | EU | Energy demand | 0 | FEC
HU | TYNDP2026 | NT | 2030 | TWh | 270 | Sub_sector | Transport | Vans | Transport (vans) | Energetic | transport_vans_final_demand_ammonia | Ammonia | EU | Energy demand | 0 | FEC
HU | TYNDP2026 | NT | 2030 | TWh | 272 | Sub_sector | Transport | Freight trains | Transport (trains) | Energetic | transport_trains_final_demand_electricity | Electricity | EU | Energy demand | 3.0425 | FEC
HU | TYNDP2026 | NT | 2030 | TWh | 273 | Sub_sector | Transport | Freight trains | Transport (trains) | Energetic | transport_trains_final_demand_hydrogen | Hydrogen | EU | Energy demand | 0.1457 | FEC
HU | TYNDP2026 | NT | 2030 | TWh | 274 | Sub_sector | Transport | Freight trains | Transport (trains) | Energetic | transport_trains_final_demand_methane | Methane | EU | Energy demand | 0 | FEC
HU | TYNDP2026 | NT | 2030 | TWh | 275 | Sub_sector | Transport | Freight trains | Transport (trains) | Energetic | transport_trains_final_demand_heat | Heat | EU | Energy demand | 0 | FEC
HU | TYNDP2026 | NT | 2030 | TWh | 276 | Sub_sector | Transport | Freight trains | Transport (trains) | Energetic | transport_trains_final_demand_biomass | Biomass | EU | Energy demand | 0 | FEC
HU | TYNDP2026 | NT | 2030 | TWh | 277 | Sub_sector | Transport | Freight trains | Transport (trains) | Energetic | transport_trains_final_demand_coal | Solids | EU | Energy demand | 0 | FEC
HU | TYNDP2026 | NT | 2030 | TWh | 278 | Sub_sector | Transport | Freight trains | Transport (trains) | Energetic | transport_trains_final_demand_oil | Liquids | EU | Energy demand | 0.16356 | FEC
HU | TYNDP2026 | NT | 2030 | TWh | 279 | Sub_sector | Transport | Freight trains | Transport (trains) | Energetic | transport_trains_final_demand_other | Others | EU | Energy demand | 0 | FEC
HU | TYNDP2026 | NT | 2030 | TWh | 280 | Sub_sector | Transport | Freight trains | Transport (trains) | Energetic | transport_trains_final_demand_ammonia | Ammonia | EU | Energy demand | 0 | FEC
HU | TYNDP2026 | NT | 2030 | TWh | 282 | Sub_sector | Transport | Ships | Transport (ships) | Energetic | transport_ships_final_demand_electricity | Electricity | EU | Energy demand | 0.012413 | FEC
HU | TYNDP2026 | NT | 2030 | TWh | 283 | Sub_sector | Transport | Ships | Transport (ships) | Energetic | transport_ships_final_demand_hydrogen | Hydrogen | EU | Energy demand | 0 | FEC
HU | TYNDP2026 | NT | 2030 | TWh | 284 | Sub_sector | Transport | Ships | Transport (ships) | Energetic | transport_ships_final_demand_methane | Methane | EU | Energy demand | 0.00066497 | FEC
HU | TYNDP2026 | NT | 2030 | TWh | 285 | Sub_sector | Transport | Ships | Transport (ships) | Energetic | transport_ships_final_demand_heat | Heat | EU | Energy demand | 0 | FEC
HU | TYNDP2026 | NT | 2030 | TWh | 286 | Sub_sector | Transport | Ships | Transport (ships) | Energetic | transport_ships_final_demand_biomass | Biomass | EU | Energy demand | 0 | FEC
HU | TYNDP2026 | NT | 2030 | TWh | 287 | Sub_sector | Transport | Ships | Transport (ships) | Energetic | transport_ships_final_demand_coal | Solids | EU | Energy demand | 0 | FEC
HU | TYNDP2026 | NT | 2030 | TWh | 288 | Sub_sector | Transport | Ships | Transport (ships) | Energetic | transport_ships_final_demand_oil | Liquids | EU | Energy demand | 0.073959 | FEC
HU | TYNDP2026 | NT | 2030 | TWh | 289 | Sub_sector | Transport | Ships | Transport (ships) | Energetic | transport_ships_final_demand_other | Others | EU | Energy demand | 0 | FEC
HU | TYNDP2026 | NT | 2030 | TWh | 290 | Sub_sector | Transport | Ships | Transport (ships) | Energetic | transport_ships_final_demand_ammonia | Ammonia | EU | Energy demand | 0 | FEC
HU | TYNDP2026 | NT | 2030 | TWh | 292 | Sub_sector | Transport | Planes | Transport (planes) | Energetic | transport_planes_final_demand_electricity | Electricity | EU | Energy demand | 0 | FEC
HU | TYNDP2026 | NT | 2030 | TWh | 293 | Sub_sector | Transport | Planes | Transport (planes) | Energetic | transport_planes_final_demand_hydrogen | Hydrogen | EU | Energy demand | 0 | FEC
HU | TYNDP2026 | NT | 2030 | TWh | 294 | Sub_sector | Transport | Planes | Transport (planes) | Energetic | transport_planes_final_demand_methane | Methane | EU | Energy demand | 0 | FEC
HU | TYNDP2026 | NT | 2030 | TWh | 295 | Sub_sector | Transport | Planes | Transport (planes) | Energetic | transport_planes_final_demand_heat | Heat | EU | Energy demand | 0 | FEC
HU | TYNDP2026 | NT | 2030 | TWh | 296 | Sub_sector | Transport | Planes | Transport (planes) | Energetic | transport_planes_final_demand_biomass | Biomass | EU | Energy demand | 0 | FEC
HU | TYNDP2026 | NT | 2030 | TWh | 297 | Sub_sector | Transport | Planes | Transport (planes) | Energetic | transport_planes_final_demand_coal | Solids | EU | Energy demand | 0 | FEC
HU | TYNDP2026 | NT | 2030 | TWh | 298 | Sub_sector | Transport | Planes | Transport (planes) | Energetic | transport_planes_final_demand_oil | Liquids | EU | Energy demand | 0.025017 | FEC
HU | TYNDP2026 | NT | 2030 | TWh | 299 | Sub_sector | Transport | Planes | Transport (planes) | Energetic | transport_planes_final_demand_other | Others | EU | Energy demand | 0 | FEC
HU | TYNDP2026 | NT | 2030 | TWh | 300 | Sub_sector | Transport | Planes | Transport (planes) | Energetic | transport_planes_final_demand_ammonia | Ammonia | EU | Energy demand | 0 | FEC
HU | TYNDP2026 | NT | 2030 | TWh | 302 | Sub_sector | Transport | Others | Transport (others) | Energetic | transport_other_final_demand_electricity | Electricity | EU | Energy demand | 0.0052067 | FEC
HU | TYNDP2026 | NT | 2030 | TWh | 303 | Sub_sector | Transport | Others | Transport (others) | Energetic | transport_other_final_demand_hydrogen | Hydrogen | EU | Energy demand | 0 | FEC
HU | TYNDP2026 | NT | 2030 | TWh | 304 | Sub_sector | Transport | Others | Transport (others) | Energetic | transport_other_final_demand_methane | Methane | EU | Energy demand | 0 | FEC
HU | TYNDP2026 | NT | 2030 | TWh | 305 | Sub_sector | Transport | Others | Transport (others) | Energetic | transport_other_final_demand_heat | Heat | EU | Energy demand | 0 | FEC
HU | TYNDP2026 | NT | 2030 | TWh | 306 | Sub_sector | Transport | Others | Transport (others) | Energetic | transport_other_final_demand_biomass | Biomass | EU | Energy demand | 0 | FEC
HU | TYNDP2026 | NT | 2030 | TWh | 307 | Sub_sector | Transport | Others | Transport (others) | Energetic | transport_other_final_demand_coal | Solids | EU | Energy demand | 0 | FEC
HU | TYNDP2026 | NT | 2030 | TWh | 308 | Sub_sector | Transport | Others | Transport (others) | Energetic | transport_other_final_demand_oil | Liquids | EU | Energy demand | 0.30061 | FEC
HU | TYNDP2026 | NT | 2030 | TWh | 309 | Sub_sector | Transport | Others | Transport (others) | Energetic | transport_other_final_demand_other | Others | EU | Energy demand | 0 | FEC
HU | TYNDP2026 | NT | 2030 | TWh | 310 | Sub_sector | Transport | Others | Transport (others) | Energetic | transport_other_final_demand_ammonia | Ammonia | EU | Energy demand | 0 | FEC
HU | TYNDP2026 | NT | 2030 | TWh | 312 | Sub_sector | International transport | International aviation | Transport (int. aviation) | Energetic | transport_int_aviation_final_demand_electricity | Electricity | EU | Energy demand | 0 | FEC
HU | TYNDP2026 | NT | 2030 | TWh | 313 | Sub_sector | International transport | International aviation | Transport (int. aviation) | Energetic | transport_int_aviation_final_demand_hydrogen | Hydrogen | EU | Energy demand | 0 | FEC
HU | TYNDP2026 | NT | 2030 | TWh | 314 | Sub_sector | International transport | International aviation | Transport (int. aviation) | Energetic | transport_int_aviation_final_demand_methane | Methane | EU | Energy demand | 0 | FEC
HU | TYNDP2026 | NT | 2030 | TWh | 315 | Sub_sector | International transport | International aviation | Transport (int. aviation) | Energetic | transport_int_aviation_final_demand_heat | Heat | EU | Energy demand | 0 | FEC
HU | TYNDP2026 | NT | 2030 | TWh | 316 | Sub_sector | International transport | International aviation | Transport (int. aviation) | Energetic | transport_int_aviation_final_demand_biofuels | Biomass | EU | Energy demand | 0 | FEC
HU | TYNDP2026 | NT | 2030 | TWh | 317 | Sub_sector | International transport | International aviation | Transport (int. aviation) | Energetic | transport_int_aviation_final_demand_coal | Solids | EU | Energy demand | 0 | FEC
HU | TYNDP2026 | NT | 2030 | TWh | 318 | Sub_sector | International transport | International aviation | Transport (int. aviation) | Energetic | transport_int_aviation_final_demand_oil | Liquids | EU | Energy demand | 3.2492 | FEC
HU | TYNDP2026 | NT | 2030 | TWh | 319 | Sub_sector | International transport | International aviation | Transport (int. aviation) | Energetic | transport_int_aviation_final_demand_other | Others | EU | Energy demand | 0 | FEC
HU | TYNDP2026 | NT | 2030 | TWh | 320 | Sub_sector | International transport | International aviation | Transport (int. aviation) | Energetic | transport_int_aviation_final_demand_ammonia | Ammonia | EU | Energy demand | 0 | FEC
HU | TYNDP2026 | NT | 2030 | TWh | 322 | Sub_sector | International transport | International shipping | Transport (int. shipping) | Energetic | transport_int_shipping_final_demand_electricity | Electricity | EU | Energy demand | 0 | not_included_in_FEC
HU | TYNDP2026 | NT | 2030 | TWh | 323 | Sub_sector | International transport | International shipping | Transport (int. shipping) | Energetic | transport_int_shipping_final_demand_hydrogen | Hydrogen | EU | Energy demand | 0 | not_included_in_FEC
HU | TYNDP2026 | NT | 2030 | TWh | 324 | Sub_sector | International transport | International shipping | Transport (int. shipping) | Energetic | transport_int_shipping_final_demand_methane | Methane | EU | Energy demand | 0 | not_included_in_FEC
HU | TYNDP2026 | NT | 2030 | TWh | 325 | Sub_sector | International transport | International shipping | Transport (int. shipping) | Energetic | transport_int_shipping_final_demand_heat | Heat | EU | Energy demand | 0 | not_included_in_FEC
HU | TYNDP2026 | NT | 2030 | TWh | 326 | Sub_sector | International transport | International shipping | Transport (int. shipping) | Energetic | transport_int_shipping_final_demand_biofuels | Biomass | EU | Energy demand | 0 | not_included_in_FEC
HU | TYNDP2026 | NT | 2030 | TWh | 327 | Sub_sector | International transport | International shipping | Transport (int. shipping) | Energetic | transport_int_shipping_final_demand_coal | Solids | EU | Energy demand | 0 | not_included_in_FEC
HU | TYNDP2026 | NT | 2030 | TWh | 328 | Sub_sector | International transport | International shipping | Transport (int. shipping) | Energetic | transport_int_shipping_final_demand_oil | Liquids | EU | Energy demand | 0 | not_included_in_FEC
HU | TYNDP2026 | NT | 2030 | TWh | 329 | Sub_sector | International transport | International shipping | Transport (int. shipping) | Energetic | transport_int_shipping_final_demand_other | Others | EU | Energy demand | 0 | not_included_in_FEC
HU | TYNDP2026 | NT | 2030 | TWh | 330 | Sub_sector | International transport | International shipping | Transport (int. shipping) | Energetic | transport_int_shipping_final_demand_ammonia | Ammonia | EU | Energy demand | 0 | not_included_in_FEC
HU | TYNDP2026 | NT | 2030 | TWh | 332 | Sub_sector | Households | Space heating | Households (heating) | Energetic | households_heating_final_demand_electricity | Electricity | EU | Energy demand | 1.0689 | FEC
HU | TYNDP2026 | NT | 2030 | TWh | 333 | Sub_sector | Households | Space heating | Households (heating) | Energetic | households_heating_final_demand_hydrogen | Hydrogen | EU | Energy demand | 0 | FEC
HU | TYNDP2026 | NT | 2030 | TWh | 334 | Sub_sector | Households | Space heating | Households (heating) | Energetic | households_heating_final_demand_methane | Methane | EU | Energy demand | 22.1918 | FEC
HU | TYNDP2026 | NT | 2030 | TWh | 335 | Sub_sector | Households | Space heating | Households (heating) | Energetic | households_heating_final_demand_heat | Heat | EU | Energy demand | 3.3819 | FEC
HU | TYNDP2026 | NT | 2030 | TWh | 336 | Sub_sector | Households | Space heating | Households (heating) | Energetic | households_heating_final_demand_biomass | Biomass | EU | Energy demand | 8.7283 | FEC
HU | TYNDP2026 | NT | 2030 | TWh | 337 | Sub_sector | Households | Space heating | Households (heating) | Energetic | households_heating_final_demand_coal | Solids | EU | Energy demand | 1.4153 | FEC
HU | TYNDP2026 | NT | 2030 | TWh | 338 | Sub_sector | Households | Space heating | Households (heating) | Energetic | households_heating_final_demand_oil | Liquids | EU | Energy demand | 0 | FEC
HU | TYNDP2026 | NT | 2030 | TWh | 339 | Sub_sector | Households | Space heating | Households (heating) | Energetic | households_heating_final_demand_other | Others | EU | Energy demand | 0 | FEC
HU | TYNDP2026 | NT | 2030 | TWh | 340 | Sub_sector | Households | Space heating | Households (heating) | Energetic | households_heating_final_demand_ammonia | Ammonia | EU | Energy demand | 0 | FEC
HU | TYNDP2026 | NT | 2030 | TWh | 343 | Sub_sector | Households | Cooling | Households (cooling) | Energetic | households_cooling_final_demand_electricity | Electricity | EU | Energy demand | 0.1658 | FEC
HU | TYNDP2026 | NT | 2030 | TWh | 344 | Sub_sector | Households | Cooling | Households (cooling) | Energetic | households_cooling_final_demand_hydrogen | Hydrogen | EU | Energy demand | 0 | FEC
HU | TYNDP2026 | NT | 2030 | TWh | 345 | Sub_sector | Households | Cooling | Households (cooling) | Energetic | households_cooling_final_demand_methane | Methane | EU | Energy demand | 0 | FEC
HU | TYNDP2026 | NT | 2030 | TWh | 346 | Sub_sector | Households | Cooling | Households (cooling) | Energetic | households_cooling_final_demand_heat | Heat | EU | Energy demand | 0 | FEC
HU | TYNDP2026 | NT | 2030 | TWh | 347 | Sub_sector | Households | Cooling | Households (cooling) | Energetic | households_cooling_final_demand_biomass | Biomass | EU | Energy demand | 0 | FEC
HU | TYNDP2026 | NT | 2030 | TWh | 348 | Sub_sector | Households | Cooling | Households (cooling) | Energetic | households_cooling_final_demand_coal | Solids | EU | Energy demand | 0 | FEC
HU | TYNDP2026 | NT | 2030 | TWh | 349 | Sub_sector | Households | Cooling | Households (cooling) | Energetic | households_cooling_final_demand_oil | Liquids | EU | Energy demand | 0 | FEC
HU | TYNDP2026 | NT | 2030 | TWh | 350 | Sub_sector | Households | Cooling | Households (cooling) | Energetic | households_cooling_final_demand_other | Others | EU | Energy demand | 0 | FEC
HU | TYNDP2026 | NT | 2030 | TWh | 351 | Sub_sector | Households | Cooling | Households (cooling) | Energetic | households_cooling_final_demand_ammonia | Ammonia | EU | Energy demand | 0 | FEC
HU | TYNDP2026 | NT | 2030 | TWh | 354 | Sub_sector | Households | Hot water | Households (hot water) | Energetic | households_hot_water_final_demand_electricity | Electricity | EU | Energy demand | 0.47901 | FEC
HU | TYNDP2026 | NT | 2030 | TWh | 355 | Sub_sector | Households | Hot water | Households (hot water) | Energetic | households_hot_water_final_demand_hydrogen | Hydrogen | EU | Energy demand | 0 | FEC
HU | TYNDP2026 | NT | 2030 | TWh | 356 | Sub_sector | Households | Hot water | Households (hot water) | Energetic | households_hot_water_final_demand_methane | Methane | EU | Energy demand | 5.7631 | FEC
HU | TYNDP2026 | NT | 2030 | TWh | 357 | Sub_sector | Households | Hot water | Households (hot water) | Energetic | households_hot_water_final_demand_heat | Heat | EU | Energy demand | 1.4664 | FEC
HU | TYNDP2026 | NT | 2030 | TWh | 358 | Sub_sector | Households | Hot water | Households (hot water) | Energetic | households_hot_water_final_demand_biomass | Biomass | EU | Energy demand | 1.6704 | FEC
HU | TYNDP2026 | NT | 2030 | TWh | 359 | Sub_sector | Households | Hot water | Households (hot water) | Energetic | households_hot_water_final_demand_coal | Solids | EU | Energy demand | 0.21375 | FEC
HU | TYNDP2026 | NT | 2030 | TWh | 360 | Sub_sector | Households | Hot water | Households (hot water) | Energetic | households_hot_water_final_demand_oil | Liquids | EU | Energy demand | 0 | FEC
HU | TYNDP2026 | NT | 2030 | TWh | 361 | Sub_sector | Households | Hot water | Households (hot water) | Energetic | households_hot_water_final_demand_other | Others | EU | Energy demand | 0.10185 | FEC
HU | TYNDP2026 | NT | 2030 | TWh | 362 | Sub_sector | Households | Hot water | Households (hot water) | Energetic | households_hot_water_final_demand_ammonia | Ammonia | EU | Energy demand | 0 | FEC
HU | TYNDP2026 | NT | 2030 | TWh | 365 | Sub_sector | Households | Appliances | Households (appliances) | Energetic | households_appliances_final_demand_electricity | Electricity | EU | Energy demand | 8.019 | FEC
HU | TYNDP2026 | NT | 2030 | TWh | 366 | Sub_sector | Households | Appliances | Households (appliances) | Energetic | households_appliances_final_demand_hydrogen | Hydrogen | EU | Energy demand | 0 | FEC
HU | TYNDP2026 | NT | 2030 | TWh | 367 | Sub_sector | Households | Appliances | Households (appliances) | Energetic | households_appliances_final_demand_methane | Methane | EU | Energy demand | 1.2993 | FEC
HU | TYNDP2026 | NT | 2030 | TWh | 368 | Sub_sector | Households | Appliances | Households (appliances) | Energetic | households_appliances_final_demand_heat | Heat | EU | Energy demand | 0 | FEC
HU | TYNDP2026 | NT | 2030 | TWh | 369 | Sub_sector | Households | Appliances | Households (appliances) | Energetic | households_appliances_final_demand_biomass | Biomass | EU | Energy demand | 0.012973 | FEC
HU | TYNDP2026 | NT | 2030 | TWh | 370 | Sub_sector | Households | Appliances | Households (appliances) | Energetic | households_appliances_final_demand_coal | Solids | EU | Energy demand | 0 | FEC
HU | TYNDP2026 | NT | 2030 | TWh | 371 | Sub_sector | Households | Appliances | Households (appliances) | Energetic | households_appliances_final_demand_oil | Liquids | EU | Energy demand | 0 | FEC
HU | TYNDP2026 | NT | 2030 | TWh | 372 | Sub_sector | Households | Appliances | Households (appliances) | Energetic | households_appliances_final_demand_other | Others | EU | Energy demand | 0 | FEC
HU | TYNDP2026 | NT | 2030 | TWh | 373 | Sub_sector | Households | Appliances | Households (appliances) | Energetic | households_appliances_final_demand_ammonia | Ammonia | EU | Energy demand | 0 | FEC
HU | TYNDP2026 | NT | 2030 | TWh | 375 | Sub_sector | Buildings | Space heating | Buildings (heat) | Energetic | buildings_heat_final_demand_electricity | Electricity | EU | Energy demand | 2.1591 | FEC
HU | TYNDP2026 | NT | 2030 | TWh | 376 | Sub_sector | Buildings | Space heating | Buildings (heat) | Energetic | buildings_heat_final_demand_hydrogen | Hydrogen | EU | Energy demand | 0 | FEC
HU | TYNDP2026 | NT | 2030 | TWh | 377 | Sub_sector | Buildings | Space heating | Buildings (heat) | Energetic | buildings_heat_final_demand_methane | Methane | EU | Energy demand | 5.3014 | FEC
HU | TYNDP2026 | NT | 2030 | TWh | 378 | Sub_sector | Buildings | Space heating | Buildings (heat) | Energetic | buildings_heat_final_demand_heat | Heat | EU | Energy demand | 1.975 | FEC
HU | TYNDP2026 | NT | 2030 | TWh | 379 | Sub_sector | Buildings | Space heating | Buildings (heat) | Energetic | buildings_heat_final_demand_biomass | Biomass | EU | Energy demand | 0.24003 | FEC
HU | TYNDP2026 | NT | 2030 | TWh | 380 | Sub_sector | Buildings | Space heating | Buildings (heat) | Energetic | buildings_heat_final_demand_coal | Solids | EU | Energy demand | 0.015771 | FEC
HU | TYNDP2026 | NT | 2030 | TWh | 381 | Sub_sector | Buildings | Space heating | Buildings (heat) | Energetic | buildings_heat_final_demand_oil | Liquids | EU | Energy demand | 0.32252 | FEC
HU | TYNDP2026 | NT | 2030 | TWh | 382 | Sub_sector | Buildings | Space heating | Buildings (heat) | Energetic | buildings_heat_final_demand_other | Others | EU | Energy demand | 0.0003579 | FEC
HU | TYNDP2026 | NT | 2030 | TWh | 383 | Sub_sector | Buildings | Space heating | Buildings (heat) | Energetic | buildings_heat_final_demand_ammonia | Ammonia | EU | Energy demand | 0 | FEC
HU | TYNDP2026 | NT | 2030 | TWh | 386 | Sub_sector | Buildings | Cooling | Buildings (cooling) | Energetic | buildings_cooling_final_demand_electricity | Electricity | EU | Energy demand | 0.41314 | FEC
HU | TYNDP2026 | NT | 2030 | TWh | 387 | Sub_sector | Buildings | Cooling | Buildings (cooling) | Energetic | buildings_cooling_final_demand_hydrogen | Hydrogen | EU | Energy demand | 0 | FEC
HU | TYNDP2026 | NT | 2030 | TWh | 388 | Sub_sector | Buildings | Cooling | Buildings (cooling) | Energetic | buildings_cooling_final_demand_methane | Methane | EU | Energy demand | 0 | FEC
HU | TYNDP2026 | NT | 2030 | TWh | 389 | Sub_sector | Buildings | Cooling | Buildings (cooling) | Energetic | buildings_cooling_final_demand_heat | Heat | EU | Energy demand | 0 | FEC
HU | TYNDP2026 | NT | 2030 | TWh | 390 | Sub_sector | Buildings | Cooling | Buildings (cooling) | Energetic | buildings_cooling_final_demand_biomass | Biomass | EU | Energy demand | 0 | FEC
HU | TYNDP2026 | NT | 2030 | TWh | 391 | Sub_sector | Buildings | Cooling | Buildings (cooling) | Energetic | buildings_cooling_final_demand_coal | Solids | EU | Energy demand | 0 | FEC
HU | TYNDP2026 | NT | 2030 | TWh | 392 | Sub_sector | Buildings | Cooling | Buildings (cooling) | Energetic | buildings_cooling_final_demand_oil | Liquids | EU | Energy demand | 0 | FEC
HU | TYNDP2026 | NT | 2030 | TWh | 393 | Sub_sector | Buildings | Cooling | Buildings (cooling) | Energetic | buildings_cooling_final_demand_other | Others | EU | Energy demand | 0 | FEC
HU | TYNDP2026 | NT | 2030 | TWh | 394 | Sub_sector | Buildings | Cooling | Buildings (cooling) | Energetic | buildings_cooling_final_demand_ammonia | Ammonia | EU | Energy demand | 0 | FEC
HU | TYNDP2026 | NT | 2030 | TWh | 397 | Sub_sector | Buildings | Appliances | Buildings (appliances) | Energetic | buildings_appliances_final_demand_electricity | Electricity | EU | Energy demand | 5.5785 | FEC
HU | TYNDP2026 | NT | 2030 | TWh | 398 | Sub_sector | Buildings | Appliances | Buildings (appliances) | Energetic | buildings_appliances_final_demand_hydrogen | Hydrogen | EU | Energy demand | 0 | FEC
HU | TYNDP2026 | NT | 2030 | TWh | 399 | Sub_sector | Buildings | Appliances | Buildings (appliances) | Energetic | buildings_appliances_final_demand_methane | Methane | EU | Energy demand | 4.5003 | FEC
HU | TYNDP2026 | NT | 2030 | TWh | 400 | Sub_sector | Buildings | Appliances | Buildings (appliances) | Energetic | buildings_appliances_final_demand_heat | Heat | EU | Energy demand | 0 | FEC
HU | TYNDP2026 | NT | 2030 | TWh | 401 | Sub_sector | Buildings | Appliances | Buildings (appliances) | Energetic | buildings_appliances_final_demand_biomass | Biomass | EU | Energy demand | 0 | FEC
HU | TYNDP2026 | NT | 2030 | TWh | 402 | Sub_sector | Buildings | Appliances | Buildings (appliances) | Energetic | buildings_appliances_final_demand_coal | Solids | EU | Energy demand | 0 | FEC
HU | TYNDP2026 | NT | 2030 | TWh | 403 | Sub_sector | Buildings | Appliances | Buildings (appliances) | Energetic | buildings_appliances_final_demand_oil | Liquids | EU | Energy demand | 0 | FEC
HU | TYNDP2026 | NT | 2030 | TWh | 404 | Sub_sector | Buildings | Appliances | Buildings (appliances) | Energetic | buildings_appliances_final_demand_other | Others | EU | Energy demand | 0 | FEC
HU | TYNDP2026 | NT | 2030 | TWh | 405 | Sub_sector | Buildings | Appliances | Buildings (appliances) | Energetic | buildings_appliances_final_demand_ammonia | Ammonia | EU | Energy demand | 0 | FEC
HU | TYNDP2026 | NT | 2030 | TWh | 407 | Sub_sector | Buildings | Datacenters | Datacenters & ICT | Energetic | datacentres_final_demand_electricity_energetic | Electricity | EU | Energy demand | 1.78 | FEC
HU | TYNDP2026 | NT | 2030 | TWh | 408 | Sub_sector | Buildings | Datacenters | Datacenters & ICT | Energetic | datacentres_final_demand_hydrogen_energetic | Hydrogen | EU | Energy demand | 0 | FEC
HU | TYNDP2026 | NT | 2030 | TWh | 409 | Sub_sector | Buildings | Datacenters | Datacenters & ICT | Energetic | datacentres_final_demand_methane_energetic | Methane | EU | Energy demand | 0 | FEC
HU | TYNDP2026 | NT | 2030 | TWh | 410 | Sub_sector | Buildings | Datacenters | Datacenters & ICT | Energetic | datacentres_final_demand_heat_energetic | Heat | EU | Energy demand | 0 | FEC
HU | TYNDP2026 | NT | 2030 | TWh | 411 | Sub_sector | Buildings | Datacenters | Datacenters & ICT | Energetic | datacentres_final_demand_biomass_energetic | Biomass | EU | Energy demand | 0 | FEC
HU | TYNDP2026 | NT | 2030 | TWh | 412 | Sub_sector | Buildings | Datacenters | Datacenters & ICT | Energetic | datacentres_final_demand_coal_energetic | Solids | EU | Energy demand | 0 | FEC
HU | TYNDP2026 | NT | 2030 | TWh | 413 | Sub_sector | Buildings | Datacenters | Datacenters & ICT | Energetic | datacentres_final_demand_oil_energetic | Liquids | EU | Energy demand | 0 | FEC
HU | TYNDP2026 | NT | 2030 | TWh | 414 | Sub_sector | Buildings | Datacenters | Datacenters & ICT | Energetic | datacentres_final_demand_other_energetic | Others | EU | Energy demand | 0 | FEC
HU | TYNDP2026 | NT | 2030 | TWh | 415 | Sub_sector | Buildings | Datacenters | Datacenters & ICT | Energetic | datacentres_final_demand_ammonia_energetic | Ammonia | EU | Energy demand | 0 | FEC
HU | TYNDP2026 | NT | 2030 | TWh | 417 | Sub_sector | Transport | Others_Sector | Others_Sector | Energetic | other_final_demand_electricity_energetic | Electricity | EU | Energy demand | 0.074 | FEC
HU | TYNDP2026 | NT | 2030 | TWh | 418 | Sub_sector | Transport | Others_Sector | Others_Sector | Energetic | other_final_demand_hydrogen_energetic | Hydrogen | EU | Energy demand | 0 | FEC
HU | TYNDP2026 | NT | 2030 | TWh | 419 | Sub_sector | Transport | Pipeline Transport | Others_Sector | Energetic | other_final_demand_methane_energetic | Methane | EU | Energy demand | 1.0642 | FEC
HU | TYNDP2026 | NT | 2030 | TWh | 420 | Sub_sector | Transport | Others_Sector | Others_Sector | Energetic | other_final_demand_heat_energetic | Heat | EU | Energy demand | 0.028611 | FEC
HU | TYNDP2026 | NT | 2030 | TWh | 421 | Sub_sector | Transport | Others_Sector | Others_Sector | Energetic | other_final_demand_biomass_energetic | Biomass | EU | Energy demand | 0 | FEC
HU | TYNDP2026 | NT | 2030 | TWh | 422 | Sub_sector | Transport | Others_Sector | Others_Sector | Energetic | other_final_demand_coal_energetic | Solids | EU | Energy demand | 0.0035094 | FEC
HU | TYNDP2026 | NT | 2030 | TWh | 423 | Sub_sector | Transport | Others_Sector | Others_Sector | Energetic | other_final_demand_oil_energetic | Liquids | EU | Energy demand | 0.10744 | FEC
HU | TYNDP2026 | NT | 2030 | TWh | 424 | Sub_sector | Others_Sector | Others_Sector | Others_Sector | Non-energetic | other_final_demand_oil_non_energetic | Liquids | EU | Energy demand | 0.43117 | not_included_in_FEC
HU | TYNDP2026 | NT | 2030 | TWh | 425 | Sub_sector | Transport | Others_Sector | Others_Sector | Energetic | other_final_demand_other_energetic | Others | EU | Energy demand | 0 | FEC
HU | TYNDP2026 | NT | 2030 | TWh | 426 | Sub_sector | Transport | Others_Sector | Others_Sector | Energetic | other_final_demand_ammonia_energetic | Ammonia | EU | Energy demand | 0 | FEC
HU | TYNDP2026 | NT | 2030 | TWh | 427 | Sub_sector | Industry | Surplus_Heat_in_Industry | Surplus_Heat_in_Industry | Energetic | final_demand_of_industry_unused_local_production_steam_hot_water | Heat | EU | Energy demand | 0 | FEC
HU | TYNDP2026 | NT | 2030 | TWh | 429 | Sub_sector | Agriculture | Total | Agriculture | Energetic | agriculture_final_demand_electricity_energetic | Electricity | EU | Energy demand | 1.008 | FEC
HU | TYNDP2026 | NT | 2030 | TWh | 430 | Sub_sector | Agriculture | Total | Agriculture | Energetic | agriculture_final_demand_hydrogen_energetic | Hydrogen | EU | Energy demand | 0 | FEC
HU | TYNDP2026 | NT | 2030 | TWh | 431 | Sub_sector | Agriculture | Total | Agriculture | Energetic | agriculture_final_demand_methane_energetic | Methane | EU | Energy demand | 1.5137 | FEC
HU | TYNDP2026 | NT | 2030 | TWh | 432 | Sub_sector | Agriculture | Total | Agriculture | Energetic | agriculture_final_demand_heat_energetic | Heat | EU | Energy demand | 0.0044444 | FEC
HU | TYNDP2026 | NT | 2030 | TWh | 433 | Sub_sector | Agriculture | Total | Agriculture | Energetic | agriculture_final_demand_biomass_energetic | Biomass | EU | Energy demand | 0.15 | FEC
HU | TYNDP2026 | NT | 2030 | TWh | 434 | Sub_sector | Agriculture | Total | Agriculture | Energetic | agriculture_final_demand_coal_energetic | Solids | EU | Energy demand | 0 | FEC
HU | TYNDP2026 | NT | 2030 | TWh | 435 | Sub_sector | Agriculture | Total | Agriculture | Energetic | agriculture_final_demand_oil_energetic | Liquids | EU | Energy demand | 4.6426 | FEC
HU | TYNDP2026 | NT | 2030 | TWh | 436 | Sub_sector | Agriculture | Total | Agriculture | Energetic | agriculture_final_demand_other_energetic | Others | EU | Energy demand | 0 | FEC
HU | TYNDP2026 | NT | 2030 | TWh | 437 | Sub_sector | Agriculture | Total | Agriculture | Energetic | agriculture_final_demand_ammonia_energetic | Ammonia | EU | Energy demand | 0 | FEC
HU | TYNDP2026 | NT | 2030 | TWh | 447 | Sub_sector | Buildings | Surplus Energy | Buildings | Energetic | GAP | Electricity | EU | Energy demand | 0 | FEC
HU | TYNDP2026 | NT | 2030 | TWh | 448 | Sub_sector | Buildings | Surplus Energy | Buildings | Energetic | GAP | Hydrogen | EU | Energy demand | 0 | FEC
HU | TYNDP2026 | NT | 2030 | TWh | 449 | Sub_sector | Buildings | Surplus Energy | Buildings | Energetic | GAP | Methane | EU | Energy demand | 0 | FEC
HU | TYNDP2026 | NT | 2030 | TWh | 450 | Sub_sector | Buildings | Surplus Energy | Buildings | Energetic | GAP | Heat | EU | Energy demand | 0 | FEC
HU | TYNDP2026 | NT | 2030 | TWh | 451 | Sub_sector | Buildings | Surplus Energy | Buildings | Energetic | GAP | Biomass | EU | Energy demand | 0.051117 | FEC
HU | TYNDP2026 | NT | 2030 | TWh | 452 | Sub_sector | Buildings | Surplus Energy | Buildings | Energetic | GAP | Solids | EU | Energy demand | 0 | FEC
HU | TYNDP2026 | NT | 2030 | TWh | 453 | Sub_sector | Buildings | Surplus Energy | Buildings | Energetic | GAP | Liquids | EU | Energy demand | 0.0013712 | FEC
HU | TYNDP2026 | NT | 2030 | TWh | 454 | Sub_sector | Buildings | Surplus Energy | Buildings | Energetic | GAP | Others | EU | Energy demand | 0 | FEC
HU | TYNDP2026 | NT | 2030 | TWh | 455 | Sub_sector | Buildings | Surplus Energy | Buildings | Energetic | GAP | Ammonia | EU | Energy demand | 0 | FEC
HU | TYNDP2026 | NT | 2030 | TWh | 456 | Sub_sector | Households | Surplus Energy | Households | Energetic | GAP | Electricity | EU | Energy demand | 0 | FEC
HU | TYNDP2026 | NT | 2030 | TWh | 457 | Sub_sector | Households | Surplus Energy | Households | Energetic | GAP | Hydrogen | EU | Energy demand | 0 | FEC
HU | TYNDP2026 | NT | 2030 | TWh | 458 | Sub_sector | Households | Surplus Energy | Households | Energetic | GAP | Methane | EU | Energy demand | 0 | FEC
HU | TYNDP2026 | NT | 2030 | TWh | 459 | Sub_sector | Households | Surplus Energy | Households | Energetic | GAP | Heat | EU | Energy demand | 0 | FEC
HU | TYNDP2026 | NT | 2030 | TWh | 460 | Sub_sector | Households | Surplus Energy | Households | Energetic | GAP | Biomass | EU | Energy demand | 0 | FEC
HU | TYNDP2026 | NT | 2030 | TWh | 461 | Sub_sector | Households | Surplus Energy | Households | Energetic | GAP | Solids | EU | Energy demand | 0 | FEC
HU | TYNDP2026 | NT | 2030 | TWh | 462 | Sub_sector | Households | Surplus Energy | Households | Energetic | GAP | Liquids | EU | Energy demand | 0 | FEC
HU | TYNDP2026 | NT | 2030 | TWh | 463 | Sub_sector | Households | Surplus Energy | Households | Energetic | GAP | Others | EU | Energy demand | 0 | FEC
HU | TYNDP2026 | NT | 2030 | TWh | 464 | Sub_sector | Households | Surplus Energy | Households | Energetic | GAP | Ammonia | EU | Energy demand | 0 | FEC
HU | TYNDP2026 | NT | 2035 | TWh | 102 | Sub_sector | Industry | Aluminium | Industry (aluminium) | Energetic | industry_aluminium_demand_electricity_energetic | Electricity | EU | Energy demand | 0 | FEC
HU | TYNDP2026 | NT | 2035 | TWh | 103 | Sub_sector | Industry | Aluminium | Industry (aluminium) | Energetic | industry_aluminium_demand_hydrogen_energetic | Hydrogen | EU | Energy demand | 0 | FEC
HU | TYNDP2026 | NT | 2035 | TWh | 104 | Sub_sector | Industry | Aluminium | Industry (aluminium) | Energetic | industry_aluminium_demand_methane_energetic | Methane | EU | Energy demand | 0 | FEC
HU | TYNDP2026 | NT | 2035 | TWh | 105 | Sub_sector | Industry | Aluminium | Industry (aluminium) | Energetic | industry_aluminium_demand_heat_energetic | Heat | EU | Energy demand | 0 | FEC
HU | TYNDP2026 | NT | 2035 | TWh | 106 | Sub_sector | Industry | Aluminium | Industry (aluminium) | Energetic | industry_aluminium_demand_biomass_energetic | Biomass | EU | Energy demand | 0 | FEC
HU | TYNDP2026 | NT | 2035 | TWh | 107 | Sub_sector | Industry | Aluminium | Industry (aluminium) | Energetic | industry_aluminium_demand_coal_energetic | Solids | EU | Energy demand | 0 | FEC
HU | TYNDP2026 | NT | 2035 | TWh | 108 | Sub_sector | Industry | Aluminium | Industry (aluminium) | Energetic | industry_aluminium_demand_oil_energetic | Liquids | EU | Energy demand | 0 | FEC
HU | TYNDP2026 | NT | 2035 | TWh | 109 | Sub_sector | Industry | Aluminium | Industry (aluminium) | Energetic | industry_aluminium_demand_others_energetic | Others | EU | Energy demand | 0 | FEC
HU | TYNDP2026 | NT | 2035 | TWh | 110 | Sub_sector | Industry | Aluminium | Industry (aluminium) | Energetic | industry_ammonia_demand_others_energetic | Ammonia | EU | Energy demand | 0 | FEC
HU | TYNDP2026 | NT | 2035 | TWh | 112 | Sub_sector | Industry | Chemicals | Industry (chemicals, energetic) | Energetic | industry_chemical_demand_electricity_energetic | Electricity | EU | Energy demand | 3.1739 | FEC
HU | TYNDP2026 | NT | 2035 | TWh | 113 | Sub_sector | Industry | Chemicals | Industry (chemicals, energetic) | Energetic | industry_chemical_demand_hydrogen_energetic | Hydrogen | EU | Energy demand | 0.15422 | FEC
HU | TYNDP2026 | NT | 2035 | TWh | 114 | Sub_sector | Industry | Chemicals | Industry (chemicals, energetic) | Energetic | industry_chemical_demand_methane_energetic | Methane | EU | Energy demand | 1.6232 | FEC
HU | TYNDP2026 | NT | 2035 | TWh | 115 | Sub_sector | Industry | Chemicals | Industry (chemicals, energetic) | Energetic | industry_chemical_demand_heat_energetic | Heat | EU | Energy demand | 3.0142 | FEC
HU | TYNDP2026 | NT | 2035 | TWh | 116 | Sub_sector | Industry | Chemicals | Industry (chemicals, energetic) | Energetic | industry_chemical_demand_biomass_energetic | Biomass | EU | Energy demand | 0.018333 | FEC
HU | TYNDP2026 | NT | 2035 | TWh | 117 | Sub_sector | Industry | Chemicals | Industry (chemicals, energetic) | Energetic | industry_chemical_demand_coal_energetic | Solids | EU | Energy demand | 0 | FEC
HU | TYNDP2026 | NT | 2035 | TWh | 118 | Sub_sector | Industry | Chemicals | Industry (chemicals, energetic) | Energetic | industry_chemical_demand_oil_energetic | Liquids | EU | Energy demand | 2.785 | FEC
HU | TYNDP2026 | NT | 2035 | TWh | 119 | Sub_sector | Industry | Chemicals | Industry (chemicals, energetic) | Energetic | industry_chemical_demand_others_energetic | Others | EU | Energy demand | 0 | FEC
HU | TYNDP2026 | NT | 2035 | TWh | 120 | Sub_sector | Industry | Chemicals | Industry (chemicals, energetic) | Energetic | industry_chemical_demand_ammonia_energetic | Ammonia | EU | Energy demand | 0 | FEC
HU | TYNDP2026 | NT | 2035 | TWh | 122 | Sub_sector | Industry | Chemicals | Industry (chemicals, non-energetic) | Non-energetic | industry_chemical_demand_electricity_non_energetic | Electricity | EU | Energy demand | 0 | not_included_in_FEC
HU | TYNDP2026 | NT | 2035 | TWh | 123 | Sub_sector | Industry | Chemicals | Industry (chemicals, non-energetic) | Non-energetic | industry_chemical_demand_hydrogen_non_energetic | Hydrogen | EU | Energy demand | 2.0778 | not_included_in_FEC
HU | TYNDP2026 | NT | 2035 | TWh | 124 | Sub_sector | Industry | Chemicals | Industry (chemicals, non-energetic) | Non-energetic | industry_chemical_demand_methane_non_energetic | Methane | EU | Energy demand | 0 | not_included_in_FEC
HU | TYNDP2026 | NT | 2035 | TWh | 125 | Sub_sector | Industry | Chemicals | Industry (chemicals, non-energetic) | Non-energetic | industry_chemical_demand_heat_non_energetic | Heat | EU | Energy demand | 0 | not_included_in_FEC
HU | TYNDP2026 | NT | 2035 | TWh | 126 | Sub_sector | Industry | Chemicals | Industry (chemicals, non-energetic) | Non-energetic | industry_chemical_demand_biomass_non_energetic | Biomass | EU | Energy demand | 2.2376 | not_included_in_FEC
HU | TYNDP2026 | NT | 2035 | TWh | 127 | Sub_sector | Industry | Chemicals | Industry (chemicals, non-energetic) | Non-energetic | industry_chemical_demand_coal_non_energetic | Solids | EU | Energy demand | 0.12667 | not_included_in_FEC
HU | TYNDP2026 | NT | 2035 | TWh | 128 | Sub_sector | Industry | Chemicals | Industry (chemicals, non-energetic) | Non-energetic | industry_chemical_demand_oil_non_energetic | Liquids | EU | Energy demand | 12.8195 | not_included_in_FEC
HU | TYNDP2026 | NT | 2035 | TWh | 129 | Sub_sector | Industry | Chemicals | Industry (chemicals, non-energetic) | Non-energetic | industry_chemical_demand_others_non_energetic | Others | EU | Energy demand | 0 | not_included_in_FEC
HU | TYNDP2026 | NT | 2035 | TWh | 130 | Sub_sector | Industry | Chemicals | Industry (chemicals, non-energetic) | Non-energetic | industry_chemical_demand_ammonia_non_energetic | Ammonia | EU | Energy demand | 0 | not_included_in_FEC
HU | TYNDP2026 | NT | 2035 | TWh | 132 | Sub_sector | Industry | Fertilizers | Industry (fertilizers, energetic) | Energetic | industry_fertilizers_demand_electricity_energetic | Electricity | EU | Energy demand | 0.2822 | FEC
HU | TYNDP2026 | NT | 2035 | TWh | 133 | Sub_sector | Industry | Fertilizers | Industry (fertilizers, energetic) | Energetic | industry_fertilizers_demand_hydrogen_energetic | Hydrogen | EU | Energy demand | 0 | FEC
HU | TYNDP2026 | NT | 2035 | TWh | 134 | Sub_sector | Industry | Fertilizers | Industry (fertilizers, energetic) | Energetic | industry_fertilizers_demand_methane_energetic | Methane | EU | Energy demand | 1.5689 | FEC
HU | TYNDP2026 | NT | 2035 | TWh | 135 | Sub_sector | Industry | Fertilizers | Industry (fertilizers, energetic) | Energetic | industry_fertilizers_demand_heat_energetic | Heat | EU | Energy demand | 0 | FEC
HU | TYNDP2026 | NT | 2035 | TWh | 136 | Sub_sector | Industry | Fertilizers | Industry (fertilizers, energetic) | Energetic | industry_fertilizers_demand_biomass_energetic | Biomass | EU | Energy demand | 0 | FEC
HU | TYNDP2026 | NT | 2035 | TWh | 137 | Sub_sector | Industry | Fertilizers | Industry (fertilizers, energetic) | Energetic | industry_fertilizers_demand_coal_energetic | Solids | EU | Energy demand | 0 | FEC
HU | TYNDP2026 | NT | 2035 | TWh | 138 | Sub_sector | Industry | Fertilizers | Industry (fertilizers, energetic) | Energetic | industry_fertilizers_demand_oil_energetic | Liquids | EU | Energy demand | 0 | FEC
HU | TYNDP2026 | NT | 2035 | TWh | 139 | Sub_sector | Industry | Fertilizers | Industry (fertilizers, energetic) | Energetic | industry_fertilizers_demand_others_energetic | Others | EU | Energy demand | 0 | FEC
HU | TYNDP2026 | NT | 2035 | TWh | 140 | Sub_sector | Industry | Fertilizers | Industry (fertilizers, energetic) | Energetic | industry_fertilizers_demand_ammonia_energetic | Ammonia | EU | Energy demand | 0 | FEC
HU | TYNDP2026 | NT | 2035 | TWh | 142 | Sub_sector | Industry | Fertilizers | Industry (fertilizers, non-energetic) | Non-energetic | industry_fertilizers_demand_electricity_non_energetic | Electricity | EU | Energy demand | 0 | not_included_in_FEC
HU | TYNDP2026 | NT | 2035 | TWh | 143 | Sub_sector | Industry | Fertilizers | Industry (fertilizers, non-energetic) | Non-energetic | industry_fertilizers_demand_hydrogen_non_energetic | Hydrogen | EU | Energy demand | 3.237 | not_included_in_FEC
HU | TYNDP2026 | NT | 2035 | TWh | 144 | Sub_sector | Industry | Fertilizers | Industry (fertilizers, non-energetic) | Non-energetic | industry_fertilizers_demand_methane_non_energetic | Methane | EU | Energy demand | 1.6169 | not_included_in_FEC
HU | TYNDP2026 | NT | 2035 | TWh | 145 | Sub_sector | Industry | Fertilizers | Industry (fertilizers, non-energetic) | Non-energetic | industry_fertilizers_demand_heat_non_energetic | Heat | EU | Energy demand | 0 | not_included_in_FEC
HU | TYNDP2026 | NT | 2035 | TWh | 146 | Sub_sector | Industry | Fertilizers | Industry (fertilizers, non-energetic) | Non-energetic | industry_fertilizers_demand_biomass_non_energetic | Biomass | EU | Energy demand | 0 | not_included_in_FEC
HU | TYNDP2026 | NT | 2035 | TWh | 147 | Sub_sector | Industry | Fertilizers | Industry (fertilizers, non-energetic) | Non-energetic | industry_fertilizers_demand_coal_non_energetic | Solids | EU | Energy demand | 0 | not_included_in_FEC
HU | TYNDP2026 | NT | 2035 | TWh | 148 | Sub_sector | Industry | Fertilizers | Industry (fertilizers, non-energetic) | Non-energetic | industry_fertilizers_demand_oil_non_energetic | Liquids | EU | Energy demand | 0 | not_included_in_FEC
HU | TYNDP2026 | NT | 2035 | TWh | 149 | Sub_sector | Industry | Fertilizers | Industry (fertilizers, non-energetic) | Non-energetic | industry_fertilizers_demand_others_non_energetic | Others | EU | Energy demand | 0 | not_included_in_FEC
HU | TYNDP2026 | NT | 2035 | TWh | 150 | Sub_sector | Industry | Fertilizers | Industry (fertilizers, non-energetic) | Non-energetic | industry_fertilizers_demand_ammonia_non_energetic | Ammonia | EU | Energy demand | 1.3176 | not_included_in_FEC
HU | TYNDP2026 | NT | 2035 | TWh | 152 | Sub_sector | Industry | Food | Industry (food) | Energetic | industry_food_demand_electricity_energetic | Electricity | EU | Energy demand | 2.73 | FEC
HU | TYNDP2026 | NT | 2035 | TWh | 153 | Sub_sector | Industry | Food | Industry (food) | Energetic | industry_food_demand_hydrogen_energetic | Hydrogen | EU | Energy demand | 0.14653 | FEC
HU | TYNDP2026 | NT | 2035 | TWh | 154 | Sub_sector | Industry | Food | Industry (food) | Energetic | industry_food_demand_methane_energetic | Methane | EU | Energy demand | 3.577 | FEC
HU | TYNDP2026 | NT | 2035 | TWh | 155 | Sub_sector | Industry | Food | Industry (food) | Energetic | industry_food_demand_heat_energetic | Heat | EU | Energy demand | 0.19861 | FEC
HU | TYNDP2026 | NT | 2035 | TWh | 156 | Sub_sector | Industry | Food | Industry (food) | Energetic | industry_food_demand_biomass_energetic | Biomass | EU | Energy demand | 0.88944 | FEC
HU | TYNDP2026 | NT | 2035 | TWh | 157 | Sub_sector | Industry | Food | Industry (food) | Energetic | industry_food_demand_coal_energetic | Solids | EU | Energy demand | 0 | FEC
HU | TYNDP2026 | NT | 2035 | TWh | 158 | Sub_sector | Industry | Food | Industry (food) | Energetic | industry_food_demand_oil_energetic | Liquids | EU | Energy demand | 0.16212 | FEC
HU | TYNDP2026 | NT | 2035 | TWh | 159 | Sub_sector | Industry | Food | Industry (food) | Energetic | industry_food_demand_others_energetic | Others | EU | Energy demand | 0 | FEC
HU | TYNDP2026 | NT | 2035 | TWh | 160 | Sub_sector | Industry | Food | Industry (food) | Energetic | industry_food_demand_ammonia_energetic | Ammonia | EU | Energy demand | 0 | FEC
HU | TYNDP2026 | NT | 2035 | TWh | 162 | Sub_sector | Industry | Metals | Industry (metal) | Energetic | industry_metal_demand_electricity_energetic | Electricity | EU | Energy demand | 0.421 | FEC
HU | TYNDP2026 | NT | 2035 | TWh | 163 | Sub_sector | Industry | Metals | Industry (metal) | Energetic | industry_metal_demand_hydrogen_energetic | Hydrogen | EU | Energy demand | 0 | FEC
HU | TYNDP2026 | NT | 2035 | TWh | 164 | Sub_sector | Industry | Metals | Industry (metal) | Energetic | industry_metal_demand_methane_energetic | Methane | EU | Energy demand | 0.89775 | FEC
HU | TYNDP2026 | NT | 2035 | TWh | 165 | Sub_sector | Industry | Metals | Industry (metal) | Energetic | industry_metal_demand_heat_energetic | Heat | EU | Energy demand | 0.025278 | FEC
HU | TYNDP2026 | NT | 2035 | TWh | 166 | Sub_sector | Industry | Metals | Industry (metal) | Energetic | industry_metal_demand_biomass_energetic | Biomass | EU | Energy demand | 0 | FEC
HU | TYNDP2026 | NT | 2035 | TWh | 167 | Sub_sector | Industry | Metals | Industry (metal) | Energetic | industry_metal_demand_coal_energetic | Solids | EU | Energy demand | 0 | FEC
HU | TYNDP2026 | NT | 2035 | TWh | 168 | Sub_sector | Industry | Metals | Industry (metal) | Energetic | industry_metal_demand_oil_energetic | Liquids | EU | Energy demand | 0.011917 | FEC
HU | TYNDP2026 | NT | 2035 | TWh | 169 | Sub_sector | Industry | Metals | Industry (metal) | Energetic | industry_metal_demand_others_energetic | Others | EU | Energy demand | 0 | FEC
HU | TYNDP2026 | NT | 2035 | TWh | 170 | Sub_sector | Industry | Metals | Industry (metal) | Energetic | industry_metal_demand_ammonia_energetic | Ammonia | EU | Energy demand | 0 | FEC
HU | TYNDP2026 | NT | 2035 | TWh | 172 | Sub_sector | Industry | Others | Industry (other, energetic) | Energetic | industry_other_demand_electricity_energetic | Electricity | EU | Energy demand | 14.0921 | FEC
HU | TYNDP2026 | NT | 2035 | TWh | 173 | Sub_sector | Industry | Others | Industry (other, energetic) | Energetic | industry_other_demand_hydrogen_energetic | Hydrogen | EU | Energy demand | 0.81293 | FEC
HU | TYNDP2026 | NT | 2035 | TWh | 174 | Sub_sector | Industry | Others | Industry (other, energetic) | Energetic | industry_other_demand_methane_energetic | Methane | EU | Energy demand | 8.6722 | FEC
HU | TYNDP2026 | NT | 2035 | TWh | 175 | Sub_sector | Industry | Others | Industry (other, energetic) | Energetic | industry_other_demand_heat_energetic | Heat | EU | Energy demand | 0.40009 | FEC
HU | TYNDP2026 | NT | 2035 | TWh | 176 | Sub_sector | Industry | Others | Industry (other, energetic) | Energetic | industry_other_demand_biomass_energetic | Biomass | EU | Energy demand | 1.4976 | FEC
HU | TYNDP2026 | NT | 2035 | TWh | 177 | Sub_sector | Industry | Others | Industry (other, energetic) | Energetic | industry_other_demand_coal_energetic | Solids | EU | Energy demand | 0 | FEC
HU | TYNDP2026 | NT | 2035 | TWh | 178 | Sub_sector | Industry | Others | Industry (other, energetic) | Energetic | industry_other_demand_oil_energetic | Liquids | EU | Energy demand | 1.6227 | FEC
HU | TYNDP2026 | NT | 2035 | TWh | 179 | Sub_sector | Industry | Others | Industry (other, energetic) | Energetic | industry_other_demand_others_energetic | Others | EU | Energy demand | 0 | FEC
HU | TYNDP2026 | NT | 2035 | TWh | 180 | Sub_sector | Industry | Others | Industry (other, energetic) | Energetic | industry_other_demand_ammonia_energetic | Ammonia | EU | Energy demand | 0 | FEC
HU | TYNDP2026 | NT | 2035 | TWh | 182 | Sub_sector | Industry | Others | Industry (other, non-energetic) | Non-energetic | industry_other_demand_electricity_non_energetic | Electricity | EU | Energy demand | 0 | not_included_in_FEC
HU | TYNDP2026 | NT | 2035 | TWh | 183 | Sub_sector | Industry | Others | Industry (other, non-energetic) | Non-energetic | industry_other_demand_hydrogen_non_energetic | Hydrogen | EU | Energy demand | 0.47158 | not_included_in_FEC
HU | TYNDP2026 | NT | 2035 | TWh | 184 | Sub_sector | Industry | Others | Industry (other, non-energetic) | Non-energetic | industry_other_demand_methane_non_energetic | Methane | EU | Energy demand | 0.35369 | not_included_in_FEC
HU | TYNDP2026 | NT | 2035 | TWh | 185 | Sub_sector | Industry | Others | Industry (other, non-energetic) | Non-energetic | industry_other_demand_heat_non_energetic | Heat | EU | Energy demand | 0 | not_included_in_FEC
HU | TYNDP2026 | NT | 2035 | TWh | 186 | Sub_sector | Industry | Others | Industry (other, non-energetic) | Non-energetic | industry_other_demand_biomass_non_energetic | Biomass | EU | Energy demand | 0.47158 | not_included_in_FEC
HU | TYNDP2026 | NT | 2035 | TWh | 187 | Sub_sector | Industry | Others | Industry (other, non-energetic) | Non-energetic | industry_other_demand_coal_non_energetic | Solids | EU | Energy demand | 0 | not_included_in_FEC
HU | TYNDP2026 | NT | 2035 | TWh | 188 | Sub_sector | Industry | Others | Industry (other, non-energetic) | Non-energetic | industry_other_demand_oil_non_energetic | Liquids | EU | Energy demand | 1.0611 | not_included_in_FEC
HU | TYNDP2026 | NT | 2035 | TWh | 189 | Sub_sector | Industry | Others | Industry (other, non-energetic) | Non-energetic | industry_other_demand_others_non_energetic | Others | EU | Energy demand | 0 | not_included_in_FEC
HU | TYNDP2026 | NT | 2035 | TWh | 190 | Sub_sector | Industry | Others | Industry (other, non-energetic) | Non-energetic | industry_other_demand_ammonia_non_energetic | Ammonia | EU | Energy demand | 0 | not_included_in_FEC
HU | TYNDP2026 | NT | 2035 | TWh | 192 | Sub_sector | Industry | Paper | Industry (paper) | Energetic | industry_paper_demand_electricity_energetic | Electricity | EU | Energy demand | 0.91 | FEC
HU | TYNDP2026 | NT | 2035 | TWh | 193 | Sub_sector | Industry | Paper | Industry (paper) | Energetic | industry_paper_demand_hydrogen_energetic | Hydrogen | EU | Energy demand | 0.048312 | FEC
HU | TYNDP2026 | NT | 2035 | TWh | 194 | Sub_sector | Industry | Paper | Industry (paper) | Energetic | industry_paper_demand_methane_energetic | Methane | EU | Energy demand | 1.0106 | FEC
HU | TYNDP2026 | NT | 2035 | TWh | 195 | Sub_sector | Industry | Paper | Industry (paper) | Energetic | industry_paper_demand_heat_energetic | Heat | EU | Energy demand | 0.1925 | FEC
HU | TYNDP2026 | NT | 2035 | TWh | 196 | Sub_sector | Industry | Paper | Industry (paper) | Energetic | industry_paper_demand_biomass_energetic | Biomass | EU | Energy demand | 0.35417 | FEC
HU | TYNDP2026 | NT | 2035 | TWh | 197 | Sub_sector | Industry | Paper | Industry (paper) | Energetic | industry_paper_demand_coal_energetic | Solids | EU | Energy demand | 0 | FEC
HU | TYNDP2026 | NT | 2035 | TWh | 198 | Sub_sector | Industry | Paper | Industry (paper) | Energetic | industry_paper_demand_oil_energetic | Liquids | EU | Energy demand | 0.024733 | FEC
HU | TYNDP2026 | NT | 2035 | TWh | 199 | Sub_sector | Industry | Paper | Industry (paper) | Energetic | industry_paper_demand_others_energetic | Others | EU | Energy demand | 0 | FEC
HU | TYNDP2026 | NT | 2035 | TWh | 200 | Sub_sector | Industry | Paper | Industry (paper) | Energetic | industry_paper_demand_ammonia_energetic | Ammonia | EU | Energy demand | 0 | FEC
HU | TYNDP2026 | NT | 2035 | TWh | 202 | Sub_sector | Industry | Refineries | Industry (refineries, energetic) | Energetic | industry_refinery_demand_electricity_energetic | Electricity | EU | Energy demand | 0.59185 | not_included_in_FEC
HU | TYNDP2026 | NT | 2035 | TWh | 203 | Sub_sector | Industry | Refineries | Industry (refineries, energetic) | Energetic | industry_refinery_demand_hydrogen_energetic | Hydrogen | EU | Energy demand | 3.3463 | not_included_in_FEC
HU | TYNDP2026 | NT | 2035 | TWh | 204 | Sub_sector | Industry | Refineries | Industry (refineries, energetic) | Energetic | industry_refinery_demand_methane_energetic | Methane | EU | Energy demand | 0.5564 | not_included_in_FEC
HU | TYNDP2026 | NT | 2035 | TWh | 205 | Sub_sector | Industry | Refineries | Industry (refineries, energetic) | Energetic | industry_refinery_demand_heat_energetic | Heat | EU | Energy demand | 0 | not_included_in_FEC
HU | TYNDP2026 | NT | 2035 | TWh | 206 | Sub_sector | Industry | Refineries | Industry (refineries, energetic) | Energetic | industry_refinery_demand_biomass_energetic | Biomass | EU | Energy demand | 1.2551 | not_included_in_FEC
HU | TYNDP2026 | NT | 2035 | TWh | 207 | Sub_sector | Industry | Refineries | Industry (refineries, energetic) | Energetic | industry_refinery_demand_coal_energetic | Solids | EU | Energy demand | 0 | not_included_in_FEC
HU | TYNDP2026 | NT | 2035 | TWh | 208 | Sub_sector | Industry | Refineries | Industry (refineries, energetic) | Energetic | industry_refinery_demand_oil_energetic | Liquids | EU | Energy demand | 0.60305 | not_included_in_FEC
HU | TYNDP2026 | NT | 2035 | TWh | 209 | Sub_sector | Industry | Refineries | Industry (refineries, energetic) | Energetic | industry_refinery_demand_others_energetic | Others | EU | Energy demand | 0 | not_included_in_FEC
HU | TYNDP2026 | NT | 2035 | TWh | 210 | Sub_sector | Industry | Refineries | Industry (refineries, energetic) | Energetic | industry_refinery_demand_ammonia_energetic | Ammonia | EU | Energy demand | 0 | not_included_in_FEC
HU | TYNDP2026 | NT | 2035 | TWh | 212 | Sub_sector | Industry | Refineries | Industry (refineries, non-energetic) | Non-energetic | industry_refinery_demand_electricity_non_energetic | Electricity | EU | Energy demand | 0 | not_included_in_FEC
HU | TYNDP2026 | NT | 2035 | TWh | 213 | Sub_sector | Industry | Refineries | Industry (refineries, non-energetic) | Non-energetic | industry_refinery_demand_hydrogen_non_energetic | Hydrogen | EU | Energy demand | 0 | not_included_in_FEC
HU | TYNDP2026 | NT | 2035 | TWh | 214 | Sub_sector | Industry | Refineries | Industry (refineries, non-energetic) | Non-energetic | industry_refinery_demand_methane_non_energetic | Methane | EU | Energy demand | 0 | not_included_in_FEC
HU | TYNDP2026 | NT | 2035 | TWh | 215 | Sub_sector | Industry | Refineries | Industry (refineries, non-energetic) | Non-energetic | industry_refinery_demand_heat_non_energetic | Heat | EU | Energy demand | 0 | not_included_in_FEC
HU | TYNDP2026 | NT | 2035 | TWh | 216 | Sub_sector | Industry | Refineries | Industry (refineries, non-energetic) | Non-energetic | industry_refinery_demand_biomass_non_energetic | Biomass | EU | Energy demand | 0 | not_included_in_FEC
HU | TYNDP2026 | NT | 2035 | TWh | 217 | Sub_sector | Industry | Refineries | Industry (refineries, non-energetic) | Non-energetic | industry_refinery_demand_coal_non_energetic | Solids | EU | Energy demand | 0 | not_included_in_FEC
HU | TYNDP2026 | NT | 2035 | TWh | 218 | Sub_sector | Industry | Refineries | Industry (refineries, non-energetic) | Non-energetic | industry_refinery_demand_oil_non_energetic | Liquids | EU | Energy demand | 0 | not_included_in_FEC
HU | TYNDP2026 | NT | 2035 | TWh | 219 | Sub_sector | Industry | Refineries | Industry (refineries, non-energetic) | Non-energetic | industry_refinery_demand_others_non_energetic | Others | EU | Energy demand | 0 | not_included_in_FEC
HU | TYNDP2026 | NT | 2035 | TWh | 220 | Sub_sector | Industry | Refineries | Industry (refineries, non-energetic) | Non-energetic | industry_refinery_demand_ammonia_non_energetic | Ammonia | EU | Energy demand | 0 | not_included_in_FEC
HU | TYNDP2026 | NT | 2035 | TWh | 222 | Sub_sector | Industry | Steel | Industry (steel) | Energetic | industry_steel_demand_electricity_energetic | Electricity | EU | Energy demand | 1.0083 | FEC
HU | TYNDP2026 | NT | 2035 | TWh | 223 | Sub_sector | Industry | Steel | Industry (steel) | Energetic | industry_steel_demand_hydrogen_energetic | Hydrogen | EU | Energy demand | 1.3678 | FEC
HU | TYNDP2026 | NT | 2035 | TWh | 224 | Sub_sector | Industry | Steel | Industry (steel) | Energetic | industry_steel_demand_methane_energetic | Methane | EU | Energy demand | 0.83845 | FEC
HU | TYNDP2026 | NT | 2035 | TWh | 225 | Sub_sector | Industry | Steel | Industry (steel) | Energetic | industry_steel_demand_heat_energetic | Heat | EU | Energy demand | 0.18732 | FEC
HU | TYNDP2026 | NT | 2035 | TWh | 226 | Sub_sector | Industry | Steel | Industry (steel) | Energetic | industry_steel_demand_biomass_energetic | Biomass | EU | Energy demand | 0.00083437 | FEC
HU | TYNDP2026 | NT | 2035 | TWh | 227 | Sub_sector | Industry | Steel | Industry (steel) | Energetic | industry_steel_demand_coal_energetic | Solids | EU | Energy demand | 1.3205 | FEC
HU | TYNDP2026 | NT | 2035 | TWh | 228 | Sub_sector | Industry | Steel | Industry (steel) | Energetic | industry_steel_demand_oil_energetic | Liquids | EU | Energy demand | 0.0059658 | FEC
HU | TYNDP2026 | NT | 2035 | TWh | 229 | Sub_sector | Industry | Steel | Industry (steel) | Energetic | industry_steel_demand_others_energetic | Others | EU | Energy demand | 0 | FEC
HU | TYNDP2026 | NT | 2035 | TWh | 230 | Sub_sector | Industry | Steel | Industry (steel) | Energetic | industry_steel_demand_ammonia_energetic | Ammonia | EU | Energy demand | 0 | FEC
HU | TYNDP2026 | NT | 2035 | TWh | 232 | Sub_sector | Transport | Cars | Transport (cars) | Energetic | transport_cars_final_demand_electricity | Electricity | EU | Energy demand | 1.928 | FEC
HU | TYNDP2026 | NT | 2035 | TWh | 233 | Sub_sector | Transport | Cars | Transport (cars) | Energetic | transport_cars_final_demand_hydrogen | Hydrogen | EU | Energy demand | 0.87203 | FEC
HU | TYNDP2026 | NT | 2035 | TWh | 234 | Sub_sector | Transport | Cars | Transport (cars) | Energetic | transport_cars_final_demand_methane | Methane | EU | Energy demand | 0.014064 | FEC
HU | TYNDP2026 | NT | 2035 | TWh | 235 | Sub_sector | Transport | Cars | Transport (cars) | Energetic | transport_cars_final_demand_heat | Heat | EU | Energy demand | 0 | FEC
HU | TYNDP2026 | NT | 2035 | TWh | 236 | Sub_sector | Transport | Cars | Transport (cars) | Energetic | transport_cars_final_demand_biomass | Biomass | EU | Energy demand | 0 | FEC
HU | TYNDP2026 | NT | 2035 | TWh | 237 | Sub_sector | Transport | Cars | Transport (cars) | Energetic | transport_cars_final_demand_coal | Solids | EU | Energy demand | 0 | FEC
HU | TYNDP2026 | NT | 2035 | TWh | 238 | Sub_sector | Transport | Cars | Transport (cars) | Energetic | transport_cars_final_demand_oil | Liquids | EU | Energy demand | 21.7424 | FEC
HU | TYNDP2026 | NT | 2035 | TWh | 239 | Sub_sector | Transport | Cars | Transport (cars) | Energetic | transport_cars_final_demand_other | Others | EU | Energy demand | 0 | FEC
HU | TYNDP2026 | NT | 2035 | TWh | 240 | Sub_sector | Transport | Cars | Transport (cars) | Energetic | transport_cars_final_demand_ammonia | Ammonia | EU | Energy demand | 0 | FEC
HU | TYNDP2026 | NT | 2035 | TWh | 242 | Sub_sector | Transport | Busses | Transport (busses) | Energetic | transport_busses_final_demand_electricity | Electricity | EU | Energy demand | 0.24585 | FEC
HU | TYNDP2026 | NT | 2035 | TWh | 243 | Sub_sector | Transport | Busses | Transport (busses) | Energetic | transport_busses_final_demand_hydrogen | Hydrogen | EU | Energy demand | 0.36877 | FEC
HU | TYNDP2026 | NT | 2035 | TWh | 244 | Sub_sector | Transport | Busses | Transport (busses) | Energetic | transport_busses_final_demand_methane | Methane | EU | Energy demand | 0.16451 | FEC
HU | TYNDP2026 | NT | 2035 | TWh | 245 | Sub_sector | Transport | Busses | Transport (busses) | Energetic | transport_busses_final_demand_heat | Heat | EU | Energy demand | 0 | FEC
HU | TYNDP2026 | NT | 2035 | TWh | 246 | Sub_sector | Transport | Busses | Transport (busses) | Energetic | transport_busses_final_demand_biomass | Biomass | EU | Energy demand | 0 | FEC
HU | TYNDP2026 | NT | 2035 | TWh | 247 | Sub_sector | Transport | Busses | Transport (busses) | Energetic | transport_busses_final_demand_coal | Solids | EU | Energy demand | 0 | FEC
HU | TYNDP2026 | NT | 2035 | TWh | 248 | Sub_sector | Transport | Busses | Transport (busses) | Energetic | transport_busses_final_demand_oil | Liquids | EU | Energy demand | 2.3924 | FEC
HU | TYNDP2026 | NT | 2035 | TWh | 249 | Sub_sector | Transport | Busses | Transport (busses) | Energetic | transport_busses_final_demand_other | Others | EU | Energy demand | 0 | FEC
HU | TYNDP2026 | NT | 2035 | TWh | 250 | Sub_sector | Transport | Busses | Transport (busses) | Energetic | transport_busses_final_demand_ammonia | Ammonia | EU | Energy demand | 0 | FEC
HU | TYNDP2026 | NT | 2035 | TWh | 252 | Sub_sector | Transport | Trucks | Transport (trucks) | Energetic | transport_trucks_final_demand_electricity | Electricity | EU | Energy demand | 0.10871 | FEC
HU | TYNDP2026 | NT | 2035 | TWh | 253 | Sub_sector | Transport | Trucks | Transport (trucks) | Energetic | transport_trucks_final_demand_hydrogen | Hydrogen | EU | Energy demand | 0.65747 | FEC
HU | TYNDP2026 | NT | 2035 | TWh | 254 | Sub_sector | Transport | Trucks | Transport (trucks) | Energetic | transport_trucks_final_demand_methane | Methane | EU | Energy demand | 0.090004 | FEC
HU | TYNDP2026 | NT | 2035 | TWh | 255 | Sub_sector | Transport | Trucks | Transport (trucks) | Energetic | transport_trucks_final_demand_heat | Heat | EU | Energy demand | 0 | FEC
HU | TYNDP2026 | NT | 2035 | TWh | 256 | Sub_sector | Transport | Trucks | Transport (trucks) | Energetic | transport_trucks_final_demand_biomass | Biomass | EU | Energy demand | 0 | FEC
HU | TYNDP2026 | NT | 2035 | TWh | 257 | Sub_sector | Transport | Trucks | Transport (trucks) | Energetic | transport_trucks_final_demand_coal | Solids | EU | Energy demand | 0 | FEC
HU | TYNDP2026 | NT | 2035 | TWh | 258 | Sub_sector | Transport | Trucks | Transport (trucks) | Energetic | transport_trucks_final_demand_oil | Liquids | EU | Energy demand | 8.4653 | FEC
HU | TYNDP2026 | NT | 2035 | TWh | 259 | Sub_sector | Transport | Trucks | Transport (trucks) | Energetic | transport_trucks_final_demand_other | Others | EU | Energy demand | 0 | FEC
HU | TYNDP2026 | NT | 2035 | TWh | 260 | Sub_sector | Transport | Trucks | Transport (trucks) | Energetic | transport_trucks_final_demand_ammonia | Ammonia | EU | Energy demand | 0 | FEC
HU | TYNDP2026 | NT | 2035 | TWh | 262 | Sub_sector | Transport | Vans | Transport (vans) | Energetic | transport_vans_final_demand_electricity | Electricity | EU | Energy demand | 0.46089 | FEC
HU | TYNDP2026 | NT | 2035 | TWh | 263 | Sub_sector | Transport | Vans | Transport (vans) | Energetic | transport_vans_final_demand_hydrogen | Hydrogen | EU | Energy demand | 0.046416 | FEC
HU | TYNDP2026 | NT | 2035 | TWh | 264 | Sub_sector | Transport | Vans | Transport (vans) | Energetic | transport_vans_final_demand_methane | Methane | EU | Energy demand | 0.0068348 | FEC
HU | TYNDP2026 | NT | 2035 | TWh | 265 | Sub_sector | Transport | Vans | Transport (vans) | Energetic | transport_vans_final_demand_heat | Heat | EU | Energy demand | 0 | FEC
HU | TYNDP2026 | NT | 2035 | TWh | 266 | Sub_sector | Transport | Vans | Transport (vans) | Energetic | transport_vans_final_demand_biomass | Biomass | EU | Energy demand | 0 | FEC
HU | TYNDP2026 | NT | 2035 | TWh | 267 | Sub_sector | Transport | Vans | Transport (vans) | Energetic | transport_vans_final_demand_coal | Solids | EU | Energy demand | 0 | FEC
HU | TYNDP2026 | NT | 2035 | TWh | 268 | Sub_sector | Transport | Vans | Transport (vans) | Energetic | transport_vans_final_demand_oil | Liquids | EU | Energy demand | 2.2242 | FEC
HU | TYNDP2026 | NT | 2035 | TWh | 269 | Sub_sector | Transport | Vans | Transport (vans) | Energetic | transport_vans_final_demand_other | Others | EU | Energy demand | 0 | FEC
HU | TYNDP2026 | NT | 2035 | TWh | 270 | Sub_sector | Transport | Vans | Transport (vans) | Energetic | transport_vans_final_demand_ammonia | Ammonia | EU | Energy demand | 0 | FEC
HU | TYNDP2026 | NT | 2035 | TWh | 272 | Sub_sector | Transport | Freight trains | Transport (trains) | Energetic | transport_trains_final_demand_electricity | Electricity | EU | Energy demand | 3.17 | FEC
HU | TYNDP2026 | NT | 2035 | TWh | 273 | Sub_sector | Transport | Freight trains | Transport (trains) | Energetic | transport_trains_final_demand_hydrogen | Hydrogen | EU | Energy demand | 0.24417 | FEC
HU | TYNDP2026 | NT | 2035 | TWh | 274 | Sub_sector | Transport | Freight trains | Transport (trains) | Energetic | transport_trains_final_demand_methane | Methane | EU | Energy demand | 0 | FEC
HU | TYNDP2026 | NT | 2035 | TWh | 275 | Sub_sector | Transport | Freight trains | Transport (trains) | Energetic | transport_trains_final_demand_heat | Heat | EU | Energy demand | 0 | FEC
HU | TYNDP2026 | NT | 2035 | TWh | 276 | Sub_sector | Transport | Freight trains | Transport (trains) | Energetic | transport_trains_final_demand_biomass | Biomass | EU | Energy demand | 0 | FEC
HU | TYNDP2026 | NT | 2035 | TWh | 277 | Sub_sector | Transport | Freight trains | Transport (trains) | Energetic | transport_trains_final_demand_coal | Solids | EU | Energy demand | 0 | FEC
HU | TYNDP2026 | NT | 2035 | TWh | 278 | Sub_sector | Transport | Freight trains | Transport (trains) | Energetic | transport_trains_final_demand_oil | Liquids | EU | Energy demand | 0.16493 | FEC
HU | TYNDP2026 | NT | 2035 | TWh | 279 | Sub_sector | Transport | Freight trains | Transport (trains) | Energetic | transport_trains_final_demand_other | Others | EU | Energy demand | 0 | FEC
HU | TYNDP2026 | NT | 2035 | TWh | 280 | Sub_sector | Transport | Freight trains | Transport (trains) | Energetic | transport_trains_final_demand_ammonia | Ammonia | EU | Energy demand | 0 | FEC
HU | TYNDP2026 | NT | 2035 | TWh | 282 | Sub_sector | Transport | Ships | Transport (ships) | Energetic | transport_ships_final_demand_electricity | Electricity | EU | Energy demand | 0.01213 | FEC
HU | TYNDP2026 | NT | 2035 | TWh | 283 | Sub_sector | Transport | Ships | Transport (ships) | Energetic | transport_ships_final_demand_hydrogen | Hydrogen | EU | Energy demand | 0 | FEC
HU | TYNDP2026 | NT | 2035 | TWh | 284 | Sub_sector | Transport | Ships | Transport (ships) | Energetic | transport_ships_final_demand_methane | Methane | EU | Energy demand | 0.00064983 | FEC
HU | TYNDP2026 | NT | 2035 | TWh | 285 | Sub_sector | Transport | Ships | Transport (ships) | Energetic | transport_ships_final_demand_heat | Heat | EU | Energy demand | 0 | FEC
HU | TYNDP2026 | NT | 2035 | TWh | 286 | Sub_sector | Transport | Ships | Transport (ships) | Energetic | transport_ships_final_demand_biomass | Biomass | EU | Energy demand | 0 | FEC
HU | TYNDP2026 | NT | 2035 | TWh | 287 | Sub_sector | Transport | Ships | Transport (ships) | Energetic | transport_ships_final_demand_coal | Solids | EU | Energy demand | 0 | FEC
HU | TYNDP2026 | NT | 2035 | TWh | 288 | Sub_sector | Transport | Ships | Transport (ships) | Energetic | transport_ships_final_demand_oil | Liquids | EU | Energy demand | 0.072276 | FEC
HU | TYNDP2026 | NT | 2035 | TWh | 289 | Sub_sector | Transport | Ships | Transport (ships) | Energetic | transport_ships_final_demand_other | Others | EU | Energy demand | 0 | FEC
HU | TYNDP2026 | NT | 2035 | TWh | 290 | Sub_sector | Transport | Ships | Transport (ships) | Energetic | transport_ships_final_demand_ammonia | Ammonia | EU | Energy demand | 0 | FEC
HU | TYNDP2026 | NT | 2035 | TWh | 292 | Sub_sector | Transport | Planes | Transport (planes) | Energetic | transport_planes_final_demand_electricity | Electricity | EU | Energy demand | 0 | FEC
HU | TYNDP2026 | NT | 2035 | TWh | 293 | Sub_sector | Transport | Planes | Transport (planes) | Energetic | transport_planes_final_demand_hydrogen | Hydrogen | EU | Energy demand | 0 | FEC
HU | TYNDP2026 | NT | 2035 | TWh | 294 | Sub_sector | Transport | Planes | Transport (planes) | Energetic | transport_planes_final_demand_methane | Methane | EU | Energy demand | 0 | FEC
HU | TYNDP2026 | NT | 2035 | TWh | 295 | Sub_sector | Transport | Planes | Transport (planes) | Energetic | transport_planes_final_demand_heat | Heat | EU | Energy demand | 0 | FEC
HU | TYNDP2026 | NT | 2035 | TWh | 296 | Sub_sector | Transport | Planes | Transport (planes) | Energetic | transport_planes_final_demand_biomass | Biomass | EU | Energy demand | 0 | FEC
HU | TYNDP2026 | NT | 2035 | TWh | 297 | Sub_sector | Transport | Planes | Transport (planes) | Energetic | transport_planes_final_demand_coal | Solids | EU | Energy demand | 0 | FEC
HU | TYNDP2026 | NT | 2035 | TWh | 298 | Sub_sector | Transport | Planes | Transport (planes) | Energetic | transport_planes_final_demand_oil | Liquids | EU | Energy demand | 0.022661 | FEC
HU | TYNDP2026 | NT | 2035 | TWh | 299 | Sub_sector | Transport | Planes | Transport (planes) | Energetic | transport_planes_final_demand_other | Others | EU | Energy demand | 0 | FEC
HU | TYNDP2026 | NT | 2035 | TWh | 300 | Sub_sector | Transport | Planes | Transport (planes) | Energetic | transport_planes_final_demand_ammonia | Ammonia | EU | Energy demand | 0 | FEC
HU | TYNDP2026 | NT | 2035 | TWh | 302 | Sub_sector | Transport | Others | Transport (others) | Energetic | transport_other_final_demand_electricity | Electricity | EU | Energy demand | 0.0051293 | FEC
HU | TYNDP2026 | NT | 2035 | TWh | 303 | Sub_sector | Transport | Others | Transport (others) | Energetic | transport_other_final_demand_hydrogen | Hydrogen | EU | Energy demand | 0 | FEC
HU | TYNDP2026 | NT | 2035 | TWh | 304 | Sub_sector | Transport | Others | Transport (others) | Energetic | transport_other_final_demand_methane | Methane | EU | Energy demand | 0 | FEC
HU | TYNDP2026 | NT | 2035 | TWh | 305 | Sub_sector | Transport | Others | Transport (others) | Energetic | transport_other_final_demand_heat | Heat | EU | Energy demand | 0 | FEC
HU | TYNDP2026 | NT | 2035 | TWh | 306 | Sub_sector | Transport | Others | Transport (others) | Energetic | transport_other_final_demand_biomass | Biomass | EU | Energy demand | 0 | FEC
HU | TYNDP2026 | NT | 2035 | TWh | 307 | Sub_sector | Transport | Others | Transport (others) | Energetic | transport_other_final_demand_coal | Solids | EU | Energy demand | 0 | FEC
HU | TYNDP2026 | NT | 2035 | TWh | 308 | Sub_sector | Transport | Others | Transport (others) | Energetic | transport_other_final_demand_oil | Liquids | EU | Energy demand | 0.29467 | FEC
HU | TYNDP2026 | NT | 2035 | TWh | 309 | Sub_sector | Transport | Others | Transport (others) | Energetic | transport_other_final_demand_other | Others | EU | Energy demand | 0 | FEC
HU | TYNDP2026 | NT | 2035 | TWh | 310 | Sub_sector | Transport | Others | Transport (others) | Energetic | transport_other_final_demand_ammonia | Ammonia | EU | Energy demand | 0 | FEC
HU | TYNDP2026 | NT | 2035 | TWh | 312 | Sub_sector | International transport | International aviation | Transport (int. aviation) | Energetic | transport_int_aviation_final_demand_electricity | Electricity | EU | Energy demand | 0 | FEC
HU | TYNDP2026 | NT | 2035 | TWh | 313 | Sub_sector | International transport | International aviation | Transport (int. aviation) | Energetic | transport_int_aviation_final_demand_hydrogen | Hydrogen | EU | Energy demand | 0 | FEC
HU | TYNDP2026 | NT | 2035 | TWh | 314 | Sub_sector | International transport | International aviation | Transport (int. aviation) | Energetic | transport_int_aviation_final_demand_methane | Methane | EU | Energy demand | 0 | FEC
HU | TYNDP2026 | NT | 2035 | TWh | 315 | Sub_sector | International transport | International aviation | Transport (int. aviation) | Energetic | transport_int_aviation_final_demand_heat | Heat | EU | Energy demand | 0 | FEC
HU | TYNDP2026 | NT | 2035 | TWh | 316 | Sub_sector | International transport | International aviation | Transport (int. aviation) | Energetic | transport_int_aviation_final_demand_biofuels | Biomass | EU | Energy demand | 0 | FEC
HU | TYNDP2026 | NT | 2035 | TWh | 317 | Sub_sector | International transport | International aviation | Transport (int. aviation) | Energetic | transport_int_aviation_final_demand_coal | Solids | EU | Energy demand | 0 | FEC
HU | TYNDP2026 | NT | 2035 | TWh | 318 | Sub_sector | International transport | International aviation | Transport (int. aviation) | Energetic | transport_int_aviation_final_demand_oil | Liquids | EU | Energy demand | 2.9432 | FEC
HU | TYNDP2026 | NT | 2035 | TWh | 319 | Sub_sector | International transport | International aviation | Transport (int. aviation) | Energetic | transport_int_aviation_final_demand_other | Others | EU | Energy demand | 0 | FEC
HU | TYNDP2026 | NT | 2035 | TWh | 320 | Sub_sector | International transport | International aviation | Transport (int. aviation) | Energetic | transport_int_aviation_final_demand_ammonia | Ammonia | EU | Energy demand | 0 | FEC
HU | TYNDP2026 | NT | 2035 | TWh | 322 | Sub_sector | International transport | International shipping | Transport (int. shipping) | Energetic | transport_int_shipping_final_demand_electricity | Electricity | EU | Energy demand | 0 | not_included_in_FEC
HU | TYNDP2026 | NT | 2035 | TWh | 323 | Sub_sector | International transport | International shipping | Transport (int. shipping) | Energetic | transport_int_shipping_final_demand_hydrogen | Hydrogen | EU | Energy demand | 0 | not_included_in_FEC
HU | TYNDP2026 | NT | 2035 | TWh | 324 | Sub_sector | International transport | International shipping | Transport (int. shipping) | Energetic | transport_int_shipping_final_demand_methane | Methane | EU | Energy demand | 0 | not_included_in_FEC
HU | TYNDP2026 | NT | 2035 | TWh | 325 | Sub_sector | International transport | International shipping | Transport (int. shipping) | Energetic | transport_int_shipping_final_demand_heat | Heat | EU | Energy demand | 0 | not_included_in_FEC
HU | TYNDP2026 | NT | 2035 | TWh | 326 | Sub_sector | International transport | International shipping | Transport (int. shipping) | Energetic | transport_int_shipping_final_demand_biofuels | Biomass | EU | Energy demand | 0 | not_included_in_FEC
HU | TYNDP2026 | NT | 2035 | TWh | 327 | Sub_sector | International transport | International shipping | Transport (int. shipping) | Energetic | transport_int_shipping_final_demand_coal | Solids | EU | Energy demand | 0 | not_included_in_FEC
HU | TYNDP2026 | NT | 2035 | TWh | 328 | Sub_sector | International transport | International shipping | Transport (int. shipping) | Energetic | transport_int_shipping_final_demand_oil | Liquids | EU | Energy demand | 0 | not_included_in_FEC
HU | TYNDP2026 | NT | 2035 | TWh | 329 | Sub_sector | International transport | International shipping | Transport (int. shipping) | Energetic | transport_int_shipping_final_demand_other | Others | EU | Energy demand | 0 | not_included_in_FEC
HU | TYNDP2026 | NT | 2035 | TWh | 330 | Sub_sector | International transport | International shipping | Transport (int. shipping) | Energetic | transport_int_shipping_final_demand_ammonia | Ammonia | EU | Energy demand | 0 | not_included_in_FEC
HU | TYNDP2026 | NT | 2035 | TWh | 332 | Sub_sector | Households | Space heating | Households (heating) | Energetic | households_heating_final_demand_electricity | Electricity | EU | Energy demand | 1.1862 | FEC
HU | TYNDP2026 | NT | 2035 | TWh | 333 | Sub_sector | Households | Space heating | Households (heating) | Energetic | households_heating_final_demand_hydrogen | Hydrogen | EU | Energy demand | 0 | FEC
HU | TYNDP2026 | NT | 2035 | TWh | 334 | Sub_sector | Households | Space heating | Households (heating) | Energetic | households_heating_final_demand_methane | Methane | EU | Energy demand | 17.7592 | FEC
HU | TYNDP2026 | NT | 2035 | TWh | 335 | Sub_sector | Households | Space heating | Households (heating) | Energetic | households_heating_final_demand_heat | Heat | EU | Energy demand | 4.6179 | FEC
HU | TYNDP2026 | NT | 2035 | TWh | 336 | Sub_sector | Households | Space heating | Households (heating) | Energetic | households_heating_final_demand_biomass | Biomass | EU | Energy demand | 3.7725 | FEC
HU | TYNDP2026 | NT | 2035 | TWh | 337 | Sub_sector | Households | Space heating | Households (heating) | Energetic | households_heating_final_demand_coal | Solids | EU | Energy demand | 1.2233 | FEC
HU | TYNDP2026 | NT | 2035 | TWh | 338 | Sub_sector | Households | Space heating | Households (heating) | Energetic | households_heating_final_demand_oil | Liquids | EU | Energy demand | 0 | FEC
HU | TYNDP2026 | NT | 2035 | TWh | 339 | Sub_sector | Households | Space heating | Households (heating) | Energetic | households_heating_final_demand_other | Others | EU | Energy demand | 0 | FEC
HU | TYNDP2026 | NT | 2035 | TWh | 340 | Sub_sector | Households | Space heating | Households (heating) | Energetic | households_heating_final_demand_ammonia | Ammonia | EU | Energy demand | 0 | FEC
HU | TYNDP2026 | NT | 2035 | TWh | 343 | Sub_sector | Households | Cooling | Households (cooling) | Energetic | households_cooling_final_demand_electricity | Electricity | EU | Energy demand | 0.16362 | FEC
HU | TYNDP2026 | NT | 2035 | TWh | 344 | Sub_sector | Households | Cooling | Households (cooling) | Energetic | households_cooling_final_demand_hydrogen | Hydrogen | EU | Energy demand | 0 | FEC
HU | TYNDP2026 | NT | 2035 | TWh | 345 | Sub_sector | Households | Cooling | Households (cooling) | Energetic | households_cooling_final_demand_methane | Methane | EU | Energy demand | 0 | FEC
HU | TYNDP2026 | NT | 2035 | TWh | 346 | Sub_sector | Households | Cooling | Households (cooling) | Energetic | households_cooling_final_demand_heat | Heat | EU | Energy demand | 0 | FEC
HU | TYNDP2026 | NT | 2035 | TWh | 347 | Sub_sector | Households | Cooling | Households (cooling) | Energetic | households_cooling_final_demand_biomass | Biomass | EU | Energy demand | 0 | FEC
HU | TYNDP2026 | NT | 2035 | TWh | 348 | Sub_sector | Households | Cooling | Households (cooling) | Energetic | households_cooling_final_demand_coal | Solids | EU | Energy demand | 0 | FEC
HU | TYNDP2026 | NT | 2035 | TWh | 349 | Sub_sector | Households | Cooling | Households (cooling) | Energetic | households_cooling_final_demand_oil | Liquids | EU | Energy demand | 0 | FEC
HU | TYNDP2026 | NT | 2035 | TWh | 350 | Sub_sector | Households | Cooling | Households (cooling) | Energetic | households_cooling_final_demand_other | Others | EU | Energy demand | 0 | FEC
HU | TYNDP2026 | NT | 2035 | TWh | 351 | Sub_sector | Households | Cooling | Households (cooling) | Energetic | households_cooling_final_demand_ammonia | Ammonia | EU | Energy demand | 0 | FEC
HU | TYNDP2026 | NT | 2035 | TWh | 354 | Sub_sector | Households | Hot water | Households (hot water) | Energetic | households_hot_water_final_demand_electricity | Electricity | EU | Energy demand | 0.63093 | FEC
HU | TYNDP2026 | NT | 2035 | TWh | 355 | Sub_sector | Households | Hot water | Households (hot water) | Energetic | households_hot_water_final_demand_hydrogen | Hydrogen | EU | Energy demand | 0 | FEC
HU | TYNDP2026 | NT | 2035 | TWh | 356 | Sub_sector | Households | Hot water | Households (hot water) | Energetic | households_hot_water_final_demand_methane | Methane | EU | Energy demand | 5.6054 | FEC
HU | TYNDP2026 | NT | 2035 | TWh | 357 | Sub_sector | Households | Hot water | Households (hot water) | Energetic | households_hot_water_final_demand_heat | Heat | EU | Energy demand | 1.7167 | FEC
HU | TYNDP2026 | NT | 2035 | TWh | 358 | Sub_sector | Households | Hot water | Households (hot water) | Energetic | households_hot_water_final_demand_biomass | Biomass | EU | Energy demand | 1.0767 | FEC
HU | TYNDP2026 | NT | 2035 | TWh | 359 | Sub_sector | Households | Hot water | Households (hot water) | Energetic | households_hot_water_final_demand_coal | Solids | EU | Energy demand | 0.21266 | FEC
HU | TYNDP2026 | NT | 2035 | TWh | 360 | Sub_sector | Households | Hot water | Households (hot water) | Energetic | households_hot_water_final_demand_oil | Liquids | EU | Energy demand | 0 | FEC
HU | TYNDP2026 | NT | 2035 | TWh | 361 | Sub_sector | Households | Hot water | Households (hot water) | Energetic | households_hot_water_final_demand_other | Others | EU | Energy demand | 0.10185 | FEC
HU | TYNDP2026 | NT | 2035 | TWh | 362 | Sub_sector | Households | Hot water | Households (hot water) | Energetic | households_hot_water_final_demand_ammonia | Ammonia | EU | Energy demand | 0 | FEC
HU | TYNDP2026 | NT | 2035 | TWh | 365 | Sub_sector | Households | Appliances | Households (appliances) | Energetic | households_appliances_final_demand_electricity | Electricity | EU | Energy demand | 8.0175 | FEC
HU | TYNDP2026 | NT | 2035 | TWh | 366 | Sub_sector | Households | Appliances | Households (appliances) | Energetic | households_appliances_final_demand_hydrogen | Hydrogen | EU | Energy demand | 0 | FEC
HU | TYNDP2026 | NT | 2035 | TWh | 367 | Sub_sector | Households | Appliances | Households (appliances) | Energetic | households_appliances_final_demand_methane | Methane | EU | Energy demand | 1.3015 | FEC
HU | TYNDP2026 | NT | 2035 | TWh | 368 | Sub_sector | Households | Appliances | Households (appliances) | Energetic | households_appliances_final_demand_heat | Heat | EU | Energy demand | 0 | FEC
HU | TYNDP2026 | NT | 2035 | TWh | 369 | Sub_sector | Households | Appliances | Households (appliances) | Energetic | households_appliances_final_demand_biomass | Biomass | EU | Energy demand | 0.012973 | FEC
HU | TYNDP2026 | NT | 2035 | TWh | 370 | Sub_sector | Households | Appliances | Households (appliances) | Energetic | households_appliances_final_demand_coal | Solids | EU | Energy demand | 0 | FEC
HU | TYNDP2026 | NT | 2035 | TWh | 371 | Sub_sector | Households | Appliances | Households (appliances) | Energetic | households_appliances_final_demand_oil | Liquids | EU | Energy demand | 0 | FEC
HU | TYNDP2026 | NT | 2035 | TWh | 372 | Sub_sector | Households | Appliances | Households (appliances) | Energetic | households_appliances_final_demand_other | Others | EU | Energy demand | 0 | FEC
HU | TYNDP2026 | NT | 2035 | TWh | 373 | Sub_sector | Households | Appliances | Households (appliances) | Energetic | households_appliances_final_demand_ammonia | Ammonia | EU | Energy demand | 0 | FEC
HU | TYNDP2026 | NT | 2035 | TWh | 375 | Sub_sector | Buildings | Space heating | Buildings (heat) | Energetic | buildings_heat_final_demand_electricity | Electricity | EU | Energy demand | 2.0199 | FEC
HU | TYNDP2026 | NT | 2035 | TWh | 376 | Sub_sector | Buildings | Space heating | Buildings (heat) | Energetic | buildings_heat_final_demand_hydrogen | Hydrogen | EU | Energy demand | 0 | FEC
HU | TYNDP2026 | NT | 2035 | TWh | 377 | Sub_sector | Buildings | Space heating | Buildings (heat) | Energetic | buildings_heat_final_demand_methane | Methane | EU | Energy demand | 5.8649 | FEC
HU | TYNDP2026 | NT | 2035 | TWh | 378 | Sub_sector | Buildings | Space heating | Buildings (heat) | Energetic | buildings_heat_final_demand_heat | Heat | EU | Energy demand | 1.993 | FEC
HU | TYNDP2026 | NT | 2035 | TWh | 379 | Sub_sector | Buildings | Space heating | Buildings (heat) | Energetic | buildings_heat_final_demand_biomass | Biomass | EU | Energy demand | 0.24221 | FEC
HU | TYNDP2026 | NT | 2035 | TWh | 380 | Sub_sector | Buildings | Space heating | Buildings (heat) | Energetic | buildings_heat_final_demand_coal | Solids | EU | Energy demand | 0 | FEC
HU | TYNDP2026 | NT | 2035 | TWh | 381 | Sub_sector | Buildings | Space heating | Buildings (heat) | Energetic | buildings_heat_final_demand_oil | Liquids | EU | Energy demand | 0 | FEC
HU | TYNDP2026 | NT | 2035 | TWh | 382 | Sub_sector | Buildings | Space heating | Buildings (heat) | Energetic | buildings_heat_final_demand_other | Others | EU | Energy demand | 0.00035798 | FEC
HU | TYNDP2026 | NT | 2035 | TWh | 383 | Sub_sector | Buildings | Space heating | Buildings (heat) | Energetic | buildings_heat_final_demand_ammonia | Ammonia | EU | Energy demand | 0 | FEC
HU | TYNDP2026 | NT | 2035 | TWh | 386 | Sub_sector | Buildings | Cooling | Buildings (cooling) | Energetic | buildings_cooling_final_demand_electricity | Electricity | EU | Energy demand | 0.43828 | FEC
HU | TYNDP2026 | NT | 2035 | TWh | 387 | Sub_sector | Buildings | Cooling | Buildings (cooling) | Energetic | buildings_cooling_final_demand_hydrogen | Hydrogen | EU | Energy demand | 0 | FEC
HU | TYNDP2026 | NT | 2035 | TWh | 388 | Sub_sector | Buildings | Cooling | Buildings (cooling) | Energetic | buildings_cooling_final_demand_methane | Methane | EU | Energy demand | 0 | FEC
HU | TYNDP2026 | NT | 2035 | TWh | 389 | Sub_sector | Buildings | Cooling | Buildings (cooling) | Energetic | buildings_cooling_final_demand_heat | Heat | EU | Energy demand | 0 | FEC
HU | TYNDP2026 | NT | 2035 | TWh | 390 | Sub_sector | Buildings | Cooling | Buildings (cooling) | Energetic | buildings_cooling_final_demand_biomass | Biomass | EU | Energy demand | 0 | FEC
HU | TYNDP2026 | NT | 2035 | TWh | 391 | Sub_sector | Buildings | Cooling | Buildings (cooling) | Energetic | buildings_cooling_final_demand_coal | Solids | EU | Energy demand | 0 | FEC
HU | TYNDP2026 | NT | 2035 | TWh | 392 | Sub_sector | Buildings | Cooling | Buildings (cooling) | Energetic | buildings_cooling_final_demand_oil | Liquids | EU | Energy demand | 0 | FEC
HU | TYNDP2026 | NT | 2035 | TWh | 393 | Sub_sector | Buildings | Cooling | Buildings (cooling) | Energetic | buildings_cooling_final_demand_other | Others | EU | Energy demand | 0 | FEC
HU | TYNDP2026 | NT | 2035 | TWh | 394 | Sub_sector | Buildings | Cooling | Buildings (cooling) | Energetic | buildings_cooling_final_demand_ammonia | Ammonia | EU | Energy demand | 0 | FEC
HU | TYNDP2026 | NT | 2035 | TWh | 397 | Sub_sector | Buildings | Appliances | Buildings (appliances) | Energetic | buildings_appliances_final_demand_electricity | Electricity | EU | Energy demand | 5.7714 | FEC
HU | TYNDP2026 | NT | 2035 | TWh | 398 | Sub_sector | Buildings | Appliances | Buildings (appliances) | Energetic | buildings_appliances_final_demand_hydrogen | Hydrogen | EU | Energy demand | 0 | FEC
HU | TYNDP2026 | NT | 2035 | TWh | 399 | Sub_sector | Buildings | Appliances | Buildings (appliances) | Energetic | buildings_appliances_final_demand_methane | Methane | EU | Energy demand | 4.6559 | FEC
HU | TYNDP2026 | NT | 2035 | TWh | 400 | Sub_sector | Buildings | Appliances | Buildings (appliances) | Energetic | buildings_appliances_final_demand_heat | Heat | EU | Energy demand | 0 | FEC
HU | TYNDP2026 | NT | 2035 | TWh | 401 | Sub_sector | Buildings | Appliances | Buildings (appliances) | Energetic | buildings_appliances_final_demand_biomass | Biomass | EU | Energy demand | 0 | FEC
HU | TYNDP2026 | NT | 2035 | TWh | 402 | Sub_sector | Buildings | Appliances | Buildings (appliances) | Energetic | buildings_appliances_final_demand_coal | Solids | EU | Energy demand | 0 | FEC
HU | TYNDP2026 | NT | 2035 | TWh | 403 | Sub_sector | Buildings | Appliances | Buildings (appliances) | Energetic | buildings_appliances_final_demand_oil | Liquids | EU | Energy demand | 0 | FEC
HU | TYNDP2026 | NT | 2035 | TWh | 404 | Sub_sector | Buildings | Appliances | Buildings (appliances) | Energetic | buildings_appliances_final_demand_other | Others | EU | Energy demand | 0 | FEC
HU | TYNDP2026 | NT | 2035 | TWh | 405 | Sub_sector | Buildings | Appliances | Buildings (appliances) | Energetic | buildings_appliances_final_demand_ammonia | Ammonia | EU | Energy demand | 0 | FEC
HU | TYNDP2026 | NT | 2035 | TWh | 407 | Sub_sector | Buildings | Datacenters | Datacenters & ICT | Energetic | datacentres_final_demand_electricity_energetic | Electricity | EU | Energy demand | 1.78 | FEC
HU | TYNDP2026 | NT | 2035 | TWh | 408 | Sub_sector | Buildings | Datacenters | Datacenters & ICT | Energetic | datacentres_final_demand_hydrogen_energetic | Hydrogen | EU | Energy demand | 0 | FEC
HU | TYNDP2026 | NT | 2035 | TWh | 409 | Sub_sector | Buildings | Datacenters | Datacenters & ICT | Energetic | datacentres_final_demand_methane_energetic | Methane | EU | Energy demand | 0 | FEC
HU | TYNDP2026 | NT | 2035 | TWh | 410 | Sub_sector | Buildings | Datacenters | Datacenters & ICT | Energetic | datacentres_final_demand_heat_energetic | Heat | EU | Energy demand | 0 | FEC
HU | TYNDP2026 | NT | 2035 | TWh | 411 | Sub_sector | Buildings | Datacenters | Datacenters & ICT | Energetic | datacentres_final_demand_biomass_energetic | Biomass | EU | Energy demand | 0 | FEC
HU | TYNDP2026 | NT | 2035 | TWh | 412 | Sub_sector | Buildings | Datacenters | Datacenters & ICT | Energetic | datacentres_final_demand_coal_energetic | Solids | EU | Energy demand | 0 | FEC
HU | TYNDP2026 | NT | 2035 | TWh | 413 | Sub_sector | Buildings | Datacenters | Datacenters & ICT | Energetic | datacentres_final_demand_oil_energetic | Liquids | EU | Energy demand | 0 | FEC
HU | TYNDP2026 | NT | 2035 | TWh | 414 | Sub_sector | Buildings | Datacenters | Datacenters & ICT | Energetic | datacentres_final_demand_other_energetic | Others | EU | Energy demand | 0 | FEC
HU | TYNDP2026 | NT | 2035 | TWh | 415 | Sub_sector | Buildings | Datacenters | Datacenters & ICT | Energetic | datacentres_final_demand_ammonia_energetic | Ammonia | EU | Energy demand | 0 | FEC
HU | TYNDP2026 | NT | 2035 | TWh | 417 | Sub_sector | Transport | Others_Sector | Others_Sector | Energetic | other_final_demand_electricity_energetic | Electricity | EU | Energy demand | 0.074 | FEC
HU | TYNDP2026 | NT | 2035 | TWh | 418 | Sub_sector | Transport | Others_Sector | Others_Sector | Energetic | other_final_demand_hydrogen_energetic | Hydrogen | EU | Energy demand | 0 | FEC
HU | TYNDP2026 | NT | 2035 | TWh | 419 | Sub_sector | Transport | Pipeline Transport | Others_Sector | Energetic | other_final_demand_methane_energetic | Methane | EU | Energy demand | 1.0642 | FEC
HU | TYNDP2026 | NT | 2035 | TWh | 420 | Sub_sector | Transport | Others_Sector | Others_Sector | Energetic | other_final_demand_heat_energetic | Heat | EU | Energy demand | 0.028611 | FEC
HU | TYNDP2026 | NT | 2035 | TWh | 421 | Sub_sector | Transport | Others_Sector | Others_Sector | Energetic | other_final_demand_biomass_energetic | Biomass | EU | Energy demand | 0 | FEC
HU | TYNDP2026 | NT | 2035 | TWh | 422 | Sub_sector | Transport | Others_Sector | Others_Sector | Energetic | other_final_demand_coal_energetic | Solids | EU | Energy demand | 0.0035094 | FEC
HU | TYNDP2026 | NT | 2035 | TWh | 423 | Sub_sector | Transport | Others_Sector | Others_Sector | Energetic | other_final_demand_oil_energetic | Liquids | EU | Energy demand | 0.10744 | FEC
HU | TYNDP2026 | NT | 2035 | TWh | 424 | Sub_sector | Others_Sector | Others_Sector | Others_Sector | Non-energetic | other_final_demand_oil_non_energetic | Liquids | EU | Energy demand | 0.43117 | not_included_in_FEC
HU | TYNDP2026 | NT | 2035 | TWh | 425 | Sub_sector | Transport | Others_Sector | Others_Sector | Energetic | other_final_demand_other_energetic | Others | EU | Energy demand | 0 | FEC
HU | TYNDP2026 | NT | 2035 | TWh | 426 | Sub_sector | Transport | Others_Sector | Others_Sector | Energetic | other_final_demand_ammonia_energetic | Ammonia | EU | Energy demand | 0 | FEC
HU | TYNDP2026 | NT | 2035 | TWh | 427 | Sub_sector | Industry | Surplus_Heat_in_Industry | Surplus_Heat_in_Industry | Energetic | final_demand_of_industry_unused_local_production_steam_hot_water | Heat | EU | Energy demand | 0 | FEC
HU | TYNDP2026 | NT | 2035 | TWh | 429 | Sub_sector | Agriculture | Total | Agriculture | Energetic | agriculture_final_demand_electricity_energetic | Electricity | EU | Energy demand | 1.0091 | FEC
HU | TYNDP2026 | NT | 2035 | TWh | 430 | Sub_sector | Agriculture | Total | Agriculture | Energetic | agriculture_final_demand_hydrogen_energetic | Hydrogen | EU | Energy demand | 0 | FEC
HU | TYNDP2026 | NT | 2035 | TWh | 431 | Sub_sector | Agriculture | Total | Agriculture | Energetic | agriculture_final_demand_methane_energetic | Methane | EU | Energy demand | 1.4566 | FEC
HU | TYNDP2026 | NT | 2035 | TWh | 432 | Sub_sector | Agriculture | Total | Agriculture | Energetic | agriculture_final_demand_heat_energetic | Heat | EU | Energy demand | 0.0044444 | FEC
HU | TYNDP2026 | NT | 2035 | TWh | 433 | Sub_sector | Agriculture | Total | Agriculture | Energetic | agriculture_final_demand_biomass_energetic | Biomass | EU | Energy demand | 0.18379 | FEC
HU | TYNDP2026 | NT | 2035 | TWh | 434 | Sub_sector | Agriculture | Total | Agriculture | Energetic | agriculture_final_demand_coal_energetic | Solids | EU | Energy demand | 0 | FEC
HU | TYNDP2026 | NT | 2035 | TWh | 435 | Sub_sector | Agriculture | Total | Agriculture | Energetic | agriculture_final_demand_oil_energetic | Liquids | EU | Energy demand | 4.6426 | FEC
HU | TYNDP2026 | NT | 2035 | TWh | 436 | Sub_sector | Agriculture | Total | Agriculture | Energetic | agriculture_final_demand_other_energetic | Others | EU | Energy demand | 0 | FEC
HU | TYNDP2026 | NT | 2035 | TWh | 437 | Sub_sector | Agriculture | Total | Agriculture | Energetic | agriculture_final_demand_ammonia_energetic | Ammonia | EU | Energy demand | 0 | FEC
HU | TYNDP2026 | NT | 2035 | TWh | 447 | Sub_sector | Buildings | Surplus Energy | Buildings | Energetic | GAP | Electricity | EU | Energy demand | 0 | FEC
HU | TYNDP2026 | NT | 2035 | TWh | 448 | Sub_sector | Buildings | Surplus Energy | Buildings | Energetic | GAP | Hydrogen | EU | Energy demand | 0 | FEC
HU | TYNDP2026 | NT | 2035 | TWh | 449 | Sub_sector | Buildings | Surplus Energy | Buildings | Energetic | GAP | Methane | EU | Energy demand | 0 | FEC
HU | TYNDP2026 | NT | 2035 | TWh | 450 | Sub_sector | Buildings | Surplus Energy | Buildings | Energetic | GAP | Heat | EU | Energy demand | 0 | FEC
HU | TYNDP2026 | NT | 2035 | TWh | 451 | Sub_sector | Buildings | Surplus Energy | Buildings | Energetic | GAP | Biomass | EU | Energy demand | 0.052884 | FEC
HU | TYNDP2026 | NT | 2035 | TWh | 452 | Sub_sector | Buildings | Surplus Energy | Buildings | Energetic | GAP | Solids | EU | Energy demand | 0 | FEC
HU | TYNDP2026 | NT | 2035 | TWh | 453 | Sub_sector | Buildings | Surplus Energy | Buildings | Energetic | GAP | Liquids | EU | Energy demand | 0.0014186 | FEC
HU | TYNDP2026 | NT | 2035 | TWh | 454 | Sub_sector | Buildings | Surplus Energy | Buildings | Energetic | GAP | Others | EU | Energy demand | 0 | FEC
HU | TYNDP2026 | NT | 2035 | TWh | 455 | Sub_sector | Buildings | Surplus Energy | Buildings | Energetic | GAP | Ammonia | EU | Energy demand | 0 | FEC
HU | TYNDP2026 | NT | 2035 | TWh | 456 | Sub_sector | Households | Surplus Energy | Households | Energetic | GAP | Electricity | EU | Energy demand | 0 | FEC
HU | TYNDP2026 | NT | 2035 | TWh | 457 | Sub_sector | Households | Surplus Energy | Households | Energetic | GAP | Hydrogen | EU | Energy demand | 0 | FEC
HU | TYNDP2026 | NT | 2035 | TWh | 458 | Sub_sector | Households | Surplus Energy | Households | Energetic | GAP | Methane | EU | Energy demand | 0 | FEC
HU | TYNDP2026 | NT | 2035 | TWh | 459 | Sub_sector | Households | Surplus Energy | Households | Energetic | GAP | Heat | EU | Energy demand | 0 | FEC
HU | TYNDP2026 | NT | 2035 | TWh | 460 | Sub_sector | Households | Surplus Energy | Households | Energetic | GAP | Biomass | EU | Energy demand | 0 | FEC
HU | TYNDP2026 | NT | 2035 | TWh | 461 | Sub_sector | Households | Surplus Energy | Households | Energetic | GAP | Solids | EU | Energy demand | 0 | FEC
HU | TYNDP2026 | NT | 2035 | TWh | 462 | Sub_sector | Households | Surplus Energy | Households | Energetic | GAP | Liquids | EU | Energy demand | 0 | FEC
HU | TYNDP2026 | NT | 2035 | TWh | 463 | Sub_sector | Households | Surplus Energy | Households | Energetic | GAP | Others | EU | Energy demand | 0 | FEC
HU | TYNDP2026 | NT | 2035 | TWh | 464 | Sub_sector | Households | Surplus Energy | Households | Energetic | GAP | Ammonia | EU | Energy demand | 0 | FEC
HU | TYNDP2026 | NT | 2040 | TWh | 102 | Sub_sector | Industry | Aluminium | Industry (aluminium) | Energetic | industry_aluminium_demand_electricity_energetic | Electricity | EU | Energy demand | 0 | FEC
HU | TYNDP2026 | NT | 2040 | TWh | 103 | Sub_sector | Industry | Aluminium | Industry (aluminium) | Energetic | industry_aluminium_demand_hydrogen_energetic | Hydrogen | EU | Energy demand | 0 | FEC
HU | TYNDP2026 | NT | 2040 | TWh | 104 | Sub_sector | Industry | Aluminium | Industry (aluminium) | Energetic | industry_aluminium_demand_methane_energetic | Methane | EU | Energy demand | 0 | FEC
HU | TYNDP2026 | NT | 2040 | TWh | 105 | Sub_sector | Industry | Aluminium | Industry (aluminium) | Energetic | industry_aluminium_demand_heat_energetic | Heat | EU | Energy demand | 0 | FEC
HU | TYNDP2026 | NT | 2040 | TWh | 106 | Sub_sector | Industry | Aluminium | Industry (aluminium) | Energetic | industry_aluminium_demand_biomass_energetic | Biomass | EU | Energy demand | 0 | FEC
HU | TYNDP2026 | NT | 2040 | TWh | 107 | Sub_sector | Industry | Aluminium | Industry (aluminium) | Energetic | industry_aluminium_demand_coal_energetic | Solids | EU | Energy demand | 0 | FEC
HU | TYNDP2026 | NT | 2040 | TWh | 108 | Sub_sector | Industry | Aluminium | Industry (aluminium) | Energetic | industry_aluminium_demand_oil_energetic | Liquids | EU | Energy demand | 0 | FEC
HU | TYNDP2026 | NT | 2040 | TWh | 109 | Sub_sector | Industry | Aluminium | Industry (aluminium) | Energetic | industry_aluminium_demand_others_energetic | Others | EU | Energy demand | 0 | FEC
HU | TYNDP2026 | NT | 2040 | TWh | 110 | Sub_sector | Industry | Aluminium | Industry (aluminium) | Energetic | industry_ammonia_demand_others_energetic | Ammonia | EU | Energy demand | 0 | FEC
HU | TYNDP2026 | NT | 2040 | TWh | 112 | Sub_sector | Industry | Chemicals | Industry (chemicals, energetic) | Energetic | industry_chemical_demand_electricity_energetic | Electricity | EU | Energy demand | 3.4285 | FEC
HU | TYNDP2026 | NT | 2040 | TWh | 113 | Sub_sector | Industry | Chemicals | Industry (chemicals, energetic) | Energetic | industry_chemical_demand_hydrogen_energetic | Hydrogen | EU | Energy demand | 0.80967 | FEC
HU | TYNDP2026 | NT | 2040 | TWh | 114 | Sub_sector | Industry | Chemicals | Industry (chemicals, energetic) | Energetic | industry_chemical_demand_methane_energetic | Methane | EU | Energy demand | 2.429 | FEC
HU | TYNDP2026 | NT | 2040 | TWh | 115 | Sub_sector | Industry | Chemicals | Industry (chemicals, energetic) | Energetic | industry_chemical_demand_heat_energetic | Heat | EU | Energy demand | 1.8218 | FEC
HU | TYNDP2026 | NT | 2040 | TWh | 116 | Sub_sector | Industry | Chemicals | Industry (chemicals, energetic) | Energetic | industry_chemical_demand_biomass_energetic | Biomass | EU | Energy demand | 0.91088 | FEC
HU | TYNDP2026 | NT | 2040 | TWh | 117 | Sub_sector | Industry | Chemicals | Industry (chemicals, energetic) | Energetic | industry_chemical_demand_coal_energetic | Solids | EU | Energy demand | 0 | FEC
HU | TYNDP2026 | NT | 2040 | TWh | 118 | Sub_sector | Industry | Chemicals | Industry (chemicals, energetic) | Energetic | industry_chemical_demand_oil_energetic | Liquids | EU | Energy demand | 1.7559 | FEC
HU | TYNDP2026 | NT | 2040 | TWh | 119 | Sub_sector | Industry | Chemicals | Industry (chemicals, energetic) | Energetic | industry_chemical_demand_others_energetic | Others | EU | Energy demand | 0 | FEC
HU | TYNDP2026 | NT | 2040 | TWh | 120 | Sub_sector | Industry | Chemicals | Industry (chemicals, energetic) | Energetic | industry_chemical_demand_ammonia_energetic | Ammonia | EU | Energy demand | 0 | FEC
HU | TYNDP2026 | NT | 2040 | TWh | 122 | Sub_sector | Industry | Chemicals | Industry (chemicals, non-energetic) | Non-energetic | industry_chemical_demand_electricity_non_energetic | Electricity | EU | Energy demand | 0 | not_included_in_FEC
HU | TYNDP2026 | NT | 2040 | TWh | 123 | Sub_sector | Industry | Chemicals | Industry (chemicals, non-energetic) | Non-energetic | industry_chemical_demand_hydrogen_non_energetic | Hydrogen | EU | Energy demand | 5.4374 | not_included_in_FEC
HU | TYNDP2026 | NT | 2040 | TWh | 124 | Sub_sector | Industry | Chemicals | Industry (chemicals, non-energetic) | Non-energetic | industry_chemical_demand_methane_non_energetic | Methane | EU | Energy demand | 5.4374 | not_included_in_FEC
HU | TYNDP2026 | NT | 2040 | TWh | 125 | Sub_sector | Industry | Chemicals | Industry (chemicals, non-energetic) | Non-energetic | industry_chemical_demand_heat_non_energetic | Heat | EU | Energy demand | 0 | not_included_in_FEC
HU | TYNDP2026 | NT | 2040 | TWh | 126 | Sub_sector | Industry | Chemicals | Industry (chemicals, non-energetic) | Non-energetic | industry_chemical_demand_biomass_non_energetic | Biomass | EU | Energy demand | 2.7187 | not_included_in_FEC
HU | TYNDP2026 | NT | 2040 | TWh | 127 | Sub_sector | Industry | Chemicals | Industry (chemicals, non-energetic) | Non-energetic | industry_chemical_demand_coal_non_energetic | Solids | EU | Energy demand | 0 | not_included_in_FEC
HU | TYNDP2026 | NT | 2040 | TWh | 128 | Sub_sector | Industry | Chemicals | Industry (chemicals, non-energetic) | Non-energetic | industry_chemical_demand_oil_non_energetic | Liquids | EU | Energy demand | 4.5312 | not_included_in_FEC
HU | TYNDP2026 | NT | 2040 | TWh | 129 | Sub_sector | Industry | Chemicals | Industry (chemicals, non-energetic) | Non-energetic | industry_chemical_demand_others_non_energetic | Others | EU | Energy demand | 0 | not_included_in_FEC
HU | TYNDP2026 | NT | 2040 | TWh | 130 | Sub_sector | Industry | Chemicals | Industry (chemicals, non-energetic) | Non-energetic | industry_chemical_demand_ammonia_non_energetic | Ammonia | EU | Energy demand | 0 | not_included_in_FEC
HU | TYNDP2026 | NT | 2040 | TWh | 132 | Sub_sector | Industry | Fertilizers | Industry (fertilizers, energetic) | Energetic | industry_fertilizers_demand_electricity_energetic | Electricity | EU | Energy demand | 0.31476 | FEC
HU | TYNDP2026 | NT | 2040 | TWh | 133 | Sub_sector | Industry | Fertilizers | Industry (fertilizers, energetic) | Energetic | industry_fertilizers_demand_hydrogen_energetic | Hydrogen | EU | Energy demand | 0.25523 | FEC
HU | TYNDP2026 | NT | 2040 | TWh | 134 | Sub_sector | Industry | Fertilizers | Industry (fertilizers, energetic) | Energetic | industry_fertilizers_demand_methane_energetic | Methane | EU | Energy demand | 1.3612 | FEC
HU | TYNDP2026 | NT | 2040 | TWh | 135 | Sub_sector | Industry | Fertilizers | Industry (fertilizers, energetic) | Energetic | industry_fertilizers_demand_heat_energetic | Heat | EU | Energy demand | 0 | FEC
HU | TYNDP2026 | NT | 2040 | TWh | 136 | Sub_sector | Industry | Fertilizers | Industry (fertilizers, energetic) | Energetic | industry_fertilizers_demand_biomass_energetic | Biomass | EU | Energy demand | 0 | FEC
HU | TYNDP2026 | NT | 2040 | TWh | 137 | Sub_sector | Industry | Fertilizers | Industry (fertilizers, energetic) | Energetic | industry_fertilizers_demand_coal_energetic | Solids | EU | Energy demand | 0 | FEC
HU | TYNDP2026 | NT | 2040 | TWh | 138 | Sub_sector | Industry | Fertilizers | Industry (fertilizers, energetic) | Energetic | industry_fertilizers_demand_oil_energetic | Liquids | EU | Energy demand | 0.092252 | FEC
HU | TYNDP2026 | NT | 2040 | TWh | 139 | Sub_sector | Industry | Fertilizers | Industry (fertilizers, energetic) | Energetic | industry_fertilizers_demand_others_energetic | Others | EU | Energy demand | 0 | FEC
HU | TYNDP2026 | NT | 2040 | TWh | 140 | Sub_sector | Industry | Fertilizers | Industry (fertilizers, energetic) | Energetic | industry_fertilizers_demand_ammonia_energetic | Ammonia | EU | Energy demand | 0 | FEC
HU | TYNDP2026 | NT | 2040 | TWh | 142 | Sub_sector | Industry | Fertilizers | Industry (fertilizers, non-energetic) | Non-energetic | industry_fertilizers_demand_electricity_non_energetic | Electricity | EU | Energy demand | 0 | not_included_in_FEC
HU | TYNDP2026 | NT | 2040 | TWh | 143 | Sub_sector | Industry | Fertilizers | Industry (fertilizers, non-energetic) | Non-energetic | industry_fertilizers_demand_hydrogen_non_energetic | Hydrogen | EU | Energy demand | 3.2407 | not_included_in_FEC
HU | TYNDP2026 | NT | 2040 | TWh | 144 | Sub_sector | Industry | Fertilizers | Industry (fertilizers, non-energetic) | Non-energetic | industry_fertilizers_demand_methane_non_energetic | Methane | EU | Energy demand | 1.6158 | not_included_in_FEC
HU | TYNDP2026 | NT | 2040 | TWh | 145 | Sub_sector | Industry | Fertilizers | Industry (fertilizers, non-energetic) | Non-energetic | industry_fertilizers_demand_heat_non_energetic | Heat | EU | Energy demand | 0 | not_included_in_FEC
HU | TYNDP2026 | NT | 2040 | TWh | 146 | Sub_sector | Industry | Fertilizers | Industry (fertilizers, non-energetic) | Non-energetic | industry_fertilizers_demand_biomass_non_energetic | Biomass | EU | Energy demand | 0 | not_included_in_FEC
HU | TYNDP2026 | NT | 2040 | TWh | 147 | Sub_sector | Industry | Fertilizers | Industry (fertilizers, non-energetic) | Non-energetic | industry_fertilizers_demand_coal_non_energetic | Solids | EU | Energy demand | 0 | not_included_in_FEC
HU | TYNDP2026 | NT | 2040 | TWh | 148 | Sub_sector | Industry | Fertilizers | Industry (fertilizers, non-energetic) | Non-energetic | industry_fertilizers_demand_oil_non_energetic | Liquids | EU | Energy demand | 0 | not_included_in_FEC
HU | TYNDP2026 | NT | 2040 | TWh | 149 | Sub_sector | Industry | Fertilizers | Industry (fertilizers, non-energetic) | Non-energetic | industry_fertilizers_demand_others_non_energetic | Others | EU | Energy demand | 0 | not_included_in_FEC
HU | TYNDP2026 | NT | 2040 | TWh | 150 | Sub_sector | Industry | Fertilizers | Industry (fertilizers, non-energetic) | Non-energetic | industry_fertilizers_demand_ammonia_non_energetic | Ammonia | EU | Energy demand | 1.9679 | not_included_in_FEC
HU | TYNDP2026 | NT | 2040 | TWh | 152 | Sub_sector | Industry | Food | Industry (food) | Energetic | industry_food_demand_electricity_energetic | Electricity | EU | Energy demand | 2.73 | FEC
HU | TYNDP2026 | NT | 2040 | TWh | 153 | Sub_sector | Industry | Food | Industry (food) | Energetic | industry_food_demand_hydrogen_energetic | Hydrogen | EU | Energy demand | 0.48755 | FEC
HU | TYNDP2026 | NT | 2040 | TWh | 154 | Sub_sector | Industry | Food | Industry (food) | Energetic | industry_food_demand_methane_energetic | Methane | EU | Energy demand | 3.0478 | FEC
HU | TYNDP2026 | NT | 2040 | TWh | 155 | Sub_sector | Industry | Food | Industry (food) | Energetic | industry_food_demand_heat_energetic | Heat | EU | Energy demand | 0.19861 | FEC
HU | TYNDP2026 | NT | 2040 | TWh | 156 | Sub_sector | Industry | Food | Industry (food) | Energetic | industry_food_demand_biomass_energetic | Biomass | EU | Energy demand | 1.099 | FEC
HU | TYNDP2026 | NT | 2040 | TWh | 157 | Sub_sector | Industry | Food | Industry (food) | Energetic | industry_food_demand_coal_energetic | Solids | EU | Energy demand | 0 | FEC
HU | TYNDP2026 | NT | 2040 | TWh | 158 | Sub_sector | Industry | Food | Industry (food) | Energetic | industry_food_demand_oil_energetic | Liquids | EU | Energy demand | 0.16418 | FEC
HU | TYNDP2026 | NT | 2040 | TWh | 159 | Sub_sector | Industry | Food | Industry (food) | Energetic | industry_food_demand_others_energetic | Others | EU | Energy demand | 0 | FEC
HU | TYNDP2026 | NT | 2040 | TWh | 160 | Sub_sector | Industry | Food | Industry (food) | Energetic | industry_food_demand_ammonia_energetic | Ammonia | EU | Energy demand | 0 | FEC
HU | TYNDP2026 | NT | 2040 | TWh | 162 | Sub_sector | Industry | Metals | Industry (metal) | Energetic | industry_metal_demand_electricity_energetic | Electricity | EU | Energy demand | 0.421 | FEC
HU | TYNDP2026 | NT | 2040 | TWh | 163 | Sub_sector | Industry | Metals | Industry (metal) | Energetic | industry_metal_demand_hydrogen_energetic | Hydrogen | EU | Energy demand | 0 | FEC
HU | TYNDP2026 | NT | 2040 | TWh | 164 | Sub_sector | Industry | Metals | Industry (metal) | Energetic | industry_metal_demand_methane_energetic | Methane | EU | Energy demand | 0.89775 | FEC
HU | TYNDP2026 | NT | 2040 | TWh | 165 | Sub_sector | Industry | Metals | Industry (metal) | Energetic | industry_metal_demand_heat_energetic | Heat | EU | Energy demand | 0.025278 | FEC
HU | TYNDP2026 | NT | 2040 | TWh | 166 | Sub_sector | Industry | Metals | Industry (metal) | Energetic | industry_metal_demand_biomass_energetic | Biomass | EU | Energy demand | 0 | FEC
HU | TYNDP2026 | NT | 2040 | TWh | 167 | Sub_sector | Industry | Metals | Industry (metal) | Energetic | industry_metal_demand_coal_energetic | Solids | EU | Energy demand | 0 | FEC
HU | TYNDP2026 | NT | 2040 | TWh | 168 | Sub_sector | Industry | Metals | Industry (metal) | Energetic | industry_metal_demand_oil_energetic | Liquids | EU | Energy demand | 0.011917 | FEC
HU | TYNDP2026 | NT | 2040 | TWh | 169 | Sub_sector | Industry | Metals | Industry (metal) | Energetic | industry_metal_demand_others_energetic | Others | EU | Energy demand | 0 | FEC
HU | TYNDP2026 | NT | 2040 | TWh | 170 | Sub_sector | Industry | Metals | Industry (metal) | Energetic | industry_metal_demand_ammonia_energetic | Ammonia | EU | Energy demand | 0 | FEC
HU | TYNDP2026 | NT | 2040 | TWh | 172 | Sub_sector | Industry | Others | Industry (other, energetic) | Energetic | industry_other_demand_electricity_energetic | Electricity | EU | Energy demand | 14.0908 | FEC
HU | TYNDP2026 | NT | 2040 | TWh | 173 | Sub_sector | Industry | Others | Industry (other, energetic) | Energetic | industry_other_demand_hydrogen_energetic | Hydrogen | EU | Energy demand | 1.0839 | FEC
HU | TYNDP2026 | NT | 2040 | TWh | 174 | Sub_sector | Industry | Others | Industry (other, energetic) | Energetic | industry_other_demand_methane_energetic | Methane | EU | Energy demand | 8.7255 | FEC
HU | TYNDP2026 | NT | 2040 | TWh | 175 | Sub_sector | Industry | Others | Industry (other, energetic) | Energetic | industry_other_demand_heat_energetic | Heat | EU | Energy demand | 0 | FEC
HU | TYNDP2026 | NT | 2040 | TWh | 176 | Sub_sector | Industry | Others | Industry (other, energetic) | Energetic | industry_other_demand_biomass_energetic | Biomass | EU | Energy demand | 1.5988 | FEC
HU | TYNDP2026 | NT | 2040 | TWh | 177 | Sub_sector | Industry | Others | Industry (other, energetic) | Energetic | industry_other_demand_coal_energetic | Solids | EU | Energy demand | 0 | FEC
HU | TYNDP2026 | NT | 2040 | TWh | 178 | Sub_sector | Industry | Others | Industry (other, energetic) | Energetic | industry_other_demand_oil_energetic | Liquids | EU | Energy demand | 1.5988 | FEC
HU | TYNDP2026 | NT | 2040 | TWh | 179 | Sub_sector | Industry | Others | Industry (other, energetic) | Energetic | industry_other_demand_others_energetic | Others | EU | Energy demand | 0 | FEC
HU | TYNDP2026 | NT | 2040 | TWh | 180 | Sub_sector | Industry | Others | Industry (other, energetic) | Energetic | industry_other_demand_ammonia_energetic | Ammonia | EU | Energy demand | 0 | FEC
HU | TYNDP2026 | NT | 2040 | TWh | 182 | Sub_sector | Industry | Others | Industry (other, non-energetic) | Non-energetic | industry_other_demand_electricity_non_energetic | Electricity | EU | Energy demand | 0 | not_included_in_FEC
HU | TYNDP2026 | NT | 2040 | TWh | 183 | Sub_sector | Industry | Others | Industry (other, non-energetic) | Non-energetic | industry_other_demand_hydrogen_non_energetic | Hydrogen | EU | Energy demand | 0.47158 | not_included_in_FEC
HU | TYNDP2026 | NT | 2040 | TWh | 184 | Sub_sector | Industry | Others | Industry (other, non-energetic) | Non-energetic | industry_other_demand_methane_non_energetic | Methane | EU | Energy demand | 0.58947 | not_included_in_FEC
HU | TYNDP2026 | NT | 2040 | TWh | 185 | Sub_sector | Industry | Others | Industry (other, non-energetic) | Non-energetic | industry_other_demand_heat_non_energetic | Heat | EU | Energy demand | 0 | not_included_in_FEC
HU | TYNDP2026 | NT | 2040 | TWh | 186 | Sub_sector | Industry | Others | Industry (other, non-energetic) | Non-energetic | industry_other_demand_biomass_non_energetic | Biomass | EU | Energy demand | 0.47158 | not_included_in_FEC
HU | TYNDP2026 | NT | 2040 | TWh | 187 | Sub_sector | Industry | Others | Industry (other, non-energetic) | Non-energetic | industry_other_demand_coal_non_energetic | Solids | EU | Energy demand | 0 | not_included_in_FEC
HU | TYNDP2026 | NT | 2040 | TWh | 188 | Sub_sector | Industry | Others | Industry (other, non-energetic) | Non-energetic | industry_other_demand_oil_non_energetic | Liquids | EU | Energy demand | 0.82527 | not_included_in_FEC
HU | TYNDP2026 | NT | 2040 | TWh | 189 | Sub_sector | Industry | Others | Industry (other, non-energetic) | Non-energetic | industry_other_demand_others_non_energetic | Others | EU | Energy demand | 0 | not_included_in_FEC
HU | TYNDP2026 | NT | 2040 | TWh | 190 | Sub_sector | Industry | Others | Industry (other, non-energetic) | Non-energetic | industry_other_demand_ammonia_non_energetic | Ammonia | EU | Energy demand | 0 | not_included_in_FEC
HU | TYNDP2026 | NT | 2040 | TWh | 192 | Sub_sector | Industry | Paper | Industry (paper) | Energetic | industry_paper_demand_electricity_energetic | Electricity | EU | Energy demand | 0.91 | FEC
HU | TYNDP2026 | NT | 2040 | TWh | 193 | Sub_sector | Industry | Paper | Industry (paper) | Energetic | industry_paper_demand_hydrogen_energetic | Hydrogen | EU | Energy demand | 0.16133 | FEC
HU | TYNDP2026 | NT | 2040 | TWh | 194 | Sub_sector | Industry | Paper | Industry (paper) | Energetic | industry_paper_demand_methane_energetic | Methane | EU | Energy demand | 0.8986 | FEC
HU | TYNDP2026 | NT | 2040 | TWh | 195 | Sub_sector | Industry | Paper | Industry (paper) | Energetic | industry_paper_demand_heat_energetic | Heat | EU | Energy demand | 0.1925 | FEC
HU | TYNDP2026 | NT | 2040 | TWh | 196 | Sub_sector | Industry | Paper | Industry (paper) | Energetic | industry_paper_demand_biomass_energetic | Biomass | EU | Energy demand | 0.35328 | FEC
HU | TYNDP2026 | NT | 2040 | TWh | 197 | Sub_sector | Industry | Paper | Industry (paper) | Energetic | industry_paper_demand_coal_energetic | Solids | EU | Energy demand | 0 | FEC
HU | TYNDP2026 | NT | 2040 | TWh | 198 | Sub_sector | Industry | Paper | Industry (paper) | Energetic | industry_paper_demand_oil_energetic | Liquids | EU | Energy demand | 0.024447 | FEC
HU | TYNDP2026 | NT | 2040 | TWh | 199 | Sub_sector | Industry | Paper | Industry (paper) | Energetic | industry_paper_demand_others_energetic | Others | EU | Energy demand | 0 | FEC
HU | TYNDP2026 | NT | 2040 | TWh | 200 | Sub_sector | Industry | Paper | Industry (paper) | Energetic | industry_paper_demand_ammonia_energetic | Ammonia | EU | Energy demand | 0 | FEC
HU | TYNDP2026 | NT | 2040 | TWh | 202 | Sub_sector | Industry | Refineries | Industry (refineries, energetic) | Energetic | industry_refinery_demand_electricity_energetic | Electricity | EU | Energy demand | 0.4361 | not_included_in_FEC
HU | TYNDP2026 | NT | 2040 | TWh | 203 | Sub_sector | Industry | Refineries | Industry (refineries, energetic) | Energetic | industry_refinery_demand_hydrogen_energetic | Hydrogen | EU | Energy demand | 2.6712 | not_included_in_FEC
HU | TYNDP2026 | NT | 2040 | TWh | 204 | Sub_sector | Industry | Refineries | Industry (refineries, energetic) | Energetic | industry_refinery_demand_methane_energetic | Methane | EU | Energy demand | 0.20141 | not_included_in_FEC
HU | TYNDP2026 | NT | 2040 | TWh | 205 | Sub_sector | Industry | Refineries | Industry (refineries, energetic) | Energetic | industry_refinery_demand_heat_energetic | Heat | EU | Energy demand | 0 | not_included_in_FEC
HU | TYNDP2026 | NT | 2040 | TWh | 206 | Sub_sector | Industry | Refineries | Industry (refineries, energetic) | Energetic | industry_refinery_demand_biomass_energetic | Biomass | EU | Energy demand | 1.156 | not_included_in_FEC
HU | TYNDP2026 | NT | 2040 | TWh | 207 | Sub_sector | Industry | Refineries | Industry (refineries, energetic) | Energetic | industry_refinery_demand_coal_energetic | Solids | EU | Energy demand | 0 | not_included_in_FEC
HU | TYNDP2026 | NT | 2040 | TWh | 208 | Sub_sector | Industry | Refineries | Industry (refineries, energetic) | Energetic | industry_refinery_demand_oil_energetic | Liquids | EU | Energy demand | 0.22479 | not_included_in_FEC
HU | TYNDP2026 | NT | 2040 | TWh | 209 | Sub_sector | Industry | Refineries | Industry (refineries, energetic) | Energetic | industry_refinery_demand_others_energetic | Others | EU | Energy demand | 0 | not_included_in_FEC
HU | TYNDP2026 | NT | 2040 | TWh | 210 | Sub_sector | Industry | Refineries | Industry (refineries, energetic) | Energetic | industry_refinery_demand_ammonia_energetic | Ammonia | EU | Energy demand | 0 | not_included_in_FEC
HU | TYNDP2026 | NT | 2040 | TWh | 212 | Sub_sector | Industry | Refineries | Industry (refineries, non-energetic) | Non-energetic | industry_refinery_demand_electricity_non_energetic | Electricity | EU | Energy demand | 0 | not_included_in_FEC
HU | TYNDP2026 | NT | 2040 | TWh | 213 | Sub_sector | Industry | Refineries | Industry (refineries, non-energetic) | Non-energetic | industry_refinery_demand_hydrogen_non_energetic | Hydrogen | EU | Energy demand | 0 | not_included_in_FEC
HU | TYNDP2026 | NT | 2040 | TWh | 214 | Sub_sector | Industry | Refineries | Industry (refineries, non-energetic) | Non-energetic | industry_refinery_demand_methane_non_energetic | Methane | EU | Energy demand | 0 | not_included_in_FEC
HU | TYNDP2026 | NT | 2040 | TWh | 215 | Sub_sector | Industry | Refineries | Industry (refineries, non-energetic) | Non-energetic | industry_refinery_demand_heat_non_energetic | Heat | EU | Energy demand | 0 | not_included_in_FEC
HU | TYNDP2026 | NT | 2040 | TWh | 216 | Sub_sector | Industry | Refineries | Industry (refineries, non-energetic) | Non-energetic | industry_refinery_demand_biomass_non_energetic | Biomass | EU | Energy demand | 0 | not_included_in_FEC
HU | TYNDP2026 | NT | 2040 | TWh | 217 | Sub_sector | Industry | Refineries | Industry (refineries, non-energetic) | Non-energetic | industry_refinery_demand_coal_non_energetic | Solids | EU | Energy demand | 0 | not_included_in_FEC
HU | TYNDP2026 | NT | 2040 | TWh | 218 | Sub_sector | Industry | Refineries | Industry (refineries, non-energetic) | Non-energetic | industry_refinery_demand_oil_non_energetic | Liquids | EU | Energy demand | 0 | not_included_in_FEC
HU | TYNDP2026 | NT | 2040 | TWh | 219 | Sub_sector | Industry | Refineries | Industry (refineries, non-energetic) | Non-energetic | industry_refinery_demand_others_non_energetic | Others | EU | Energy demand | 0 | not_included_in_FEC
HU | TYNDP2026 | NT | 2040 | TWh | 220 | Sub_sector | Industry | Refineries | Industry (refineries, non-energetic) | Non-energetic | industry_refinery_demand_ammonia_non_energetic | Ammonia | EU | Energy demand | 0 | not_included_in_FEC
HU | TYNDP2026 | NT | 2040 | TWh | 222 | Sub_sector | Industry | Steel | Industry (steel) | Energetic | industry_steel_demand_electricity_energetic | Electricity | EU | Energy demand | 1.1316 | FEC
HU | TYNDP2026 | NT | 2040 | TWh | 223 | Sub_sector | Industry | Steel | Industry (steel) | Energetic | industry_steel_demand_hydrogen_energetic | Hydrogen | EU | Energy demand | 2.0517 | FEC
HU | TYNDP2026 | NT | 2040 | TWh | 224 | Sub_sector | Industry | Steel | Industry (steel) | Energetic | industry_steel_demand_methane_energetic | Methane | EU | Energy demand | 0.87921 | FEC
HU | TYNDP2026 | NT | 2040 | TWh | 225 | Sub_sector | Industry | Steel | Industry (steel) | Energetic | industry_steel_demand_heat_energetic | Heat | EU | Energy demand | 0.093425 | FEC
HU | TYNDP2026 | NT | 2040 | TWh | 226 | Sub_sector | Industry | Steel | Industry (steel) | Energetic | industry_steel_demand_biomass_energetic | Biomass | EU | Energy demand | 0.00041615 | FEC
HU | TYNDP2026 | NT | 2040 | TWh | 227 | Sub_sector | Industry | Steel | Industry (steel) | Energetic | industry_steel_demand_coal_energetic | Solids | EU | Energy demand | 0.79421 | FEC
HU | TYNDP2026 | NT | 2040 | TWh | 228 | Sub_sector | Industry | Steel | Industry (steel) | Energetic | industry_steel_demand_oil_energetic | Liquids | EU | Energy demand | 0.0029754 | FEC
HU | TYNDP2026 | NT | 2040 | TWh | 229 | Sub_sector | Industry | Steel | Industry (steel) | Energetic | industry_steel_demand_others_energetic | Others | EU | Energy demand | 0 | FEC
HU | TYNDP2026 | NT | 2040 | TWh | 230 | Sub_sector | Industry | Steel | Industry (steel) | Energetic | industry_steel_demand_ammonia_energetic | Ammonia | EU | Energy demand | 0 | FEC
HU | TYNDP2026 | NT | 2040 | TWh | 232 | Sub_sector | Transport | Cars | Transport (cars) | Energetic | transport_cars_final_demand_electricity | Electricity | EU | Energy demand | 2.8116 | FEC
HU | TYNDP2026 | NT | 2040 | TWh | 233 | Sub_sector | Transport | Cars | Transport (cars) | Energetic | transport_cars_final_demand_hydrogen | Hydrogen | EU | Energy demand | 0.84781 | FEC
HU | TYNDP2026 | NT | 2040 | TWh | 234 | Sub_sector | Transport | Cars | Transport (cars) | Energetic | transport_cars_final_demand_methane | Methane | EU | Energy demand | 0.44478 | FEC
HU | TYNDP2026 | NT | 2040 | TWh | 235 | Sub_sector | Transport | Cars | Transport (cars) | Energetic | transport_cars_final_demand_heat | Heat | EU | Energy demand | 0 | FEC
HU | TYNDP2026 | NT | 2040 | TWh | 236 | Sub_sector | Transport | Cars | Transport (cars) | Energetic | transport_cars_final_demand_biomass | Biomass | EU | Energy demand | 0 | FEC
HU | TYNDP2026 | NT | 2040 | TWh | 237 | Sub_sector | Transport | Cars | Transport (cars) | Energetic | transport_cars_final_demand_coal | Solids | EU | Energy demand | 0 | FEC
HU | TYNDP2026 | NT | 2040 | TWh | 238 | Sub_sector | Transport | Cars | Transport (cars) | Energetic | transport_cars_final_demand_oil | Liquids | EU | Energy demand | 10.9138 | FEC
HU | TYNDP2026 | NT | 2040 | TWh | 239 | Sub_sector | Transport | Cars | Transport (cars) | Energetic | transport_cars_final_demand_other | Others | EU | Energy demand | 0 | FEC
HU | TYNDP2026 | NT | 2040 | TWh | 240 | Sub_sector | Transport | Cars | Transport (cars) | Energetic | transport_cars_final_demand_ammonia | Ammonia | EU | Energy demand | 0 | FEC
HU | TYNDP2026 | NT | 2040 | TWh | 242 | Sub_sector | Transport | Busses | Transport (busses) | Energetic | transport_busses_final_demand_electricity | Electricity | EU | Energy demand | 0.75851 | FEC
HU | TYNDP2026 | NT | 2040 | TWh | 243 | Sub_sector | Transport | Busses | Transport (busses) | Energetic | transport_busses_final_demand_hydrogen | Hydrogen | EU | Energy demand | 0.42666 | FEC
HU | TYNDP2026 | NT | 2040 | TWh | 244 | Sub_sector | Transport | Busses | Transport (busses) | Energetic | transport_busses_final_demand_methane | Methane | EU | Energy demand | 0.19026 | FEC
HU | TYNDP2026 | NT | 2040 | TWh | 245 | Sub_sector | Transport | Busses | Transport (busses) | Energetic | transport_busses_final_demand_heat | Heat | EU | Energy demand | 0 | FEC
HU | TYNDP2026 | NT | 2040 | TWh | 246 | Sub_sector | Transport | Busses | Transport (busses) | Energetic | transport_busses_final_demand_biomass | Biomass | EU | Energy demand | 0 | FEC
HU | TYNDP2026 | NT | 2040 | TWh | 247 | Sub_sector | Transport | Busses | Transport (busses) | Energetic | transport_busses_final_demand_coal | Solids | EU | Energy demand | 0 | FEC
HU | TYNDP2026 | NT | 2040 | TWh | 248 | Sub_sector | Transport | Busses | Transport (busses) | Energetic | transport_busses_final_demand_oil | Liquids | EU | Energy demand | 1.6939 | FEC
HU | TYNDP2026 | NT | 2040 | TWh | 249 | Sub_sector | Transport | Busses | Transport (busses) | Energetic | transport_busses_final_demand_other | Others | EU | Energy demand | 0 | FEC
HU | TYNDP2026 | NT | 2040 | TWh | 250 | Sub_sector | Transport | Busses | Transport (busses) | Energetic | transport_busses_final_demand_ammonia | Ammonia | EU | Energy demand | 0 | FEC
HU | TYNDP2026 | NT | 2040 | TWh | 252 | Sub_sector | Transport | Trucks | Transport (trucks) | Energetic | transport_trucks_final_demand_electricity | Electricity | EU | Energy demand | 0 | FEC
HU | TYNDP2026 | NT | 2040 | TWh | 253 | Sub_sector | Transport | Trucks | Transport (trucks) | Energetic | transport_trucks_final_demand_hydrogen | Hydrogen | EU | Energy demand | 1.3951 | FEC
HU | TYNDP2026 | NT | 2040 | TWh | 254 | Sub_sector | Transport | Trucks | Transport (trucks) | Energetic | transport_trucks_final_demand_methane | Methane | EU | Energy demand | 0.088225 | FEC
HU | TYNDP2026 | NT | 2040 | TWh | 255 | Sub_sector | Transport | Trucks | Transport (trucks) | Energetic | transport_trucks_final_demand_heat | Heat | EU | Energy demand | 0 | FEC
HU | TYNDP2026 | NT | 2040 | TWh | 256 | Sub_sector | Transport | Trucks | Transport (trucks) | Energetic | transport_trucks_final_demand_biomass | Biomass | EU | Energy demand | 0 | FEC
HU | TYNDP2026 | NT | 2040 | TWh | 257 | Sub_sector | Transport | Trucks | Transport (trucks) | Energetic | transport_trucks_final_demand_coal | Solids | EU | Energy demand | 0 | FEC
HU | TYNDP2026 | NT | 2040 | TWh | 258 | Sub_sector | Transport | Trucks | Transport (trucks) | Energetic | transport_trucks_final_demand_oil | Liquids | EU | Energy demand | 7.4751 | FEC
HU | TYNDP2026 | NT | 2040 | TWh | 259 | Sub_sector | Transport | Trucks | Transport (trucks) | Energetic | transport_trucks_final_demand_other | Others | EU | Energy demand | 0 | FEC
HU | TYNDP2026 | NT | 2040 | TWh | 260 | Sub_sector | Transport | Trucks | Transport (trucks) | Energetic | transport_trucks_final_demand_ammonia | Ammonia | EU | Energy demand | 0 | FEC
HU | TYNDP2026 | NT | 2040 | TWh | 262 | Sub_sector | Transport | Vans | Transport (vans) | Energetic | transport_vans_final_demand_electricity | Electricity | EU | Energy demand | 0.30269 | FEC
HU | TYNDP2026 | NT | 2040 | TWh | 263 | Sub_sector | Transport | Vans | Transport (vans) | Energetic | transport_vans_final_demand_hydrogen | Hydrogen | EU | Energy demand | 0.11431 | FEC
HU | TYNDP2026 | NT | 2040 | TWh | 264 | Sub_sector | Transport | Vans | Transport (vans) | Energetic | transport_vans_final_demand_methane | Methane | EU | Energy demand | 0.0036409 | FEC
HU | TYNDP2026 | NT | 2040 | TWh | 265 | Sub_sector | Transport | Vans | Transport (vans) | Energetic | transport_vans_final_demand_heat | Heat | EU | Energy demand | 0 | FEC
HU | TYNDP2026 | NT | 2040 | TWh | 266 | Sub_sector | Transport | Vans | Transport (vans) | Energetic | transport_vans_final_demand_biomass | Biomass | EU | Energy demand | 0 | FEC
HU | TYNDP2026 | NT | 2040 | TWh | 267 | Sub_sector | Transport | Vans | Transport (vans) | Energetic | transport_vans_final_demand_coal | Solids | EU | Energy demand | 0 | FEC
HU | TYNDP2026 | NT | 2040 | TWh | 268 | Sub_sector | Transport | Vans | Transport (vans) | Energetic | transport_vans_final_demand_oil | Liquids | EU | Energy demand | 2.4086 | FEC
HU | TYNDP2026 | NT | 2040 | TWh | 269 | Sub_sector | Transport | Vans | Transport (vans) | Energetic | transport_vans_final_demand_other | Others | EU | Energy demand | 0 | FEC
HU | TYNDP2026 | NT | 2040 | TWh | 270 | Sub_sector | Transport | Vans | Transport (vans) | Energetic | transport_vans_final_demand_ammonia | Ammonia | EU | Energy demand | 0 | FEC
HU | TYNDP2026 | NT | 2040 | TWh | 272 | Sub_sector | Transport | Freight trains | Transport (trains) | Energetic | transport_trains_final_demand_electricity | Electricity | EU | Energy demand | 3.9981 | FEC
HU | TYNDP2026 | NT | 2040 | TWh | 273 | Sub_sector | Transport | Freight trains | Transport (trains) | Energetic | transport_trains_final_demand_hydrogen | Hydrogen | EU | Energy demand | 0.3213 | FEC
HU | TYNDP2026 | NT | 2040 | TWh | 274 | Sub_sector | Transport | Freight trains | Transport (trains) | Energetic | transport_trains_final_demand_methane | Methane | EU | Energy demand | 0 | FEC
HU | TYNDP2026 | NT | 2040 | TWh | 275 | Sub_sector | Transport | Freight trains | Transport (trains) | Energetic | transport_trains_final_demand_heat | Heat | EU | Energy demand | 0 | FEC
HU | TYNDP2026 | NT | 2040 | TWh | 276 | Sub_sector | Transport | Freight trains | Transport (trains) | Energetic | transport_trains_final_demand_biomass | Biomass | EU | Energy demand | 0 | FEC
HU | TYNDP2026 | NT | 2040 | TWh | 277 | Sub_sector | Transport | Freight trains | Transport (trains) | Energetic | transport_trains_final_demand_coal | Solids | EU | Energy demand | 0 | FEC
HU | TYNDP2026 | NT | 2040 | TWh | 278 | Sub_sector | Transport | Freight trains | Transport (trains) | Energetic | transport_trains_final_demand_oil | Liquids | EU | Energy demand | 0.56574 | FEC
HU | TYNDP2026 | NT | 2040 | TWh | 279 | Sub_sector | Transport | Freight trains | Transport (trains) | Energetic | transport_trains_final_demand_other | Others | EU | Energy demand | 0 | FEC
HU | TYNDP2026 | NT | 2040 | TWh | 280 | Sub_sector | Transport | Freight trains | Transport (trains) | Energetic | transport_trains_final_demand_ammonia | Ammonia | EU | Energy demand | 0 | FEC
HU | TYNDP2026 | NT | 2040 | TWh | 282 | Sub_sector | Transport | Ships | Transport (ships) | Energetic | transport_ships_final_demand_electricity | Electricity | EU | Energy demand | 0.0093954 | FEC
HU | TYNDP2026 | NT | 2040 | TWh | 283 | Sub_sector | Transport | Ships | Transport (ships) | Energetic | transport_ships_final_demand_hydrogen | Hydrogen | EU | Energy demand | 0 | FEC
HU | TYNDP2026 | NT | 2040 | TWh | 284 | Sub_sector | Transport | Ships | Transport (ships) | Energetic | transport_ships_final_demand_methane | Methane | EU | Energy demand | 0.00062137 | FEC
HU | TYNDP2026 | NT | 2040 | TWh | 285 | Sub_sector | Transport | Ships | Transport (ships) | Energetic | transport_ships_final_demand_heat | Heat | EU | Energy demand | 0 | FEC
HU | TYNDP2026 | NT | 2040 | TWh | 286 | Sub_sector | Transport | Ships | Transport (ships) | Energetic | transport_ships_final_demand_biomass | Biomass | EU | Energy demand | 0 | FEC
HU | TYNDP2026 | NT | 2040 | TWh | 287 | Sub_sector | Transport | Ships | Transport (ships) | Energetic | transport_ships_final_demand_coal | Solids | EU | Energy demand | 0 | FEC
HU | TYNDP2026 | NT | 2040 | TWh | 288 | Sub_sector | Transport | Ships | Transport (ships) | Energetic | transport_ships_final_demand_oil | Liquids | EU | Energy demand | 0.064193 | FEC
HU | TYNDP2026 | NT | 2040 | TWh | 289 | Sub_sector | Transport | Ships | Transport (ships) | Energetic | transport_ships_final_demand_other | Others | EU | Energy demand | 0 | FEC
HU | TYNDP2026 | NT | 2040 | TWh | 290 | Sub_sector | Transport | Ships | Transport (ships) | Energetic | transport_ships_final_demand_ammonia | Ammonia | EU | Energy demand | 0.0078722 | FEC
HU | TYNDP2026 | NT | 2040 | TWh | 292 | Sub_sector | Transport | Planes | Transport (planes) | Energetic | transport_planes_final_demand_electricity | Electricity | EU | Energy demand | 0 | FEC
HU | TYNDP2026 | NT | 2040 | TWh | 293 | Sub_sector | Transport | Planes | Transport (planes) | Energetic | transport_planes_final_demand_hydrogen | Hydrogen | EU | Energy demand | 0.00074266 | FEC
HU | TYNDP2026 | NT | 2040 | TWh | 294 | Sub_sector | Transport | Planes | Transport (planes) | Energetic | transport_planes_final_demand_methane | Methane | EU | Energy demand | 0 | FEC
HU | TYNDP2026 | NT | 2040 | TWh | 295 | Sub_sector | Transport | Planes | Transport (planes) | Energetic | transport_planes_final_demand_heat | Heat | EU | Energy demand | 0 | FEC
HU | TYNDP2026 | NT | 2040 | TWh | 296 | Sub_sector | Transport | Planes | Transport (planes) | Energetic | transport_planes_final_demand_biomass | Biomass | EU | Energy demand | 0 | FEC
HU | TYNDP2026 | NT | 2040 | TWh | 297 | Sub_sector | Transport | Planes | Transport (planes) | Energetic | transport_planes_final_demand_coal | Solids | EU | Energy demand | 0 | FEC
HU | TYNDP2026 | NT | 2040 | TWh | 298 | Sub_sector | Transport | Planes | Transport (planes) | Energetic | transport_planes_final_demand_oil | Liquids | EU | Energy demand | 0.020647 | FEC
HU | TYNDP2026 | NT | 2040 | TWh | 299 | Sub_sector | Transport | Planes | Transport (planes) | Energetic | transport_planes_final_demand_other | Others | EU | Energy demand | 0 | FEC
HU | TYNDP2026 | NT | 2040 | TWh | 300 | Sub_sector | Transport | Planes | Transport (planes) | Energetic | transport_planes_final_demand_ammonia | Ammonia | EU | Energy demand | 0 | FEC
HU | TYNDP2026 | NT | 2040 | TWh | 302 | Sub_sector | Transport | Others | Transport (others) | Energetic | transport_other_final_demand_electricity | Electricity | EU | Energy demand | 0.004845 | FEC
HU | TYNDP2026 | NT | 2040 | TWh | 303 | Sub_sector | Transport | Others | Transport (others) | Energetic | transport_other_final_demand_hydrogen | Hydrogen | EU | Energy demand | 0 | FEC
HU | TYNDP2026 | NT | 2040 | TWh | 304 | Sub_sector | Transport | Others | Transport (others) | Energetic | transport_other_final_demand_methane | Methane | EU | Energy demand | 0 | FEC
HU | TYNDP2026 | NT | 2040 | TWh | 305 | Sub_sector | Transport | Others | Transport (others) | Energetic | transport_other_final_demand_heat | Heat | EU | Energy demand | 0 | FEC
HU | TYNDP2026 | NT | 2040 | TWh | 306 | Sub_sector | Transport | Others | Transport (others) | Energetic | transport_other_final_demand_biomass | Biomass | EU | Energy demand | 0 | FEC
HU | TYNDP2026 | NT | 2040 | TWh | 307 | Sub_sector | Transport | Others | Transport (others) | Energetic | transport_other_final_demand_coal | Solids | EU | Energy demand | 0 | FEC
HU | TYNDP2026 | NT | 2040 | TWh | 308 | Sub_sector | Transport | Others | Transport (others) | Energetic | transport_other_final_demand_oil | Liquids | EU | Energy demand | 0.27695 | FEC
HU | TYNDP2026 | NT | 2040 | TWh | 309 | Sub_sector | Transport | Others | Transport (others) | Energetic | transport_other_final_demand_other | Others | EU | Energy demand | 0 | FEC
HU | TYNDP2026 | NT | 2040 | TWh | 310 | Sub_sector | Transport | Others | Transport (others) | Energetic | transport_other_final_demand_ammonia | Ammonia | EU | Energy demand | 0 | FEC
HU | TYNDP2026 | NT | 2040 | TWh | 312 | Sub_sector | International transport | International aviation | Transport (int. aviation) | Energetic | transport_int_aviation_final_demand_electricity | Electricity | EU | Energy demand | 0 | FEC
HU | TYNDP2026 | NT | 2040 | TWh | 313 | Sub_sector | International transport | International aviation | Transport (int. aviation) | Energetic | transport_int_aviation_final_demand_hydrogen | Hydrogen | EU | Energy demand | 0 | FEC
HU | TYNDP2026 | NT | 2040 | TWh | 314 | Sub_sector | International transport | International aviation | Transport (int. aviation) | Energetic | transport_int_aviation_final_demand_methane | Methane | EU | Energy demand | 0 | FEC
HU | TYNDP2026 | NT | 2040 | TWh | 315 | Sub_sector | International transport | International aviation | Transport (int. aviation) | Energetic | transport_int_aviation_final_demand_heat | Heat | EU | Energy demand | 0 | FEC
HU | TYNDP2026 | NT | 2040 | TWh | 316 | Sub_sector | International transport | International aviation | Transport (int. aviation) | Energetic | transport_int_aviation_final_demand_biofuels | Biomass | EU | Energy demand | 0 | FEC
HU | TYNDP2026 | NT | 2040 | TWh | 317 | Sub_sector | International transport | International aviation | Transport (int. aviation) | Energetic | transport_int_aviation_final_demand_coal | Solids | EU | Energy demand | 0 | FEC
HU | TYNDP2026 | NT | 2040 | TWh | 318 | Sub_sector | International transport | International aviation | Transport (int. aviation) | Energetic | transport_int_aviation_final_demand_oil | Liquids | EU | Energy demand | 2.8536 | FEC
HU | TYNDP2026 | NT | 2040 | TWh | 319 | Sub_sector | International transport | International aviation | Transport (int. aviation) | Energetic | transport_int_aviation_final_demand_other | Others | EU | Energy demand | 0 | FEC
HU | TYNDP2026 | NT | 2040 | TWh | 320 | Sub_sector | International transport | International aviation | Transport (int. aviation) | Energetic | transport_int_aviation_final_demand_ammonia | Ammonia | EU | Energy demand | 0 | FEC
HU | TYNDP2026 | NT | 2040 | TWh | 322 | Sub_sector | International transport | International shipping | Transport (int. shipping) | Energetic | transport_int_shipping_final_demand_electricity | Electricity | EU | Energy demand | 0 | not_included_in_FEC
HU | TYNDP2026 | NT | 2040 | TWh | 323 | Sub_sector | International transport | International shipping | Transport (int. shipping) | Energetic | transport_int_shipping_final_demand_hydrogen | Hydrogen | EU | Energy demand | 0 | not_included_in_FEC
HU | TYNDP2026 | NT | 2040 | TWh | 324 | Sub_sector | International transport | International shipping | Transport (int. shipping) | Energetic | transport_int_shipping_final_demand_methane | Methane | EU | Energy demand | 0 | not_included_in_FEC
HU | TYNDP2026 | NT | 2040 | TWh | 325 | Sub_sector | International transport | International shipping | Transport (int. shipping) | Energetic | transport_int_shipping_final_demand_heat | Heat | EU | Energy demand | 0 | not_included_in_FEC
HU | TYNDP2026 | NT | 2040 | TWh | 326 | Sub_sector | International transport | International shipping | Transport (int. shipping) | Energetic | transport_int_shipping_final_demand_biofuels | Biomass | EU | Energy demand | 0 | not_included_in_FEC
HU | TYNDP2026 | NT | 2040 | TWh | 327 | Sub_sector | International transport | International shipping | Transport (int. shipping) | Energetic | transport_int_shipping_final_demand_coal | Solids | EU | Energy demand | 0 | not_included_in_FEC
HU | TYNDP2026 | NT | 2040 | TWh | 328 | Sub_sector | International transport | International shipping | Transport (int. shipping) | Energetic | transport_int_shipping_final_demand_oil | Liquids | EU | Energy demand | 0 | not_included_in_FEC
HU | TYNDP2026 | NT | 2040 | TWh | 329 | Sub_sector | International transport | International shipping | Transport (int. shipping) | Energetic | transport_int_shipping_final_demand_other | Others | EU | Energy demand | 0 | not_included_in_FEC
HU | TYNDP2026 | NT | 2040 | TWh | 330 | Sub_sector | International transport | International shipping | Transport (int. shipping) | Energetic | transport_int_shipping_final_demand_ammonia | Ammonia | EU | Energy demand | 0 | not_included_in_FEC
HU | TYNDP2026 | NT | 2040 | TWh | 332 | Sub_sector | Households | Space heating | Households (heating) | Energetic | households_heating_final_demand_electricity | Electricity | EU | Energy demand | 0.63391 | FEC
HU | TYNDP2026 | NT | 2040 | TWh | 333 | Sub_sector | Households | Space heating | Households (heating) | Energetic | households_heating_final_demand_hydrogen | Hydrogen | EU | Energy demand | 0 | FEC
HU | TYNDP2026 | NT | 2040 | TWh | 334 | Sub_sector | Households | Space heating | Households (heating) | Energetic | households_heating_final_demand_methane | Methane | EU | Energy demand | 9.5633 | FEC
HU | TYNDP2026 | NT | 2040 | TWh | 335 | Sub_sector | Households | Space heating | Households (heating) | Energetic | households_heating_final_demand_heat | Heat | EU | Energy demand | 2.2215 | FEC
HU | TYNDP2026 | NT | 2040 | TWh | 336 | Sub_sector | Households | Space heating | Households (heating) | Energetic | households_heating_final_demand_biomass | Biomass | EU | Energy demand | 2.7681 | FEC
HU | TYNDP2026 | NT | 2040 | TWh | 337 | Sub_sector | Households | Space heating | Households (heating) | Energetic | households_heating_final_demand_coal | Solids | EU | Energy demand | 0 | FEC
HU | TYNDP2026 | NT | 2040 | TWh | 338 | Sub_sector | Households | Space heating | Households (heating) | Energetic | households_heating_final_demand_oil | Liquids | EU | Energy demand | 0.0017695 | FEC
HU | TYNDP2026 | NT | 2040 | TWh | 339 | Sub_sector | Households | Space heating | Households (heating) | Energetic | households_heating_final_demand_other | Others | EU | Energy demand | 0 | FEC
HU | TYNDP2026 | NT | 2040 | TWh | 340 | Sub_sector | Households | Space heating | Households (heating) | Energetic | households_heating_final_demand_ammonia | Ammonia | EU | Energy demand | 0 | FEC
HU | TYNDP2026 | NT | 2040 | TWh | 343 | Sub_sector | Households | Cooling | Households (cooling) | Energetic | households_cooling_final_demand_electricity | Electricity | EU | Energy demand | 0.15954 | FEC
HU | TYNDP2026 | NT | 2040 | TWh | 344 | Sub_sector | Households | Cooling | Households (cooling) | Energetic | households_cooling_final_demand_hydrogen | Hydrogen | EU | Energy demand | 0 | FEC
HU | TYNDP2026 | NT | 2040 | TWh | 345 | Sub_sector | Households | Cooling | Households (cooling) | Energetic | households_cooling_final_demand_methane | Methane | EU | Energy demand | 0 | FEC
HU | TYNDP2026 | NT | 2040 | TWh | 346 | Sub_sector | Households | Cooling | Households (cooling) | Energetic | households_cooling_final_demand_heat | Heat | EU | Energy demand | 0 | FEC
HU | TYNDP2026 | NT | 2040 | TWh | 347 | Sub_sector | Households | Cooling | Households (cooling) | Energetic | households_cooling_final_demand_biomass | Biomass | EU | Energy demand | 0 | FEC
HU | TYNDP2026 | NT | 2040 | TWh | 348 | Sub_sector | Households | Cooling | Households (cooling) | Energetic | households_cooling_final_demand_coal | Solids | EU | Energy demand | 0 | FEC
HU | TYNDP2026 | NT | 2040 | TWh | 349 | Sub_sector | Households | Cooling | Households (cooling) | Energetic | households_cooling_final_demand_oil | Liquids | EU | Energy demand | 0 | FEC
HU | TYNDP2026 | NT | 2040 | TWh | 350 | Sub_sector | Households | Cooling | Households (cooling) | Energetic | households_cooling_final_demand_other | Others | EU | Energy demand | 0 | FEC
HU | TYNDP2026 | NT | 2040 | TWh | 351 | Sub_sector | Households | Cooling | Households (cooling) | Energetic | households_cooling_final_demand_ammonia | Ammonia | EU | Energy demand | 0 | FEC
HU | TYNDP2026 | NT | 2040 | TWh | 354 | Sub_sector | Households | Hot water | Households (hot water) | Energetic | households_hot_water_final_demand_electricity | Electricity | EU | Energy demand | 0.6036 | FEC
HU | TYNDP2026 | NT | 2040 | TWh | 355 | Sub_sector | Households | Hot water | Households (hot water) | Energetic | households_hot_water_final_demand_hydrogen | Hydrogen | EU | Energy demand | 0 | FEC
HU | TYNDP2026 | NT | 2040 | TWh | 356 | Sub_sector | Households | Hot water | Households (hot water) | Energetic | households_hot_water_final_demand_methane | Methane | EU | Energy demand | 5.4386 | FEC
HU | TYNDP2026 | NT | 2040 | TWh | 357 | Sub_sector | Households | Hot water | Households (hot water) | Energetic | households_hot_water_final_demand_heat | Heat | EU | Energy demand | 1.8011 | FEC
HU | TYNDP2026 | NT | 2040 | TWh | 358 | Sub_sector | Households | Hot water | Households (hot water) | Energetic | households_hot_water_final_demand_biomass | Biomass | EU | Energy demand | 1.0767 | FEC
HU | TYNDP2026 | NT | 2040 | TWh | 359 | Sub_sector | Households | Hot water | Households (hot water) | Energetic | households_hot_water_final_demand_coal | Solids | EU | Energy demand | 0 | FEC
HU | TYNDP2026 | NT | 2040 | TWh | 360 | Sub_sector | Households | Hot water | Households (hot water) | Energetic | households_hot_water_final_demand_oil | Liquids | EU | Energy demand | 0.00054817 | FEC
HU | TYNDP2026 | NT | 2040 | TWh | 361 | Sub_sector | Households | Hot water | Households (hot water) | Energetic | households_hot_water_final_demand_other | Others | EU | Energy demand | 0.10185 | FEC
HU | TYNDP2026 | NT | 2040 | TWh | 362 | Sub_sector | Households | Hot water | Households (hot water) | Energetic | households_hot_water_final_demand_ammonia | Ammonia | EU | Energy demand | 0 | FEC
HU | TYNDP2026 | NT | 2040 | TWh | 365 | Sub_sector | Households | Appliances | Households (appliances) | Energetic | households_appliances_final_demand_electricity | Electricity | EU | Energy demand | 7.9395 | FEC
HU | TYNDP2026 | NT | 2040 | TWh | 366 | Sub_sector | Households | Appliances | Households (appliances) | Energetic | households_appliances_final_demand_hydrogen | Hydrogen | EU | Energy demand | 0 | FEC
HU | TYNDP2026 | NT | 2040 | TWh | 367 | Sub_sector | Households | Appliances | Households (appliances) | Energetic | households_appliances_final_demand_methane | Methane | EU | Energy demand | 1.3089 | FEC
HU | TYNDP2026 | NT | 2040 | TWh | 368 | Sub_sector | Households | Appliances | Households (appliances) | Energetic | households_appliances_final_demand_heat | Heat | EU | Energy demand | 0 | FEC
HU | TYNDP2026 | NT | 2040 | TWh | 369 | Sub_sector | Households | Appliances | Households (appliances) | Energetic | households_appliances_final_demand_biomass | Biomass | EU | Energy demand | 0.19391 | FEC
HU | TYNDP2026 | NT | 2040 | TWh | 370 | Sub_sector | Households | Appliances | Households (appliances) | Energetic | households_appliances_final_demand_coal | Solids | EU | Energy demand | 0 | FEC
HU | TYNDP2026 | NT | 2040 | TWh | 371 | Sub_sector | Households | Appliances | Households (appliances) | Energetic | households_appliances_final_demand_oil | Liquids | EU | Energy demand | 0 | FEC
HU | TYNDP2026 | NT | 2040 | TWh | 372 | Sub_sector | Households | Appliances | Households (appliances) | Energetic | households_appliances_final_demand_other | Others | EU | Energy demand | 0 | FEC
HU | TYNDP2026 | NT | 2040 | TWh | 373 | Sub_sector | Households | Appliances | Households (appliances) | Energetic | households_appliances_final_demand_ammonia | Ammonia | EU | Energy demand | 0 | FEC
HU | TYNDP2026 | NT | 2040 | TWh | 375 | Sub_sector | Buildings | Space heating | Buildings (heat) | Energetic | buildings_heat_final_demand_electricity | Electricity | EU | Energy demand | 1.6686 | FEC
HU | TYNDP2026 | NT | 2040 | TWh | 376 | Sub_sector | Buildings | Space heating | Buildings (heat) | Energetic | buildings_heat_final_demand_hydrogen | Hydrogen | EU | Energy demand | 0 | FEC
HU | TYNDP2026 | NT | 2040 | TWh | 377 | Sub_sector | Buildings | Space heating | Buildings (heat) | Energetic | buildings_heat_final_demand_methane | Methane | EU | Energy demand | 3.8976 | FEC
HU | TYNDP2026 | NT | 2040 | TWh | 378 | Sub_sector | Buildings | Space heating | Buildings (heat) | Energetic | buildings_heat_final_demand_heat | Heat | EU | Energy demand | 1.6173 | FEC
HU | TYNDP2026 | NT | 2040 | TWh | 379 | Sub_sector | Buildings | Space heating | Buildings (heat) | Energetic | buildings_heat_final_demand_biomass | Biomass | EU | Energy demand | 0.19695 | FEC
HU | TYNDP2026 | NT | 2040 | TWh | 380 | Sub_sector | Buildings | Space heating | Buildings (heat) | Energetic | buildings_heat_final_demand_coal | Solids | EU | Energy demand | 0 | FEC
HU | TYNDP2026 | NT | 2040 | TWh | 381 | Sub_sector | Buildings | Space heating | Buildings (heat) | Energetic | buildings_heat_final_demand_oil | Liquids | EU | Energy demand | 0 | FEC
HU | TYNDP2026 | NT | 2040 | TWh | 382 | Sub_sector | Buildings | Space heating | Buildings (heat) | Energetic | buildings_heat_final_demand_other | Others | EU | Energy demand | 0.0066759 | FEC
HU | TYNDP2026 | NT | 2040 | TWh | 383 | Sub_sector | Buildings | Space heating | Buildings (heat) | Energetic | buildings_heat_final_demand_ammonia | Ammonia | EU | Energy demand | 0 | FEC
HU | TYNDP2026 | NT | 2040 | TWh | 386 | Sub_sector | Buildings | Cooling | Buildings (cooling) | Energetic | buildings_cooling_final_demand_electricity | Electricity | EU | Energy demand | 0.44472 | FEC
HU | TYNDP2026 | NT | 2040 | TWh | 387 | Sub_sector | Buildings | Cooling | Buildings (cooling) | Energetic | buildings_cooling_final_demand_hydrogen | Hydrogen | EU | Energy demand | 0 | FEC
HU | TYNDP2026 | NT | 2040 | TWh | 388 | Sub_sector | Buildings | Cooling | Buildings (cooling) | Energetic | buildings_cooling_final_demand_methane | Methane | EU | Energy demand | 0 | FEC
HU | TYNDP2026 | NT | 2040 | TWh | 389 | Sub_sector | Buildings | Cooling | Buildings (cooling) | Energetic | buildings_cooling_final_demand_heat | Heat | EU | Energy demand | 0 | FEC
HU | TYNDP2026 | NT | 2040 | TWh | 390 | Sub_sector | Buildings | Cooling | Buildings (cooling) | Energetic | buildings_cooling_final_demand_biomass | Biomass | EU | Energy demand | 0 | FEC
HU | TYNDP2026 | NT | 2040 | TWh | 391 | Sub_sector | Buildings | Cooling | Buildings (cooling) | Energetic | buildings_cooling_final_demand_coal | Solids | EU | Energy demand | 0 | FEC
HU | TYNDP2026 | NT | 2040 | TWh | 392 | Sub_sector | Buildings | Cooling | Buildings (cooling) | Energetic | buildings_cooling_final_demand_oil | Liquids | EU | Energy demand | 0 | FEC
HU | TYNDP2026 | NT | 2040 | TWh | 393 | Sub_sector | Buildings | Cooling | Buildings (cooling) | Energetic | buildings_cooling_final_demand_other | Others | EU | Energy demand | 0 | FEC
HU | TYNDP2026 | NT | 2040 | TWh | 394 | Sub_sector | Buildings | Cooling | Buildings (cooling) | Energetic | buildings_cooling_final_demand_ammonia | Ammonia | EU | Energy demand | 0 | FEC
HU | TYNDP2026 | NT | 2040 | TWh | 397 | Sub_sector | Buildings | Appliances | Buildings (appliances) | Energetic | buildings_appliances_final_demand_electricity | Electricity | EU | Energy demand | 5.8642 | FEC
HU | TYNDP2026 | NT | 2040 | TWh | 398 | Sub_sector | Buildings | Appliances | Buildings (appliances) | Energetic | buildings_appliances_final_demand_hydrogen | Hydrogen | EU | Energy demand | 0 | FEC
HU | TYNDP2026 | NT | 2040 | TWh | 399 | Sub_sector | Buildings | Appliances | Buildings (appliances) | Energetic | buildings_appliances_final_demand_methane | Methane | EU | Energy demand | 4.7305 | FEC
HU | TYNDP2026 | NT | 2040 | TWh | 400 | Sub_sector | Buildings | Appliances | Buildings (appliances) | Energetic | buildings_appliances_final_demand_heat | Heat | EU | Energy demand | 0 | FEC
HU | TYNDP2026 | NT | 2040 | TWh | 401 | Sub_sector | Buildings | Appliances | Buildings (appliances) | Energetic | buildings_appliances_final_demand_biomass | Biomass | EU | Energy demand | 0 | FEC
HU | TYNDP2026 | NT | 2040 | TWh | 402 | Sub_sector | Buildings | Appliances | Buildings (appliances) | Energetic | buildings_appliances_final_demand_coal | Solids | EU | Energy demand | 0 | FEC
HU | TYNDP2026 | NT | 2040 | TWh | 403 | Sub_sector | Buildings | Appliances | Buildings (appliances) | Energetic | buildings_appliances_final_demand_oil | Liquids | EU | Energy demand | 0 | FEC
HU | TYNDP2026 | NT | 2040 | TWh | 404 | Sub_sector | Buildings | Appliances | Buildings (appliances) | Energetic | buildings_appliances_final_demand_other | Others | EU | Energy demand | 0 | FEC
HU | TYNDP2026 | NT | 2040 | TWh | 405 | Sub_sector | Buildings | Appliances | Buildings (appliances) | Energetic | buildings_appliances_final_demand_ammonia | Ammonia | EU | Energy demand | 0 | FEC
HU | TYNDP2026 | NT | 2040 | TWh | 407 | Sub_sector | Buildings | Datacenters | Datacenters & ICT | Energetic | datacentres_final_demand_electricity_energetic | Electricity | EU | Energy demand | 1.78 | FEC
HU | TYNDP2026 | NT | 2040 | TWh | 408 | Sub_sector | Buildings | Datacenters | Datacenters & ICT | Energetic | datacentres_final_demand_hydrogen_energetic | Hydrogen | EU | Energy demand | 0 | FEC
HU | TYNDP2026 | NT | 2040 | TWh | 409 | Sub_sector | Buildings | Datacenters | Datacenters & ICT | Energetic | datacentres_final_demand_methane_energetic | Methane | EU | Energy demand | 0 | FEC
HU | TYNDP2026 | NT | 2040 | TWh | 410 | Sub_sector | Buildings | Datacenters | Datacenters & ICT | Energetic | datacentres_final_demand_heat_energetic | Heat | EU | Energy demand | 0 | FEC
HU | TYNDP2026 | NT | 2040 | TWh | 411 | Sub_sector | Buildings | Datacenters | Datacenters & ICT | Energetic | datacentres_final_demand_biomass_energetic | Biomass | EU | Energy demand | 0 | FEC
HU | TYNDP2026 | NT | 2040 | TWh | 412 | Sub_sector | Buildings | Datacenters | Datacenters & ICT | Energetic | datacentres_final_demand_coal_energetic | Solids | EU | Energy demand | 0 | FEC
HU | TYNDP2026 | NT | 2040 | TWh | 413 | Sub_sector | Buildings | Datacenters | Datacenters & ICT | Energetic | datacentres_final_demand_oil_energetic | Liquids | EU | Energy demand | 0 | FEC
HU | TYNDP2026 | NT | 2040 | TWh | 414 | Sub_sector | Buildings | Datacenters | Datacenters & ICT | Energetic | datacentres_final_demand_other_energetic | Others | EU | Energy demand | 0 | FEC
HU | TYNDP2026 | NT | 2040 | TWh | 415 | Sub_sector | Buildings | Datacenters | Datacenters & ICT | Energetic | datacentres_final_demand_ammonia_energetic | Ammonia | EU | Energy demand | 0 | FEC
HU | TYNDP2026 | NT | 2040 | TWh | 417 | Sub_sector | Transport | Others_Sector | Others_Sector | Energetic | other_final_demand_electricity_energetic | Electricity | EU | Energy demand | 0.074 | FEC
HU | TYNDP2026 | NT | 2040 | TWh | 418 | Sub_sector | Transport | Others_Sector | Others_Sector | Energetic | other_final_demand_hydrogen_energetic | Hydrogen | EU | Energy demand | 0 | FEC
HU | TYNDP2026 | NT | 2040 | TWh | 419 | Sub_sector | Transport | Pipeline Transport | Others_Sector | Energetic | other_final_demand_methane_energetic | Methane | EU | Energy demand | 1.0642 | FEC
HU | TYNDP2026 | NT | 2040 | TWh | 420 | Sub_sector | Transport | Others_Sector | Others_Sector | Energetic | other_final_demand_heat_energetic | Heat | EU | Energy demand | 0.028611 | FEC
HU | TYNDP2026 | NT | 2040 | TWh | 421 | Sub_sector | Transport | Others_Sector | Others_Sector | Energetic | other_final_demand_biomass_energetic | Biomass | EU | Energy demand | 0 | FEC
HU | TYNDP2026 | NT | 2040 | TWh | 422 | Sub_sector | Transport | Others_Sector | Others_Sector | Energetic | other_final_demand_coal_energetic | Solids | EU | Energy demand | 0.0035094 | FEC
HU | TYNDP2026 | NT | 2040 | TWh | 423 | Sub_sector | Transport | Others_Sector | Others_Sector | Energetic | other_final_demand_oil_energetic | Liquids | EU | Energy demand | 0.10744 | FEC
HU | TYNDP2026 | NT | 2040 | TWh | 424 | Sub_sector | Others_Sector | Others_Sector | Others_Sector | Non-energetic | other_final_demand_oil_non_energetic | Liquids | EU | Energy demand | 0.43117 | not_included_in_FEC
HU | TYNDP2026 | NT | 2040 | TWh | 425 | Sub_sector | Transport | Others_Sector | Others_Sector | Energetic | other_final_demand_other_energetic | Others | EU | Energy demand | 0 | FEC
HU | TYNDP2026 | NT | 2040 | TWh | 426 | Sub_sector | Transport | Others_Sector | Others_Sector | Energetic | other_final_demand_ammonia_energetic | Ammonia | EU | Energy demand | 0 | FEC
HU | TYNDP2026 | NT | 2040 | TWh | 427 | Sub_sector | Industry | Surplus_Heat_in_Industry | Surplus_Heat_in_Industry | Energetic | final_demand_of_industry_unused_local_production_steam_hot_water | Heat | EU | Energy demand | 0 | FEC
HU | TYNDP2026 | NT | 2040 | TWh | 429 | Sub_sector | Agriculture | Total | Agriculture | Energetic | agriculture_final_demand_electricity_energetic | Electricity | EU | Energy demand | 1.0091 | FEC
HU | TYNDP2026 | NT | 2040 | TWh | 430 | Sub_sector | Agriculture | Total | Agriculture | Energetic | agriculture_final_demand_hydrogen_energetic | Hydrogen | EU | Energy demand | 0 | FEC
HU | TYNDP2026 | NT | 2040 | TWh | 431 | Sub_sector | Agriculture | Total | Agriculture | Energetic | agriculture_final_demand_methane_energetic | Methane | EU | Energy demand | 1.4566 | FEC
HU | TYNDP2026 | NT | 2040 | TWh | 432 | Sub_sector | Agriculture | Total | Agriculture | Energetic | agriculture_final_demand_heat_energetic | Heat | EU | Energy demand | 0.0044444 | FEC
HU | TYNDP2026 | NT | 2040 | TWh | 433 | Sub_sector | Agriculture | Total | Agriculture | Energetic | agriculture_final_demand_biomass_energetic | Biomass | EU | Energy demand | 0.18379 | FEC
HU | TYNDP2026 | NT | 2040 | TWh | 434 | Sub_sector | Agriculture | Total | Agriculture | Energetic | agriculture_final_demand_coal_energetic | Solids | EU | Energy demand | 0 | FEC
HU | TYNDP2026 | NT | 2040 | TWh | 435 | Sub_sector | Agriculture | Total | Agriculture | Energetic | agriculture_final_demand_oil_energetic | Liquids | EU | Energy demand | 4.6426 | FEC
HU | TYNDP2026 | NT | 2040 | TWh | 436 | Sub_sector | Agriculture | Total | Agriculture | Energetic | agriculture_final_demand_other_energetic | Others | EU | Energy demand | 0 | FEC
HU | TYNDP2026 | NT | 2040 | TWh | 437 | Sub_sector | Agriculture | Total | Agriculture | Energetic | agriculture_final_demand_ammonia_energetic | Ammonia | EU | Energy demand | 0 | FEC
HU | TYNDP2026 | NT | 2040 | TWh | 447 | Sub_sector | Buildings | Surplus Energy | Buildings | Energetic | GAP | Electricity | EU | Energy demand | 0 | FEC
HU | TYNDP2026 | NT | 2040 | TWh | 448 | Sub_sector | Buildings | Surplus Energy | Buildings | Energetic | GAP | Hydrogen | EU | Energy demand | 0 | FEC
HU | TYNDP2026 | NT | 2040 | TWh | 449 | Sub_sector | Buildings | Surplus Energy | Buildings | Energetic | GAP | Methane | EU | Energy demand | 0 | FEC
HU | TYNDP2026 | NT | 2040 | TWh | 450 | Sub_sector | Buildings | Surplus Energy | Buildings | Energetic | GAP | Heat | EU | Energy demand | 0 | FEC
HU | TYNDP2026 | NT | 2040 | TWh | 451 | Sub_sector | Buildings | Surplus Energy | Buildings | Energetic | GAP | Biomass | EU | Energy demand | 0.053731 | FEC
HU | TYNDP2026 | NT | 2040 | TWh | 452 | Sub_sector | Buildings | Surplus Energy | Buildings | Energetic | GAP | Solids | EU | Energy demand | 0 | FEC
HU | TYNDP2026 | NT | 2040 | TWh | 453 | Sub_sector | Buildings | Surplus Energy | Buildings | Energetic | GAP | Liquids | EU | Energy demand | 0.0014413 | FEC
HU | TYNDP2026 | NT | 2040 | TWh | 454 | Sub_sector | Buildings | Surplus Energy | Buildings | Energetic | GAP | Others | EU | Energy demand | 0 | FEC
HU | TYNDP2026 | NT | 2040 | TWh | 455 | Sub_sector | Buildings | Surplus Energy | Buildings | Energetic | GAP | Ammonia | EU | Energy demand | 0 | FEC
HU | TYNDP2026 | NT | 2040 | TWh | 456 | Sub_sector | Households | Surplus Energy | Households | Energetic | GAP | Electricity | EU | Energy demand | 0 | FEC
HU | TYNDP2026 | NT | 2040 | TWh | 457 | Sub_sector | Households | Surplus Energy | Households | Energetic | GAP | Hydrogen | EU | Energy demand | 0 | FEC
HU | TYNDP2026 | NT | 2040 | TWh | 458 | Sub_sector | Households | Surplus Energy | Households | Energetic | GAP | Methane | EU | Energy demand | 0 | FEC
HU | TYNDP2026 | NT | 2040 | TWh | 459 | Sub_sector | Households | Surplus Energy | Households | Energetic | GAP | Heat | EU | Energy demand | 0 | FEC
HU | TYNDP2026 | NT | 2040 | TWh | 460 | Sub_sector | Households | Surplus Energy | Households | Energetic | GAP | Biomass | EU | Energy demand | 0 | FEC
HU | TYNDP2026 | NT | 2040 | TWh | 461 | Sub_sector | Households | Surplus Energy | Households | Energetic | GAP | Solids | EU | Energy demand | 0 | FEC
HU | TYNDP2026 | NT | 2040 | TWh | 462 | Sub_sector | Households | Surplus Energy | Households | Energetic | GAP | Liquids | EU | Energy demand | 0 | FEC
HU | TYNDP2026 | NT | 2040 | TWh | 463 | Sub_sector | Households | Surplus Energy | Households | Energetic | GAP | Others | EU | Energy demand | 0 | FEC
HU | TYNDP2026 | NT | 2040 | TWh | 464 | Sub_sector | Households | Surplus Energy | Households | Energetic | GAP | Ammonia | EU | Energy demand | 0 | FEC
HU | TYNDP2026 | NT | 2050 | TWh | 102 | Sub_sector | Industry | Aluminium | Industry (aluminium) | Energetic | industry_aluminium_demand_electricity_energetic | Electricity | EU | Energy demand | 0 | FEC
HU | TYNDP2026 | NT | 2050 | TWh | 103 | Sub_sector | Industry | Aluminium | Industry (aluminium) | Energetic | industry_aluminium_demand_hydrogen_energetic | Hydrogen | EU | Energy demand | 0 | FEC
HU | TYNDP2026 | NT | 2050 | TWh | 104 | Sub_sector | Industry | Aluminium | Industry (aluminium) | Energetic | industry_aluminium_demand_methane_energetic | Methane | EU | Energy demand | 0 | FEC
HU | TYNDP2026 | NT | 2050 | TWh | 105 | Sub_sector | Industry | Aluminium | Industry (aluminium) | Energetic | industry_aluminium_demand_heat_energetic | Heat | EU | Energy demand | 0 | FEC
HU | TYNDP2026 | NT | 2050 | TWh | 106 | Sub_sector | Industry | Aluminium | Industry (aluminium) | Energetic | industry_aluminium_demand_biomass_energetic | Biomass | EU | Energy demand | 0 | FEC
HU | TYNDP2026 | NT | 2050 | TWh | 107 | Sub_sector | Industry | Aluminium | Industry (aluminium) | Energetic | industry_aluminium_demand_coal_energetic | Solids | EU | Energy demand | 0 | FEC
HU | TYNDP2026 | NT | 2050 | TWh | 108 | Sub_sector | Industry | Aluminium | Industry (aluminium) | Energetic | industry_aluminium_demand_oil_energetic | Liquids | EU | Energy demand | 0 | FEC
HU | TYNDP2026 | NT | 2050 | TWh | 109 | Sub_sector | Industry | Aluminium | Industry (aluminium) | Energetic | industry_aluminium_demand_others_energetic | Others | EU | Energy demand | 0 | FEC
HU | TYNDP2026 | NT | 2050 | TWh | 110 | Sub_sector | Industry | Aluminium | Industry (aluminium) | Energetic | industry_ammonia_demand_others_energetic | Ammonia | EU | Energy demand | 0 | FEC
HU | TYNDP2026 | NT | 2050 | TWh | 112 | Sub_sector | Industry | Chemicals | Industry (chemicals, energetic) | Energetic | industry_chemical_demand_electricity_energetic | Electricity | EU | Energy demand | 3.5392 | FEC
HU | TYNDP2026 | NT | 2050 | TWh | 113 | Sub_sector | Industry | Chemicals | Industry (chemicals, energetic) | Energetic | industry_chemical_demand_hydrogen_energetic | Hydrogen | EU | Energy demand | 1.5422 | FEC
HU | TYNDP2026 | NT | 2050 | TWh | 114 | Sub_sector | Industry | Chemicals | Industry (chemicals, energetic) | Energetic | industry_chemical_demand_methane_energetic | Methane | EU | Energy demand | 0.77111 | FEC
HU | TYNDP2026 | NT | 2050 | TWh | 115 | Sub_sector | Industry | Chemicals | Industry (chemicals, energetic) | Energetic | industry_chemical_demand_heat_energetic | Heat | EU | Energy demand | 1.388 | FEC
HU | TYNDP2026 | NT | 2050 | TWh | 116 | Sub_sector | Industry | Chemicals | Industry (chemicals, energetic) | Energetic | industry_chemical_demand_biomass_energetic | Biomass | EU | Energy demand | 1.735 | FEC
HU | TYNDP2026 | NT | 2050 | TWh | 117 | Sub_sector | Industry | Chemicals | Industry (chemicals, energetic) | Energetic | industry_chemical_demand_coal_energetic | Solids | EU | Energy demand | 0 | FEC
HU | TYNDP2026 | NT | 2050 | TWh | 118 | Sub_sector | Industry | Chemicals | Industry (chemicals, energetic) | Energetic | industry_chemical_demand_oil_energetic | Liquids | EU | Energy demand | 0.83615 | FEC
HU | TYNDP2026 | NT | 2050 | TWh | 119 | Sub_sector | Industry | Chemicals | Industry (chemicals, energetic) | Energetic | industry_chemical_demand_others_energetic | Others | EU | Energy demand | 0 | FEC
HU | TYNDP2026 | NT | 2050 | TWh | 120 | Sub_sector | Industry | Chemicals | Industry (chemicals, energetic) | Energetic | industry_chemical_demand_ammonia_energetic | Ammonia | EU | Energy demand | 0 | FEC
HU | TYNDP2026 | NT | 2050 | TWh | 122 | Sub_sector | Industry | Chemicals | Industry (chemicals, non-energetic) | Non-energetic | industry_chemical_demand_electricity_non_energetic | Electricity | EU | Energy demand | 0 | not_included_in_FEC
HU | TYNDP2026 | NT | 2050 | TWh | 123 | Sub_sector | Industry | Chemicals | Industry (chemicals, non-energetic) | Non-energetic | industry_chemical_demand_hydrogen_non_energetic | Hydrogen | EU | Energy demand | 8.6308 | not_included_in_FEC
HU | TYNDP2026 | NT | 2050 | TWh | 124 | Sub_sector | Industry | Chemicals | Industry (chemicals, non-energetic) | Non-energetic | industry_chemical_demand_methane_non_energetic | Methane | EU | Energy demand | 5.1785 | not_included_in_FEC
HU | TYNDP2026 | NT | 2050 | TWh | 125 | Sub_sector | Industry | Chemicals | Industry (chemicals, non-energetic) | Non-energetic | industry_chemical_demand_heat_non_energetic | Heat | EU | Energy demand | 0 | not_included_in_FEC
HU | TYNDP2026 | NT | 2050 | TWh | 126 | Sub_sector | Industry | Chemicals | Industry (chemicals, non-energetic) | Non-energetic | industry_chemical_demand_biomass_non_energetic | Biomass | EU | Energy demand | 3.4523 | not_included_in_FEC
HU | TYNDP2026 | NT | 2050 | TWh | 127 | Sub_sector | Industry | Chemicals | Industry (chemicals, non-energetic) | Non-energetic | industry_chemical_demand_coal_non_energetic | Solids | EU | Energy demand | 0 | not_included_in_FEC
HU | TYNDP2026 | NT | 2050 | TWh | 128 | Sub_sector | Industry | Chemicals | Industry (chemicals, non-energetic) | Non-energetic | industry_chemical_demand_oil_non_energetic | Liquids | EU | Energy demand | 0 | not_included_in_FEC
HU | TYNDP2026 | NT | 2050 | TWh | 129 | Sub_sector | Industry | Chemicals | Industry (chemicals, non-energetic) | Non-energetic | industry_chemical_demand_others_non_energetic | Others | EU | Energy demand | 0 | not_included_in_FEC
HU | TYNDP2026 | NT | 2050 | TWh | 130 | Sub_sector | Industry | Chemicals | Industry (chemicals, non-energetic) | Non-energetic | industry_chemical_demand_ammonia_non_energetic | Ammonia | EU | Energy demand | 0 | not_included_in_FEC
HU | TYNDP2026 | NT | 2050 | TWh | 132 | Sub_sector | Industry | Fertilizers | Industry (fertilizers, energetic) | Energetic | industry_fertilizers_demand_electricity_energetic | Electricity | EU | Energy demand | 0.31476 | FEC
HU | TYNDP2026 | NT | 2050 | TWh | 133 | Sub_sector | Industry | Fertilizers | Industry (fertilizers, energetic) | Energetic | industry_fertilizers_demand_hydrogen_energetic | Hydrogen | EU | Energy demand | 1.2853 | FEC
HU | TYNDP2026 | NT | 2050 | TWh | 134 | Sub_sector | Industry | Fertilizers | Industry (fertilizers, energetic) | Energetic | industry_fertilizers_demand_methane_energetic | Methane | EU | Energy demand | 0 | FEC
HU | TYNDP2026 | NT | 2050 | TWh | 135 | Sub_sector | Industry | Fertilizers | Industry (fertilizers, energetic) | Energetic | industry_fertilizers_demand_heat_energetic | Heat | EU | Energy demand | 0 | FEC
HU | TYNDP2026 | NT | 2050 | TWh | 136 | Sub_sector | Industry | Fertilizers | Industry (fertilizers, energetic) | Energetic | industry_fertilizers_demand_biomass_energetic | Biomass | EU | Energy demand | 0 | FEC
HU | TYNDP2026 | NT | 2050 | TWh | 137 | Sub_sector | Industry | Fertilizers | Industry (fertilizers, energetic) | Energetic | industry_fertilizers_demand_coal_energetic | Solids | EU | Energy demand | 0 | FEC
HU | TYNDP2026 | NT | 2050 | TWh | 138 | Sub_sector | Industry | Fertilizers | Industry (fertilizers, energetic) | Energetic | industry_fertilizers_demand_oil_energetic | Liquids | EU | Energy demand | 0 | FEC
HU | TYNDP2026 | NT | 2050 | TWh | 139 | Sub_sector | Industry | Fertilizers | Industry (fertilizers, energetic) | Energetic | industry_fertilizers_demand_others_energetic | Others | EU | Energy demand | 0 | FEC
HU | TYNDP2026 | NT | 2050 | TWh | 140 | Sub_sector | Industry | Fertilizers | Industry (fertilizers, energetic) | Energetic | industry_fertilizers_demand_ammonia_energetic | Ammonia | EU | Energy demand | 0 | FEC
HU | TYNDP2026 | NT | 2050 | TWh | 142 | Sub_sector | Industry | Fertilizers | Industry (fertilizers, non-energetic) | Non-energetic | industry_fertilizers_demand_electricity_non_energetic | Electricity | EU | Energy demand | 0 | not_included_in_FEC
HU | TYNDP2026 | NT | 2050 | TWh | 143 | Sub_sector | Industry | Fertilizers | Industry (fertilizers, non-energetic) | Non-energetic | industry_fertilizers_demand_hydrogen_non_energetic | Hydrogen | EU | Energy demand | 4.9807 | not_included_in_FEC
HU | TYNDP2026 | NT | 2050 | TWh | 144 | Sub_sector | Industry | Fertilizers | Industry (fertilizers, non-energetic) | Non-energetic | industry_fertilizers_demand_methane_non_energetic | Methane | EU | Energy demand | 0 | not_included_in_FEC
HU | TYNDP2026 | NT | 2050 | TWh | 145 | Sub_sector | Industry | Fertilizers | Industry (fertilizers, non-energetic) | Non-energetic | industry_fertilizers_demand_heat_non_energetic | Heat | EU | Energy demand | 0 | not_included_in_FEC
HU | TYNDP2026 | NT | 2050 | TWh | 146 | Sub_sector | Industry | Fertilizers | Industry (fertilizers, non-energetic) | Non-energetic | industry_fertilizers_demand_biomass_non_energetic | Biomass | EU | Energy demand | 0 | not_included_in_FEC
HU | TYNDP2026 | NT | 2050 | TWh | 147 | Sub_sector | Industry | Fertilizers | Industry (fertilizers, non-energetic) | Non-energetic | industry_fertilizers_demand_coal_non_energetic | Solids | EU | Energy demand | 0 | not_included_in_FEC
HU | TYNDP2026 | NT | 2050 | TWh | 148 | Sub_sector | Industry | Fertilizers | Industry (fertilizers, non-energetic) | Non-energetic | industry_fertilizers_demand_oil_non_energetic | Liquids | EU | Energy demand | 0 | not_included_in_FEC
HU | TYNDP2026 | NT | 2050 | TWh | 149 | Sub_sector | Industry | Fertilizers | Industry (fertilizers, non-energetic) | Non-energetic | industry_fertilizers_demand_others_non_energetic | Others | EU | Energy demand | 0 | not_included_in_FEC
HU | TYNDP2026 | NT | 2050 | TWh | 150 | Sub_sector | Industry | Fertilizers | Industry (fertilizers, non-energetic) | Non-energetic | industry_fertilizers_demand_ammonia_non_energetic | Ammonia | EU | Energy demand | 1.9742 | not_included_in_FEC
HU | TYNDP2026 | NT | 2050 | TWh | 152 | Sub_sector | Industry | Food | Industry (food) | Energetic | industry_food_demand_electricity_energetic | Electricity | EU | Energy demand | 2.457 | FEC
HU | TYNDP2026 | NT | 2050 | TWh | 153 | Sub_sector | Industry | Food | Industry (food) | Energetic | industry_food_demand_hydrogen_energetic | Hydrogen | EU | Energy demand | 1.7584 | FEC
HU | TYNDP2026 | NT | 2050 | TWh | 154 | Sub_sector | Industry | Food | Industry (food) | Energetic | industry_food_demand_methane_energetic | Methane | EU | Energy demand | 1.099 | FEC
HU | TYNDP2026 | NT | 2050 | TWh | 155 | Sub_sector | Industry | Food | Industry (food) | Energetic | industry_food_demand_heat_energetic | Heat | EU | Energy demand | 0.17803 | FEC
HU | TYNDP2026 | NT | 2050 | TWh | 156 | Sub_sector | Industry | Food | Industry (food) | Energetic | industry_food_demand_biomass_energetic | Biomass | EU | Energy demand | 1.5083 | FEC
HU | TYNDP2026 | NT | 2050 | TWh | 157 | Sub_sector | Industry | Food | Industry (food) | Energetic | industry_food_demand_coal_energetic | Solids | EU | Energy demand | 0 | FEC
HU | TYNDP2026 | NT | 2050 | TWh | 158 | Sub_sector | Industry | Food | Industry (food) | Energetic | industry_food_demand_oil_energetic | Liquids | EU | Energy demand | 0 | FEC
HU | TYNDP2026 | NT | 2050 | TWh | 159 | Sub_sector | Industry | Food | Industry (food) | Energetic | industry_food_demand_others_energetic | Others | EU | Energy demand | 0 | FEC
HU | TYNDP2026 | NT | 2050 | TWh | 160 | Sub_sector | Industry | Food | Industry (food) | Energetic | industry_food_demand_ammonia_energetic | Ammonia | EU | Energy demand | 0 | FEC
HU | TYNDP2026 | NT | 2050 | TWh | 162 | Sub_sector | Industry | Metals | Industry (metal) | Energetic | industry_metal_demand_electricity_energetic | Electricity | EU | Energy demand | 0.421 | FEC
HU | TYNDP2026 | NT | 2050 | TWh | 163 | Sub_sector | Industry | Metals | Industry (metal) | Energetic | industry_metal_demand_hydrogen_energetic | Hydrogen | EU | Energy demand | 0 | FEC
HU | TYNDP2026 | NT | 2050 | TWh | 164 | Sub_sector | Industry | Metals | Industry (metal) | Energetic | industry_metal_demand_methane_energetic | Methane | EU | Energy demand | 0.89775 | FEC
HU | TYNDP2026 | NT | 2050 | TWh | 165 | Sub_sector | Industry | Metals | Industry (metal) | Energetic | industry_metal_demand_heat_energetic | Heat | EU | Energy demand | 0.025278 | FEC
HU | TYNDP2026 | NT | 2050 | TWh | 166 | Sub_sector | Industry | Metals | Industry (metal) | Energetic | industry_metal_demand_biomass_energetic | Biomass | EU | Energy demand | 0 | FEC
HU | TYNDP2026 | NT | 2050 | TWh | 167 | Sub_sector | Industry | Metals | Industry (metal) | Energetic | industry_metal_demand_coal_energetic | Solids | EU | Energy demand | 0 | FEC
HU | TYNDP2026 | NT | 2050 | TWh | 168 | Sub_sector | Industry | Metals | Industry (metal) | Energetic | industry_metal_demand_oil_energetic | Liquids | EU | Energy demand | 0.011917 | FEC
HU | TYNDP2026 | NT | 2050 | TWh | 169 | Sub_sector | Industry | Metals | Industry (metal) | Energetic | industry_metal_demand_others_energetic | Others | EU | Energy demand | 0 | FEC
HU | TYNDP2026 | NT | 2050 | TWh | 170 | Sub_sector | Industry | Metals | Industry (metal) | Energetic | industry_metal_demand_ammonia_energetic | Ammonia | EU | Energy demand | 0 | FEC
HU | TYNDP2026 | NT | 2050 | TWh | 172 | Sub_sector | Industry | Others | Industry (other, energetic) | Energetic | industry_other_demand_electricity_energetic | Electricity | EU | Energy demand | 14.1537 | FEC
HU | TYNDP2026 | NT | 2050 | TWh | 173 | Sub_sector | Industry | Others | Industry (other, energetic) | Energetic | industry_other_demand_hydrogen_energetic | Hydrogen | EU | Energy demand | 9.4358 | FEC
HU | TYNDP2026 | NT | 2050 | TWh | 174 | Sub_sector | Industry | Others | Industry (other, energetic) | Energetic | industry_other_demand_methane_energetic | Methane | EU | Energy demand | 3.1453 | FEC
HU | TYNDP2026 | NT | 2050 | TWh | 175 | Sub_sector | Industry | Others | Industry (other, energetic) | Energetic | industry_other_demand_heat_energetic | Heat | EU | Energy demand | 0.47179 | FEC
HU | TYNDP2026 | NT | 2050 | TWh | 176 | Sub_sector | Industry | Others | Industry (other, energetic) | Energetic | industry_other_demand_biomass_energetic | Biomass | EU | Energy demand | 4.2461 | FEC
HU | TYNDP2026 | NT | 2050 | TWh | 177 | Sub_sector | Industry | Others | Industry (other, energetic) | Energetic | industry_other_demand_coal_energetic | Solids | EU | Energy demand | 0 | FEC
HU | TYNDP2026 | NT | 2050 | TWh | 178 | Sub_sector | Industry | Others | Industry (other, energetic) | Energetic | industry_other_demand_oil_energetic | Liquids | EU | Energy demand | 0 | FEC
HU | TYNDP2026 | NT | 2050 | TWh | 179 | Sub_sector | Industry | Others | Industry (other, energetic) | Energetic | industry_other_demand_others_energetic | Others | EU | Energy demand | 0 | FEC
HU | TYNDP2026 | NT | 2050 | TWh | 180 | Sub_sector | Industry | Others | Industry (other, energetic) | Energetic | industry_other_demand_ammonia_energetic | Ammonia | EU | Energy demand | 0 | FEC
HU | TYNDP2026 | NT | 2050 | TWh | 182 | Sub_sector | Industry | Others | Industry (other, non-energetic) | Non-energetic | industry_other_demand_electricity_non_energetic | Electricity | EU | Energy demand | 0 | not_included_in_FEC
HU | TYNDP2026 | NT | 2050 | TWh | 183 | Sub_sector | Industry | Others | Industry (other, non-energetic) | Non-energetic | industry_other_demand_hydrogen_non_energetic | Hydrogen | EU | Energy demand | 0.94316 | not_included_in_FEC
HU | TYNDP2026 | NT | 2050 | TWh | 184 | Sub_sector | Industry | Others | Industry (other, non-energetic) | Non-energetic | industry_other_demand_methane_non_energetic | Methane | EU | Energy demand | 0.47158 | not_included_in_FEC
HU | TYNDP2026 | NT | 2050 | TWh | 185 | Sub_sector | Industry | Others | Industry (other, non-energetic) | Non-energetic | industry_other_demand_heat_non_energetic | Heat | EU | Energy demand | 0 | not_included_in_FEC
HU | TYNDP2026 | NT | 2050 | TWh | 186 | Sub_sector | Industry | Others | Industry (other, non-energetic) | Non-energetic | industry_other_demand_biomass_non_energetic | Biomass | EU | Energy demand | 0.51166 | not_included_in_FEC
HU | TYNDP2026 | NT | 2050 | TWh | 187 | Sub_sector | Industry | Others | Industry (other, non-energetic) | Non-energetic | industry_other_demand_coal_non_energetic | Solids | EU | Energy demand | 0 | not_included_in_FEC
HU | TYNDP2026 | NT | 2050 | TWh | 188 | Sub_sector | Industry | Others | Industry (other, non-energetic) | Non-energetic | industry_other_demand_oil_non_energetic | Liquids | EU | Energy demand | 0.4315 | not_included_in_FEC
HU | TYNDP2026 | NT | 2050 | TWh | 189 | Sub_sector | Industry | Others | Industry (other, non-energetic) | Non-energetic | industry_other_demand_others_non_energetic | Others | EU | Energy demand | 0 | not_included_in_FEC
HU | TYNDP2026 | NT | 2050 | TWh | 190 | Sub_sector | Industry | Others | Industry (other, non-energetic) | Non-energetic | industry_other_demand_ammonia_non_energetic | Ammonia | EU | Energy demand | 0 | not_included_in_FEC
HU | TYNDP2026 | NT | 2050 | TWh | 192 | Sub_sector | Industry | Paper | Industry (paper) | Energetic | industry_paper_demand_electricity_energetic | Electricity | EU | Energy demand | 0.819 | FEC
HU | TYNDP2026 | NT | 2050 | TWh | 193 | Sub_sector | Industry | Paper | Industry (paper) | Energetic | industry_paper_demand_hydrogen_energetic | Hydrogen | EU | Energy demand | 0.58001 | FEC
HU | TYNDP2026 | NT | 2050 | TWh | 194 | Sub_sector | Industry | Paper | Industry (paper) | Energetic | industry_paper_demand_methane_energetic | Methane | EU | Energy demand | 0.2174 | FEC
HU | TYNDP2026 | NT | 2050 | TWh | 195 | Sub_sector | Industry | Paper | Industry (paper) | Energetic | industry_paper_demand_heat_energetic | Heat | EU | Energy demand | 0.17325 | FEC
HU | TYNDP2026 | NT | 2050 | TWh | 196 | Sub_sector | Industry | Paper | Industry (paper) | Energetic | industry_paper_demand_biomass_energetic | Biomass | EU | Energy demand | 0.51688 | FEC
HU | TYNDP2026 | NT | 2050 | TWh | 197 | Sub_sector | Industry | Paper | Industry (paper) | Energetic | industry_paper_demand_coal_energetic | Solids | EU | Energy demand | 0 | FEC
HU | TYNDP2026 | NT | 2050 | TWh | 198 | Sub_sector | Industry | Paper | Industry (paper) | Energetic | industry_paper_demand_oil_energetic | Liquids | EU | Energy demand | 0 | FEC
HU | TYNDP2026 | NT | 2050 | TWh | 199 | Sub_sector | Industry | Paper | Industry (paper) | Energetic | industry_paper_demand_others_energetic | Others | EU | Energy demand | 0 | FEC
HU | TYNDP2026 | NT | 2050 | TWh | 200 | Sub_sector | Industry | Paper | Industry (paper) | Energetic | industry_paper_demand_ammonia_energetic | Ammonia | EU | Energy demand | 0 | FEC
HU | TYNDP2026 | NT | 2050 | TWh | 202 | Sub_sector | Industry | Refineries | Industry (refineries, energetic) | Energetic | industry_refinery_demand_electricity_energetic | Electricity | EU | Energy demand | 0.16821 | not_included_in_FEC
HU | TYNDP2026 | NT | 2050 | TWh | 203 | Sub_sector | Industry | Refineries | Industry (refineries, energetic) | Energetic | industry_refinery_demand_hydrogen_energetic | Hydrogen | EU | Energy demand | 1.1088 | not_included_in_FEC
HU | TYNDP2026 | NT | 2050 | TWh | 204 | Sub_sector | Industry | Refineries | Industry (refineries, energetic) | Energetic | industry_refinery_demand_methane_energetic | Methane | EU | Energy demand | 0.078857 | not_included_in_FEC
HU | TYNDP2026 | NT | 2050 | TWh | 205 | Sub_sector | Industry | Refineries | Industry (refineries, energetic) | Energetic | industry_refinery_demand_heat_energetic | Heat | EU | Energy demand | 0 | not_included_in_FEC
HU | TYNDP2026 | NT | 2050 | TWh | 206 | Sub_sector | Industry | Refineries | Industry (refineries, energetic) | Energetic | industry_refinery_demand_biomass_energetic | Biomass | EU | Energy demand | 0.4463 | not_included_in_FEC
HU | TYNDP2026 | NT | 2050 | TWh | 207 | Sub_sector | Industry | Refineries | Industry (refineries, energetic) | Energetic | industry_refinery_demand_coal_energetic | Solids | EU | Energy demand | 0 | not_included_in_FEC
HU | TYNDP2026 | NT | 2050 | TWh | 208 | Sub_sector | Industry | Refineries | Industry (refineries, energetic) | Energetic | industry_refinery_demand_oil_energetic | Liquids | EU | Energy demand | 0 | not_included_in_FEC
HU | TYNDP2026 | NT | 2050 | TWh | 209 | Sub_sector | Industry | Refineries | Industry (refineries, energetic) | Energetic | industry_refinery_demand_others_energetic | Others | EU | Energy demand | 0 | not_included_in_FEC
HU | TYNDP2026 | NT | 2050 | TWh | 210 | Sub_sector | Industry | Refineries | Industry (refineries, energetic) | Energetic | industry_refinery_demand_ammonia_energetic | Ammonia | EU | Energy demand | 0 | not_included_in_FEC
HU | TYNDP2026 | NT | 2050 | TWh | 212 | Sub_sector | Industry | Refineries | Industry (refineries, non-energetic) | Non-energetic | industry_refinery_demand_electricity_non_energetic | Electricity | EU | Energy demand | 0 | not_included_in_FEC
HU | TYNDP2026 | NT | 2050 | TWh | 213 | Sub_sector | Industry | Refineries | Industry (refineries, non-energetic) | Non-energetic | industry_refinery_demand_hydrogen_non_energetic | Hydrogen | EU | Energy demand | 0 | not_included_in_FEC
HU | TYNDP2026 | NT | 2050 | TWh | 214 | Sub_sector | Industry | Refineries | Industry (refineries, non-energetic) | Non-energetic | industry_refinery_demand_methane_non_energetic | Methane | EU | Energy demand | 0 | not_included_in_FEC
HU | TYNDP2026 | NT | 2050 | TWh | 215 | Sub_sector | Industry | Refineries | Industry (refineries, non-energetic) | Non-energetic | industry_refinery_demand_heat_non_energetic | Heat | EU | Energy demand | 0 | not_included_in_FEC
HU | TYNDP2026 | NT | 2050 | TWh | 216 | Sub_sector | Industry | Refineries | Industry (refineries, non-energetic) | Non-energetic | industry_refinery_demand_biomass_non_energetic | Biomass | EU | Energy demand | 0 | not_included_in_FEC
HU | TYNDP2026 | NT | 2050 | TWh | 217 | Sub_sector | Industry | Refineries | Industry (refineries, non-energetic) | Non-energetic | industry_refinery_demand_coal_non_energetic | Solids | EU | Energy demand | 0 | not_included_in_FEC
HU | TYNDP2026 | NT | 2050 | TWh | 218 | Sub_sector | Industry | Refineries | Industry (refineries, non-energetic) | Non-energetic | industry_refinery_demand_oil_non_energetic | Liquids | EU | Energy demand | 0 | not_included_in_FEC
HU | TYNDP2026 | NT | 2050 | TWh | 219 | Sub_sector | Industry | Refineries | Industry (refineries, non-energetic) | Non-energetic | industry_refinery_demand_others_non_energetic | Others | EU | Energy demand | 0 | not_included_in_FEC
HU | TYNDP2026 | NT | 2050 | TWh | 220 | Sub_sector | Industry | Refineries | Industry (refineries, non-energetic) | Non-energetic | industry_refinery_demand_ammonia_non_energetic | Ammonia | EU | Energy demand | 0 | not_included_in_FEC
HU | TYNDP2026 | NT | 2050 | TWh | 222 | Sub_sector | Industry | Steel | Industry (steel) | Energetic | industry_steel_demand_electricity_energetic | Electricity | EU | Energy demand | 1.1927 | FEC
HU | TYNDP2026 | NT | 2050 | TWh | 223 | Sub_sector | Industry | Steel | Industry (steel) | Energetic | industry_steel_demand_hydrogen_energetic | Hydrogen | EU | Energy demand | 2.3936 | FEC
HU | TYNDP2026 | NT | 2050 | TWh | 224 | Sub_sector | Industry | Steel | Industry (steel) | Energetic | industry_steel_demand_methane_energetic | Methane | EU | Energy demand | 0.89858 | FEC
HU | TYNDP2026 | NT | 2050 | TWh | 225 | Sub_sector | Industry | Steel | Industry (steel) | Energetic | industry_steel_demand_heat_energetic | Heat | EU | Energy demand | 0.046712 | FEC
HU | TYNDP2026 | NT | 2050 | TWh | 226 | Sub_sector | Industry | Steel | Industry (steel) | Energetic | industry_steel_demand_biomass_energetic | Biomass | EU | Energy demand | 0.00020807 | FEC
HU | TYNDP2026 | NT | 2050 | TWh | 227 | Sub_sector | Industry | Steel | Industry (steel) | Energetic | industry_steel_demand_coal_energetic | Solids | EU | Energy demand | 0.53253 | FEC
HU | TYNDP2026 | NT | 2050 | TWh | 228 | Sub_sector | Industry | Steel | Industry (steel) | Energetic | industry_steel_demand_oil_energetic | Liquids | EU | Energy demand | 0.0014877 | FEC
HU | TYNDP2026 | NT | 2050 | TWh | 229 | Sub_sector | Industry | Steel | Industry (steel) | Energetic | industry_steel_demand_others_energetic | Others | EU | Energy demand | 0 | FEC
HU | TYNDP2026 | NT | 2050 | TWh | 230 | Sub_sector | Industry | Steel | Industry (steel) | Energetic | industry_steel_demand_ammonia_energetic | Ammonia | EU | Energy demand | 0 | FEC
HU | TYNDP2026 | NT | 2050 | TWh | 232 | Sub_sector | Transport | Cars | Transport (cars) | Energetic | transport_cars_final_demand_electricity | Electricity | EU | Energy demand | 2.8328 | FEC
HU | TYNDP2026 | NT | 2050 | TWh | 233 | Sub_sector | Transport | Cars | Transport (cars) | Energetic | transport_cars_final_demand_hydrogen | Hydrogen | EU | Energy demand | 0.77654 | FEC
HU | TYNDP2026 | NT | 2050 | TWh | 234 | Sub_sector | Transport | Cars | Transport (cars) | Energetic | transport_cars_final_demand_methane | Methane | EU | Energy demand | 0.007403 | FEC
HU | TYNDP2026 | NT | 2050 | TWh | 235 | Sub_sector | Transport | Cars | Transport (cars) | Energetic | transport_cars_final_demand_heat | Heat | EU | Energy demand | 0 | FEC
HU | TYNDP2026 | NT | 2050 | TWh | 236 | Sub_sector | Transport | Cars | Transport (cars) | Energetic | transport_cars_final_demand_biomass | Biomass | EU | Energy demand | 0 | FEC
HU | TYNDP2026 | NT | 2050 | TWh | 237 | Sub_sector | Transport | Cars | Transport (cars) | Energetic | transport_cars_final_demand_coal | Solids | EU | Energy demand | 0 | FEC
HU | TYNDP2026 | NT | 2050 | TWh | 238 | Sub_sector | Transport | Cars | Transport (cars) | Energetic | transport_cars_final_demand_oil | Liquids | EU | Energy demand | 5.5621 | FEC
HU | TYNDP2026 | NT | 2050 | TWh | 239 | Sub_sector | Transport | Cars | Transport (cars) | Energetic | transport_cars_final_demand_other | Others | EU | Energy demand | 0 | FEC
HU | TYNDP2026 | NT | 2050 | TWh | 240 | Sub_sector | Transport | Cars | Transport (cars) | Energetic | transport_cars_final_demand_ammonia | Ammonia | EU | Energy demand | 0 | FEC
HU | TYNDP2026 | NT | 2050 | TWh | 242 | Sub_sector | Transport | Busses | Transport (busses) | Energetic | transport_busses_final_demand_electricity | Electricity | EU | Energy demand | 1.6971 | FEC
HU | TYNDP2026 | NT | 2050 | TWh | 243 | Sub_sector | Transport | Busses | Transport (busses) | Energetic | transport_busses_final_demand_hydrogen | Hydrogen | EU | Energy demand | 0.72732 | FEC
HU | TYNDP2026 | NT | 2050 | TWh | 244 | Sub_sector | Transport | Busses | Transport (busses) | Energetic | transport_busses_final_demand_methane | Methane | EU | Energy demand | 0.24084 | FEC
HU | TYNDP2026 | NT | 2050 | TWh | 245 | Sub_sector | Transport | Busses | Transport (busses) | Energetic | transport_busses_final_demand_heat | Heat | EU | Energy demand | 0 | FEC
HU | TYNDP2026 | NT | 2050 | TWh | 246 | Sub_sector | Transport | Busses | Transport (busses) | Energetic | transport_busses_final_demand_biomass | Biomass | EU | Energy demand | 0 | FEC
HU | TYNDP2026 | NT | 2050 | TWh | 247 | Sub_sector | Transport | Busses | Transport (busses) | Energetic | transport_busses_final_demand_coal | Solids | EU | Energy demand | 0 | FEC
HU | TYNDP2026 | NT | 2050 | TWh | 248 | Sub_sector | Transport | Busses | Transport (busses) | Energetic | transport_busses_final_demand_oil | Liquids | EU | Energy demand | 0.26933 | FEC
HU | TYNDP2026 | NT | 2050 | TWh | 249 | Sub_sector | Transport | Busses | Transport (busses) | Energetic | transport_busses_final_demand_other | Others | EU | Energy demand | 0 | FEC
HU | TYNDP2026 | NT | 2050 | TWh | 250 | Sub_sector | Transport | Busses | Transport (busses) | Energetic | transport_busses_final_demand_ammonia | Ammonia | EU | Energy demand | 0 | FEC
HU | TYNDP2026 | NT | 2050 | TWh | 252 | Sub_sector | Transport | Trucks | Transport (trucks) | Energetic | transport_trucks_final_demand_electricity | Electricity | EU | Energy demand | 0.51968 | FEC
HU | TYNDP2026 | NT | 2050 | TWh | 253 | Sub_sector | Transport | Trucks | Transport (trucks) | Energetic | transport_trucks_final_demand_hydrogen | Hydrogen | EU | Energy demand | 4.0619 | FEC
HU | TYNDP2026 | NT | 2050 | TWh | 254 | Sub_sector | Transport | Trucks | Transport (trucks) | Energetic | transport_trucks_final_demand_methane | Methane | EU | Energy demand | 0.29035 | FEC
HU | TYNDP2026 | NT | 2050 | TWh | 255 | Sub_sector | Transport | Trucks | Transport (trucks) | Energetic | transport_trucks_final_demand_heat | Heat | EU | Energy demand | 0 | FEC
HU | TYNDP2026 | NT | 2050 | TWh | 256 | Sub_sector | Transport | Trucks | Transport (trucks) | Energetic | transport_trucks_final_demand_biomass | Biomass | EU | Energy demand | 0 | FEC
HU | TYNDP2026 | NT | 2050 | TWh | 257 | Sub_sector | Transport | Trucks | Transport (trucks) | Energetic | transport_trucks_final_demand_coal | Solids | EU | Energy demand | 0 | FEC
HU | TYNDP2026 | NT | 2050 | TWh | 258 | Sub_sector | Transport | Trucks | Transport (trucks) | Energetic | transport_trucks_final_demand_oil | Liquids | EU | Energy demand | 2.4508 | FEC
HU | TYNDP2026 | NT | 2050 | TWh | 259 | Sub_sector | Transport | Trucks | Transport (trucks) | Energetic | transport_trucks_final_demand_other | Others | EU | Energy demand | 0 | FEC
HU | TYNDP2026 | NT | 2050 | TWh | 260 | Sub_sector | Transport | Trucks | Transport (trucks) | Energetic | transport_trucks_final_demand_ammonia | Ammonia | EU | Energy demand | 0 | FEC
HU | TYNDP2026 | NT | 2050 | TWh | 262 | Sub_sector | Transport | Vans | Transport (vans) | Energetic | transport_vans_final_demand_electricity | Electricity | EU | Energy demand | 0.7344 | FEC
HU | TYNDP2026 | NT | 2050 | TWh | 263 | Sub_sector | Transport | Vans | Transport (vans) | Energetic | transport_vans_final_demand_hydrogen | Hydrogen | EU | Energy demand | 0.88778 | FEC
HU | TYNDP2026 | NT | 2050 | TWh | 264 | Sub_sector | Transport | Vans | Transport (vans) | Energetic | transport_vans_final_demand_methane | Methane | EU | Energy demand | 0.0034984 | FEC
HU | TYNDP2026 | NT | 2050 | TWh | 265 | Sub_sector | Transport | Vans | Transport (vans) | Energetic | transport_vans_final_demand_heat | Heat | EU | Energy demand | 0 | FEC
HU | TYNDP2026 | NT | 2050 | TWh | 266 | Sub_sector | Transport | Vans | Transport (vans) | Energetic | transport_vans_final_demand_biomass | Biomass | EU | Energy demand | 0 | FEC
HU | TYNDP2026 | NT | 2050 | TWh | 267 | Sub_sector | Transport | Vans | Transport (vans) | Energetic | transport_vans_final_demand_coal | Solids | EU | Energy demand | 0 | FEC
HU | TYNDP2026 | NT | 2050 | TWh | 268 | Sub_sector | Transport | Vans | Transport (vans) | Energetic | transport_vans_final_demand_oil | Liquids | EU | Energy demand | 0.32714 | FEC
HU | TYNDP2026 | NT | 2050 | TWh | 269 | Sub_sector | Transport | Vans | Transport (vans) | Energetic | transport_vans_final_demand_other | Others | EU | Energy demand | 0 | FEC
HU | TYNDP2026 | NT | 2050 | TWh | 270 | Sub_sector | Transport | Vans | Transport (vans) | Energetic | transport_vans_final_demand_ammonia | Ammonia | EU | Energy demand | 0 | FEC
HU | TYNDP2026 | NT | 2050 | TWh | 272 | Sub_sector | Transport | Freight trains | Transport (trains) | Energetic | transport_trains_final_demand_electricity | Electricity | EU | Energy demand | 5.0851 | FEC
HU | TYNDP2026 | NT | 2050 | TWh | 273 | Sub_sector | Transport | Freight trains | Transport (trains) | Energetic | transport_trains_final_demand_hydrogen | Hydrogen | EU | Energy demand | 0.54914 | FEC
HU | TYNDP2026 | NT | 2050 | TWh | 274 | Sub_sector | Transport | Freight trains | Transport (trains) | Energetic | transport_trains_final_demand_methane | Methane | EU | Energy demand | 0 | FEC
HU | TYNDP2026 | NT | 2050 | TWh | 275 | Sub_sector | Transport | Freight trains | Transport (trains) | Energetic | transport_trains_final_demand_heat | Heat | EU | Energy demand | 0 | FEC
HU | TYNDP2026 | NT | 2050 | TWh | 276 | Sub_sector | Transport | Freight trains | Transport (trains) | Energetic | transport_trains_final_demand_biomass | Biomass | EU | Energy demand | 0 | FEC
HU | TYNDP2026 | NT | 2050 | TWh | 277 | Sub_sector | Transport | Freight trains | Transport (trains) | Energetic | transport_trains_final_demand_coal | Solids | EU | Energy demand | 0 | FEC
HU | TYNDP2026 | NT | 2050 | TWh | 278 | Sub_sector | Transport | Freight trains | Transport (trains) | Energetic | transport_trains_final_demand_oil | Liquids | EU | Energy demand | 0.07459 | FEC
HU | TYNDP2026 | NT | 2050 | TWh | 279 | Sub_sector | Transport | Freight trains | Transport (trains) | Energetic | transport_trains_final_demand_other | Others | EU | Energy demand | 0 | FEC
HU | TYNDP2026 | NT | 2050 | TWh | 280 | Sub_sector | Transport | Freight trains | Transport (trains) | Energetic | transport_trains_final_demand_ammonia | Ammonia | EU | Energy demand | 0 | FEC
HU | TYNDP2026 | NT | 2050 | TWh | 282 | Sub_sector | Transport | Ships | Transport (ships) | Energetic | transport_ships_final_demand_electricity | Electricity | EU | Energy demand | 0.0085902 | FEC
HU | TYNDP2026 | NT | 2050 | TWh | 283 | Sub_sector | Transport | Ships | Transport (ships) | Energetic | transport_ships_final_demand_hydrogen | Hydrogen | EU | Energy demand | 0.0039507 | FEC
HU | TYNDP2026 | NT | 2050 | TWh | 284 | Sub_sector | Transport | Ships | Transport (ships) | Energetic | transport_ships_final_demand_methane | Methane | EU | Energy demand | 0.00056811 | FEC
HU | TYNDP2026 | NT | 2050 | TWh | 285 | Sub_sector | Transport | Ships | Transport (ships) | Energetic | transport_ships_final_demand_heat | Heat | EU | Energy demand | 0 | FEC
HU | TYNDP2026 | NT | 2050 | TWh | 286 | Sub_sector | Transport | Ships | Transport (ships) | Energetic | transport_ships_final_demand_biomass | Biomass | EU | Energy demand | 0 | FEC
HU | TYNDP2026 | NT | 2050 | TWh | 287 | Sub_sector | Transport | Ships | Transport (ships) | Energetic | transport_ships_final_demand_coal | Solids | EU | Energy demand | 0 | FEC
HU | TYNDP2026 | NT | 2050 | TWh | 288 | Sub_sector | Transport | Ships | Transport (ships) | Energetic | transport_ships_final_demand_oil | Liquids | EU | Energy demand | 0.062925 | FEC
HU | TYNDP2026 | NT | 2050 | TWh | 289 | Sub_sector | Transport | Ships | Transport (ships) | Energetic | transport_ships_final_demand_other | Others | EU | Energy demand | 0 | FEC
HU | TYNDP2026 | NT | 2050 | TWh | 290 | Sub_sector | Transport | Ships | Transport (ships) | Energetic | transport_ships_final_demand_ammonia | Ammonia | EU | Energy demand | 0 | FEC
HU | TYNDP2026 | NT | 2050 | TWh | 292 | Sub_sector | Transport | Planes | Transport (planes) | Energetic | transport_planes_final_demand_electricity | Electricity | EU | Energy demand | 0 | FEC
HU | TYNDP2026 | NT | 2050 | TWh | 293 | Sub_sector | Transport | Planes | Transport (planes) | Energetic | transport_planes_final_demand_hydrogen | Hydrogen | EU | Energy demand | 0.0048541 | FEC
HU | TYNDP2026 | NT | 2050 | TWh | 294 | Sub_sector | Transport | Planes | Transport (planes) | Energetic | transport_planes_final_demand_methane | Methane | EU | Energy demand | 0 | FEC
HU | TYNDP2026 | NT | 2050 | TWh | 295 | Sub_sector | Transport | Planes | Transport (planes) | Energetic | transport_planes_final_demand_heat | Heat | EU | Energy demand | 0 | FEC
HU | TYNDP2026 | NT | 2050 | TWh | 296 | Sub_sector | Transport | Planes | Transport (planes) | Energetic | transport_planes_final_demand_biomass | Biomass | EU | Energy demand | 0 | FEC
HU | TYNDP2026 | NT | 2050 | TWh | 297 | Sub_sector | Transport | Planes | Transport (planes) | Energetic | transport_planes_final_demand_coal | Solids | EU | Energy demand | 0 | FEC
HU | TYNDP2026 | NT | 2050 | TWh | 298 | Sub_sector | Transport | Planes | Transport (planes) | Energetic | transport_planes_final_demand_oil | Liquids | EU | Energy demand | 0.013234 | FEC
HU | TYNDP2026 | NT | 2050 | TWh | 299 | Sub_sector | Transport | Planes | Transport (planes) | Energetic | transport_planes_final_demand_other | Others | EU | Energy demand | 0 | FEC
HU | TYNDP2026 | NT | 2050 | TWh | 300 | Sub_sector | Transport | Planes | Transport (planes) | Energetic | transport_planes_final_demand_ammonia | Ammonia | EU | Energy demand | 0 | FEC
HU | TYNDP2026 | NT | 2050 | TWh | 302 | Sub_sector | Transport | Others | Transport (others) | Energetic | transport_other_final_demand_electricity | Electricity | EU | Energy demand | 0.013375 | FEC
HU | TYNDP2026 | NT | 2050 | TWh | 303 | Sub_sector | Transport | Others | Transport (others) | Energetic | transport_other_final_demand_hydrogen | Hydrogen | EU | Energy demand | 0 | FEC
HU | TYNDP2026 | NT | 2050 | TWh | 304 | Sub_sector | Transport | Others | Transport (others) | Energetic | transport_other_final_demand_methane | Methane | EU | Energy demand | 0 | FEC
HU | TYNDP2026 | NT | 2050 | TWh | 305 | Sub_sector | Transport | Others | Transport (others) | Energetic | transport_other_final_demand_heat | Heat | EU | Energy demand | 0 | FEC
HU | TYNDP2026 | NT | 2050 | TWh | 306 | Sub_sector | Transport | Others | Transport (others) | Energetic | transport_other_final_demand_biomass | Biomass | EU | Energy demand | 0 | FEC
HU | TYNDP2026 | NT | 2050 | TWh | 307 | Sub_sector | Transport | Others | Transport (others) | Energetic | transport_other_final_demand_coal | Solids | EU | Energy demand | 0 | FEC
HU | TYNDP2026 | NT | 2050 | TWh | 308 | Sub_sector | Transport | Others | Transport (others) | Energetic | transport_other_final_demand_oil | Liquids | EU | Energy demand | 0.19562 | FEC
HU | TYNDP2026 | NT | 2050 | TWh | 309 | Sub_sector | Transport | Others | Transport (others) | Energetic | transport_other_final_demand_other | Others | EU | Energy demand | 0 | FEC
HU | TYNDP2026 | NT | 2050 | TWh | 310 | Sub_sector | Transport | Others | Transport (others) | Energetic | transport_other_final_demand_ammonia | Ammonia | EU | Energy demand | 0 | FEC
HU | TYNDP2026 | NT | 2050 | TWh | 312 | Sub_sector | International transport | International aviation | Transport (int. aviation) | Energetic | transport_int_aviation_final_demand_electricity | Electricity | EU | Energy demand | 0 | FEC
HU | TYNDP2026 | NT | 2050 | TWh | 313 | Sub_sector | International transport | International aviation | Transport (int. aviation) | Energetic | transport_int_aviation_final_demand_hydrogen | Hydrogen | EU | Energy demand | 0 | FEC
HU | TYNDP2026 | NT | 2050 | TWh | 314 | Sub_sector | International transport | International aviation | Transport (int. aviation) | Energetic | transport_int_aviation_final_demand_methane | Methane | EU | Energy demand | 0 | FEC
HU | TYNDP2026 | NT | 2050 | TWh | 315 | Sub_sector | International transport | International aviation | Transport (int. aviation) | Energetic | transport_int_aviation_final_demand_heat | Heat | EU | Energy demand | 0 | FEC
HU | TYNDP2026 | NT | 2050 | TWh | 316 | Sub_sector | International transport | International aviation | Transport (int. aviation) | Energetic | transport_int_aviation_final_demand_biofuels | Biomass | EU | Energy demand | 0 | FEC
HU | TYNDP2026 | NT | 2050 | TWh | 317 | Sub_sector | International transport | International aviation | Transport (int. aviation) | Energetic | transport_int_aviation_final_demand_coal | Solids | EU | Energy demand | 0 | FEC
HU | TYNDP2026 | NT | 2050 | TWh | 318 | Sub_sector | International transport | International aviation | Transport (int. aviation) | Energetic | transport_int_aviation_final_demand_oil | Liquids | EU | Energy demand | 2.6826 | FEC
HU | TYNDP2026 | NT | 2050 | TWh | 319 | Sub_sector | International transport | International aviation | Transport (int. aviation) | Energetic | transport_int_aviation_final_demand_other | Others | EU | Energy demand | 0 | FEC
HU | TYNDP2026 | NT | 2050 | TWh | 320 | Sub_sector | International transport | International aviation | Transport (int. aviation) | Energetic | transport_int_aviation_final_demand_ammonia | Ammonia | EU | Energy demand | 0 | FEC
HU | TYNDP2026 | NT | 2050 | TWh | 322 | Sub_sector | International transport | International shipping | Transport (int. shipping) | Energetic | transport_int_shipping_final_demand_electricity | Electricity | EU | Energy demand | 0 | not_included_in_FEC
HU | TYNDP2026 | NT | 2050 | TWh | 323 | Sub_sector | International transport | International shipping | Transport (int. shipping) | Energetic | transport_int_shipping_final_demand_hydrogen | Hydrogen | EU | Energy demand | 0 | not_included_in_FEC
HU | TYNDP2026 | NT | 2050 | TWh | 324 | Sub_sector | International transport | International shipping | Transport (int. shipping) | Energetic | transport_int_shipping_final_demand_methane | Methane | EU | Energy demand | 0 | not_included_in_FEC
HU | TYNDP2026 | NT | 2050 | TWh | 325 | Sub_sector | International transport | International shipping | Transport (int. shipping) | Energetic | transport_int_shipping_final_demand_heat | Heat | EU | Energy demand | 0 | not_included_in_FEC
HU | TYNDP2026 | NT | 2050 | TWh | 326 | Sub_sector | International transport | International shipping | Transport (int. shipping) | Energetic | transport_int_shipping_final_demand_biofuels | Biomass | EU | Energy demand | 0 | not_included_in_FEC
HU | TYNDP2026 | NT | 2050 | TWh | 327 | Sub_sector | International transport | International shipping | Transport (int. shipping) | Energetic | transport_int_shipping_final_demand_coal | Solids | EU | Energy demand | 0 | not_included_in_FEC
HU | TYNDP2026 | NT | 2050 | TWh | 328 | Sub_sector | International transport | International shipping | Transport (int. shipping) | Energetic | transport_int_shipping_final_demand_oil | Liquids | EU | Energy demand | 0 | not_included_in_FEC
HU | TYNDP2026 | NT | 2050 | TWh | 329 | Sub_sector | International transport | International shipping | Transport (int. shipping) | Energetic | transport_int_shipping_final_demand_other | Others | EU | Energy demand | 0 | not_included_in_FEC
HU | TYNDP2026 | NT | 2050 | TWh | 330 | Sub_sector | International transport | International shipping | Transport (int. shipping) | Energetic | transport_int_shipping_final_demand_ammonia | Ammonia | EU | Energy demand | 0 | not_included_in_FEC
HU | TYNDP2026 | NT | 2050 | TWh | 332 | Sub_sector | Households | Space heating | Households (heating) | Energetic | households_heating_final_demand_electricity | Electricity | EU | Energy demand | 1.4475 | FEC
HU | TYNDP2026 | NT | 2050 | TWh | 333 | Sub_sector | Households | Space heating | Households (heating) | Energetic | households_heating_final_demand_hydrogen | Hydrogen | EU | Energy demand | 0.1462 | FEC
HU | TYNDP2026 | NT | 2050 | TWh | 334 | Sub_sector | Households | Space heating | Households (heating) | Energetic | households_heating_final_demand_methane | Methane | EU | Energy demand | 3.869 | FEC
HU | TYNDP2026 | NT | 2050 | TWh | 335 | Sub_sector | Households | Space heating | Households (heating) | Energetic | households_heating_final_demand_heat | Heat | EU | Energy demand | 2.3606 | FEC
HU | TYNDP2026 | NT | 2050 | TWh | 336 | Sub_sector | Households | Space heating | Households (heating) | Energetic | households_heating_final_demand_biomass | Biomass | EU | Energy demand | 0 | FEC
HU | TYNDP2026 | NT | 2050 | TWh | 337 | Sub_sector | Households | Space heating | Households (heating) | Energetic | households_heating_final_demand_coal | Solids | EU | Energy demand | 0 | FEC
HU | TYNDP2026 | NT | 2050 | TWh | 338 | Sub_sector | Households | Space heating | Households (heating) | Energetic | households_heating_final_demand_oil | Liquids | EU | Energy demand | 0 | FEC
HU | TYNDP2026 | NT | 2050 | TWh | 339 | Sub_sector | Households | Space heating | Households (heating) | Energetic | households_heating_final_demand_other | Others | EU | Energy demand | 0 | FEC
HU | TYNDP2026 | NT | 2050 | TWh | 340 | Sub_sector | Households | Space heating | Households (heating) | Energetic | households_heating_final_demand_ammonia | Ammonia | EU | Energy demand | 0 | FEC
HU | TYNDP2026 | NT | 2050 | TWh | 343 | Sub_sector | Households | Cooling | Households (cooling) | Energetic | households_cooling_final_demand_electricity | Electricity | EU | Energy demand | 0.15377 | FEC
HU | TYNDP2026 | NT | 2050 | TWh | 344 | Sub_sector | Households | Cooling | Households (cooling) | Energetic | households_cooling_final_demand_hydrogen | Hydrogen | EU | Energy demand | 0 | FEC
HU | TYNDP2026 | NT | 2050 | TWh | 345 | Sub_sector | Households | Cooling | Households (cooling) | Energetic | households_cooling_final_demand_methane | Methane | EU | Energy demand | 0 | FEC
HU | TYNDP2026 | NT | 2050 | TWh | 346 | Sub_sector | Households | Cooling | Households (cooling) | Energetic | households_cooling_final_demand_heat | Heat | EU | Energy demand | 0 | FEC
HU | TYNDP2026 | NT | 2050 | TWh | 347 | Sub_sector | Households | Cooling | Households (cooling) | Energetic | households_cooling_final_demand_biomass | Biomass | EU | Energy demand | 0 | FEC
HU | TYNDP2026 | NT | 2050 | TWh | 348 | Sub_sector | Households | Cooling | Households (cooling) | Energetic | households_cooling_final_demand_coal | Solids | EU | Energy demand | 0 | FEC
HU | TYNDP2026 | NT | 2050 | TWh | 349 | Sub_sector | Households | Cooling | Households (cooling) | Energetic | households_cooling_final_demand_oil | Liquids | EU | Energy demand | 0 | FEC
HU | TYNDP2026 | NT | 2050 | TWh | 350 | Sub_sector | Households | Cooling | Households (cooling) | Energetic | households_cooling_final_demand_other | Others | EU | Energy demand | 0 | FEC
HU | TYNDP2026 | NT | 2050 | TWh | 351 | Sub_sector | Households | Cooling | Households (cooling) | Energetic | households_cooling_final_demand_ammonia | Ammonia | EU | Energy demand | 0 | FEC
HU | TYNDP2026 | NT | 2050 | TWh | 354 | Sub_sector | Households | Hot water | Households (hot water) | Energetic | households_hot_water_final_demand_electricity | Electricity | EU | Energy demand | 1.0436 | FEC
HU | TYNDP2026 | NT | 2050 | TWh | 355 | Sub_sector | Households | Hot water | Households (hot water) | Energetic | households_hot_water_final_demand_hydrogen | Hydrogen | EU | Energy demand | 0.27832 | FEC
HU | TYNDP2026 | NT | 2050 | TWh | 356 | Sub_sector | Households | Hot water | Households (hot water) | Energetic | households_hot_water_final_demand_methane | Methane | EU | Energy demand | 4.912 | FEC
HU | TYNDP2026 | NT | 2050 | TWh | 357 | Sub_sector | Households | Hot water | Households (hot water) | Energetic | households_hot_water_final_demand_heat | Heat | EU | Energy demand | 1.8805 | FEC
HU | TYNDP2026 | NT | 2050 | TWh | 358 | Sub_sector | Households | Hot water | Households (hot water) | Energetic | households_hot_water_final_demand_biomass | Biomass | EU | Energy demand | 0 | FEC
HU | TYNDP2026 | NT | 2050 | TWh | 359 | Sub_sector | Households | Hot water | Households (hot water) | Energetic | households_hot_water_final_demand_coal | Solids | EU | Energy demand | 0 | FEC
HU | TYNDP2026 | NT | 2050 | TWh | 360 | Sub_sector | Households | Hot water | Households (hot water) | Energetic | households_hot_water_final_demand_oil | Liquids | EU | Energy demand | 0 | FEC
HU | TYNDP2026 | NT | 2050 | TWh | 361 | Sub_sector | Households | Hot water | Households (hot water) | Energetic | households_hot_water_final_demand_other | Others | EU | Energy demand | 0.10185 | FEC
HU | TYNDP2026 | NT | 2050 | TWh | 362 | Sub_sector | Households | Hot water | Households (hot water) | Energetic | households_hot_water_final_demand_ammonia | Ammonia | EU | Energy demand | 0 | FEC
HU | TYNDP2026 | NT | 2050 | TWh | 365 | Sub_sector | Households | Appliances | Households (appliances) | Energetic | households_appliances_final_demand_electricity | Electricity | EU | Energy demand | 8.5687 | FEC
HU | TYNDP2026 | NT | 2050 | TWh | 366 | Sub_sector | Households | Appliances | Households (appliances) | Energetic | households_appliances_final_demand_hydrogen | Hydrogen | EU | Energy demand | 0 | FEC
HU | TYNDP2026 | NT | 2050 | TWh | 367 | Sub_sector | Households | Appliances | Households (appliances) | Energetic | households_appliances_final_demand_methane | Methane | EU | Energy demand | 0.18034 | FEC
HU | TYNDP2026 | NT | 2050 | TWh | 368 | Sub_sector | Households | Appliances | Households (appliances) | Energetic | households_appliances_final_demand_heat | Heat | EU | Energy demand | 0 | FEC
HU | TYNDP2026 | NT | 2050 | TWh | 369 | Sub_sector | Households | Appliances | Households (appliances) | Energetic | households_appliances_final_demand_biomass | Biomass | EU | Energy demand | 0.50416 | FEC
HU | TYNDP2026 | NT | 2050 | TWh | 370 | Sub_sector | Households | Appliances | Households (appliances) | Energetic | households_appliances_final_demand_coal | Solids | EU | Energy demand | 0 | FEC
HU | TYNDP2026 | NT | 2050 | TWh | 371 | Sub_sector | Households | Appliances | Households (appliances) | Energetic | households_appliances_final_demand_oil | Liquids | EU | Energy demand | 0 | FEC
HU | TYNDP2026 | NT | 2050 | TWh | 372 | Sub_sector | Households | Appliances | Households (appliances) | Energetic | households_appliances_final_demand_other | Others | EU | Energy demand | 0 | FEC
HU | TYNDP2026 | NT | 2050 | TWh | 373 | Sub_sector | Households | Appliances | Households (appliances) | Energetic | households_appliances_final_demand_ammonia | Ammonia | EU | Energy demand | 0 | FEC
HU | TYNDP2026 | NT | 2050 | TWh | 375 | Sub_sector | Buildings | Space heating | Buildings (heat) | Energetic | buildings_heat_final_demand_electricity | Electricity | EU | Energy demand | 2.1905 | FEC
HU | TYNDP2026 | NT | 2050 | TWh | 376 | Sub_sector | Buildings | Space heating | Buildings (heat) | Energetic | buildings_heat_final_demand_hydrogen | Hydrogen | EU | Energy demand | 0.053277 | FEC
HU | TYNDP2026 | NT | 2050 | TWh | 377 | Sub_sector | Buildings | Space heating | Buildings (heat) | Energetic | buildings_heat_final_demand_methane | Methane | EU | Energy demand | 1.1597 | FEC
HU | TYNDP2026 | NT | 2050 | TWh | 378 | Sub_sector | Buildings | Space heating | Buildings (heat) | Energetic | buildings_heat_final_demand_heat | Heat | EU | Energy demand | 1.749 | FEC
HU | TYNDP2026 | NT | 2050 | TWh | 379 | Sub_sector | Buildings | Space heating | Buildings (heat) | Energetic | buildings_heat_final_demand_biomass | Biomass | EU | Energy demand | 0.10265 | FEC
HU | TYNDP2026 | NT | 2050 | TWh | 380 | Sub_sector | Buildings | Space heating | Buildings (heat) | Energetic | buildings_heat_final_demand_coal | Solids | EU | Energy demand | 0 | FEC
HU | TYNDP2026 | NT | 2050 | TWh | 381 | Sub_sector | Buildings | Space heating | Buildings (heat) | Energetic | buildings_heat_final_demand_oil | Liquids | EU | Energy demand | 0 | FEC
HU | TYNDP2026 | NT | 2050 | TWh | 382 | Sub_sector | Buildings | Space heating | Buildings (heat) | Energetic | buildings_heat_final_demand_other | Others | EU | Energy demand | 0.012688 | FEC
HU | TYNDP2026 | NT | 2050 | TWh | 383 | Sub_sector | Buildings | Space heating | Buildings (heat) | Energetic | buildings_heat_final_demand_ammonia | Ammonia | EU | Energy demand | 0 | FEC
HU | TYNDP2026 | NT | 2050 | TWh | 386 | Sub_sector | Buildings | Cooling | Buildings (cooling) | Energetic | buildings_cooling_final_demand_electricity | Electricity | EU | Energy demand | 0.47769 | FEC
HU | TYNDP2026 | NT | 2050 | TWh | 387 | Sub_sector | Buildings | Cooling | Buildings (cooling) | Energetic | buildings_cooling_final_demand_hydrogen | Hydrogen | EU | Energy demand | 0 | FEC
HU | TYNDP2026 | NT | 2050 | TWh | 388 | Sub_sector | Buildings | Cooling | Buildings (cooling) | Energetic | buildings_cooling_final_demand_methane | Methane | EU | Energy demand | 0 | FEC
HU | TYNDP2026 | NT | 2050 | TWh | 389 | Sub_sector | Buildings | Cooling | Buildings (cooling) | Energetic | buildings_cooling_final_demand_heat | Heat | EU | Energy demand | 0 | FEC
HU | TYNDP2026 | NT | 2050 | TWh | 390 | Sub_sector | Buildings | Cooling | Buildings (cooling) | Energetic | buildings_cooling_final_demand_biomass | Biomass | EU | Energy demand | 0 | FEC
HU | TYNDP2026 | NT | 2050 | TWh | 391 | Sub_sector | Buildings | Cooling | Buildings (cooling) | Energetic | buildings_cooling_final_demand_coal | Solids | EU | Energy demand | 0 | FEC
HU | TYNDP2026 | NT | 2050 | TWh | 392 | Sub_sector | Buildings | Cooling | Buildings (cooling) | Energetic | buildings_cooling_final_demand_oil | Liquids | EU | Energy demand | 0 | FEC
HU | TYNDP2026 | NT | 2050 | TWh | 393 | Sub_sector | Buildings | Cooling | Buildings (cooling) | Energetic | buildings_cooling_final_demand_other | Others | EU | Energy demand | 0 | FEC
HU | TYNDP2026 | NT | 2050 | TWh | 394 | Sub_sector | Buildings | Cooling | Buildings (cooling) | Energetic | buildings_cooling_final_demand_ammonia | Ammonia | EU | Energy demand | 0 | FEC
HU | TYNDP2026 | NT | 2050 | TWh | 397 | Sub_sector | Buildings | Appliances | Buildings (appliances) | Energetic | buildings_appliances_final_demand_electricity | Electricity | EU | Energy demand | 4.602 | FEC
HU | TYNDP2026 | NT | 2050 | TWh | 398 | Sub_sector | Buildings | Appliances | Buildings (appliances) | Energetic | buildings_appliances_final_demand_hydrogen | Hydrogen | EU | Energy demand | 0 | FEC
HU | TYNDP2026 | NT | 2050 | TWh | 399 | Sub_sector | Buildings | Appliances | Buildings (appliances) | Energetic | buildings_appliances_final_demand_methane | Methane | EU | Energy demand | 3.6082 | FEC
HU | TYNDP2026 | NT | 2050 | TWh | 400 | Sub_sector | Buildings | Appliances | Buildings (appliances) | Energetic | buildings_appliances_final_demand_heat | Heat | EU | Energy demand | 0 | FEC
HU | TYNDP2026 | NT | 2050 | TWh | 401 | Sub_sector | Buildings | Appliances | Buildings (appliances) | Energetic | buildings_appliances_final_demand_biomass | Biomass | EU | Energy demand | 0 | FEC
HU | TYNDP2026 | NT | 2050 | TWh | 402 | Sub_sector | Buildings | Appliances | Buildings (appliances) | Energetic | buildings_appliances_final_demand_coal | Solids | EU | Energy demand | 0 | FEC
HU | TYNDP2026 | NT | 2050 | TWh | 403 | Sub_sector | Buildings | Appliances | Buildings (appliances) | Energetic | buildings_appliances_final_demand_oil | Liquids | EU | Energy demand | 0 | FEC
HU | TYNDP2026 | NT | 2050 | TWh | 404 | Sub_sector | Buildings | Appliances | Buildings (appliances) | Energetic | buildings_appliances_final_demand_other | Others | EU | Energy demand | 0 | FEC
HU | TYNDP2026 | NT | 2050 | TWh | 405 | Sub_sector | Buildings | Appliances | Buildings (appliances) | Energetic | buildings_appliances_final_demand_ammonia | Ammonia | EU | Energy demand | 0 | FEC
HU | TYNDP2026 | NT | 2050 | TWh | 407 | Sub_sector | Buildings | Datacenters | Datacenters & ICT | Energetic | datacentres_final_demand_electricity_energetic | Electricity | EU | Energy demand | 1.78 | FEC
HU | TYNDP2026 | NT | 2050 | TWh | 408 | Sub_sector | Buildings | Datacenters | Datacenters & ICT | Energetic | datacentres_final_demand_hydrogen_energetic | Hydrogen | EU | Energy demand | 0 | FEC
HU | TYNDP2026 | NT | 2050 | TWh | 409 | Sub_sector | Buildings | Datacenters | Datacenters & ICT | Energetic | datacentres_final_demand_methane_energetic | Methane | EU | Energy demand | 0 | FEC
HU | TYNDP2026 | NT | 2050 | TWh | 410 | Sub_sector | Buildings | Datacenters | Datacenters & ICT | Energetic | datacentres_final_demand_heat_energetic | Heat | EU | Energy demand | 0 | FEC
HU | TYNDP2026 | NT | 2050 | TWh | 411 | Sub_sector | Buildings | Datacenters | Datacenters & ICT | Energetic | datacentres_final_demand_biomass_energetic | Biomass | EU | Energy demand | 0 | FEC
HU | TYNDP2026 | NT | 2050 | TWh | 412 | Sub_sector | Buildings | Datacenters | Datacenters & ICT | Energetic | datacentres_final_demand_coal_energetic | Solids | EU | Energy demand | 0 | FEC
HU | TYNDP2026 | NT | 2050 | TWh | 413 | Sub_sector | Buildings | Datacenters | Datacenters & ICT | Energetic | datacentres_final_demand_oil_energetic | Liquids | EU | Energy demand | 0 | FEC
HU | TYNDP2026 | NT | 2050 | TWh | 414 | Sub_sector | Buildings | Datacenters | Datacenters & ICT | Energetic | datacentres_final_demand_other_energetic | Others | EU | Energy demand | 0 | FEC
HU | TYNDP2026 | NT | 2050 | TWh | 415 | Sub_sector | Buildings | Datacenters | Datacenters & ICT | Energetic | datacentres_final_demand_ammonia_energetic | Ammonia | EU | Energy demand | 0 | FEC
HU | TYNDP2026 | NT | 2050 | TWh | 417 | Sub_sector | Transport | Others_Sector | Others_Sector | Energetic | other_final_demand_electricity_energetic | Electricity | EU | Energy demand | 0.074 | FEC
HU | TYNDP2026 | NT | 2050 | TWh | 418 | Sub_sector | Transport | Others_Sector | Others_Sector | Energetic | other_final_demand_hydrogen_energetic | Hydrogen | EU | Energy demand | 0 | FEC
HU | TYNDP2026 | NT | 2050 | TWh | 419 | Sub_sector | Transport | Pipeline Transport | Others_Sector | Energetic | other_final_demand_methane_energetic | Methane | EU | Energy demand | 1.0642 | FEC
HU | TYNDP2026 | NT | 2050 | TWh | 420 | Sub_sector | Transport | Others_Sector | Others_Sector | Energetic | other_final_demand_heat_energetic | Heat | EU | Energy demand | 0.028611 | FEC
HU | TYNDP2026 | NT | 2050 | TWh | 421 | Sub_sector | Transport | Others_Sector | Others_Sector | Energetic | other_final_demand_biomass_energetic | Biomass | EU | Energy demand | 0 | FEC
HU | TYNDP2026 | NT | 2050 | TWh | 422 | Sub_sector | Transport | Others_Sector | Others_Sector | Energetic | other_final_demand_coal_energetic | Solids | EU | Energy demand | 0.0035094 | FEC
HU | TYNDP2026 | NT | 2050 | TWh | 423 | Sub_sector | Transport | Others_Sector | Others_Sector | Energetic | other_final_demand_oil_energetic | Liquids | EU | Energy demand | 0.10744 | FEC
HU | TYNDP2026 | NT | 2050 | TWh | 424 | Sub_sector | Others_Sector | Others_Sector | Others_Sector | Non-energetic | other_final_demand_oil_non_energetic | Liquids | EU | Energy demand | 0.43117 | not_included_in_FEC
HU | TYNDP2026 | NT | 2050 | TWh | 425 | Sub_sector | Transport | Others_Sector | Others_Sector | Energetic | other_final_demand_other_energetic | Others | EU | Energy demand | 0 | FEC
HU | TYNDP2026 | NT | 2050 | TWh | 426 | Sub_sector | Transport | Others_Sector | Others_Sector | Energetic | other_final_demand_ammonia_energetic | Ammonia | EU | Energy demand | 0 | FEC
HU | TYNDP2026 | NT | 2050 | TWh | 427 | Sub_sector | Industry | Surplus_Heat_in_Industry | Surplus_Heat_in_Industry | Energetic | final_demand_of_industry_unused_local_production_steam_hot_water | Heat | EU | Energy demand | 0.21379 | FEC
HU | TYNDP2026 | NT | 2050 | TWh | 429 | Sub_sector | Agriculture | Total | Agriculture | Energetic | agriculture_final_demand_electricity_energetic | Electricity | EU | Energy demand | 1.008 | FEC
HU | TYNDP2026 | NT | 2050 | TWh | 430 | Sub_sector | Agriculture | Total | Agriculture | Energetic | agriculture_final_demand_hydrogen_energetic | Hydrogen | EU | Energy demand | 0.57137 | FEC
HU | TYNDP2026 | NT | 2050 | TWh | 431 | Sub_sector | Agriculture | Total | Agriculture | Energetic | agriculture_final_demand_methane_energetic | Methane | EU | Energy demand | 1.1427 | FEC
HU | TYNDP2026 | NT | 2050 | TWh | 432 | Sub_sector | Agriculture | Total | Agriculture | Energetic | agriculture_final_demand_heat_energetic | Heat | EU | Energy demand | 0 | FEC
HU | TYNDP2026 | NT | 2050 | TWh | 433 | Sub_sector | Agriculture | Total | Agriculture | Energetic | agriculture_final_demand_biomass_energetic | Biomass | EU | Energy demand | 2.0277 | FEC
HU | TYNDP2026 | NT | 2050 | TWh | 434 | Sub_sector | Agriculture | Total | Agriculture | Energetic | agriculture_final_demand_coal_energetic | Solids | EU | Energy demand | 0 | FEC
HU | TYNDP2026 | NT | 2050 | TWh | 435 | Sub_sector | Agriculture | Total | Agriculture | Energetic | agriculture_final_demand_oil_energetic | Liquids | EU | Energy demand | 2.6081 | FEC
HU | TYNDP2026 | NT | 2050 | TWh | 436 | Sub_sector | Agriculture | Total | Agriculture | Energetic | agriculture_final_demand_other_energetic | Others | EU | Energy demand | 0 | FEC
HU | TYNDP2026 | NT | 2050 | TWh | 437 | Sub_sector | Agriculture | Total | Agriculture | Energetic | agriculture_final_demand_ammonia_energetic | Ammonia | EU | Energy demand | 0 | FEC
HU | TYNDP2026 | NT | 2050 | TWh | 447 | Sub_sector | Buildings | Surplus Energy | Buildings | Energetic | GAP | Electricity | EU | Energy demand | 0 | FEC
HU | TYNDP2026 | NT | 2050 | TWh | 448 | Sub_sector | Buildings | Surplus Energy | Buildings | Energetic | GAP | Hydrogen | EU | Energy demand | 0 | FEC
HU | TYNDP2026 | NT | 2050 | TWh | 449 | Sub_sector | Buildings | Surplus Energy | Buildings | Energetic | GAP | Methane | EU | Energy demand | 0 | FEC
HU | TYNDP2026 | NT | 2050 | TWh | 450 | Sub_sector | Buildings | Surplus Energy | Buildings | Energetic | GAP | Heat | EU | Energy demand | 0 | FEC
HU | TYNDP2026 | NT | 2050 | TWh | 451 | Sub_sector | Buildings | Surplus Energy | Buildings | Energetic | GAP | Biomass | EU | Energy demand | 0.040984 | FEC
HU | TYNDP2026 | NT | 2050 | TWh | 452 | Sub_sector | Buildings | Surplus Energy | Buildings | Energetic | GAP | Solids | EU | Energy demand | 0 | FEC
HU | TYNDP2026 | NT | 2050 | TWh | 453 | Sub_sector | Buildings | Surplus Energy | Buildings | Energetic | GAP | Liquids | EU | Energy demand | 0.0010994 | FEC
HU | TYNDP2026 | NT | 2050 | TWh | 454 | Sub_sector | Buildings | Surplus Energy | Buildings | Energetic | GAP | Others | EU | Energy demand | 0 | FEC
HU | TYNDP2026 | NT | 2050 | TWh | 455 | Sub_sector | Buildings | Surplus Energy | Buildings | Energetic | GAP | Ammonia | EU | Energy demand | 0 | FEC
HU | TYNDP2026 | NT | 2050 | TWh | 456 | Sub_sector | Households | Surplus Energy | Households | Energetic | GAP | Electricity | EU | Energy demand | 0 | FEC
HU | TYNDP2026 | NT | 2050 | TWh | 457 | Sub_sector | Households | Surplus Energy | Households | Energetic | GAP | Hydrogen | EU | Energy demand | 0 | FEC
HU | TYNDP2026 | NT | 2050 | TWh | 458 | Sub_sector | Households | Surplus Energy | Households | Energetic | GAP | Methane | EU | Energy demand | 0 | FEC
HU | TYNDP2026 | NT | 2050 | TWh | 459 | Sub_sector | Households | Surplus Energy | Households | Energetic | GAP | Heat | EU | Energy demand | 0 | FEC
HU | TYNDP2026 | NT | 2050 | TWh | 460 | Sub_sector | Households | Surplus Energy | Households | Energetic | GAP | Biomass | EU | Energy demand | 0 | FEC
HU | TYNDP2026 | NT | 2050 | TWh | 461 | Sub_sector | Households | Surplus Energy | Households | Energetic | GAP | Solids | EU | Energy demand | 0 | FEC
HU | TYNDP2026 | NT | 2050 | TWh | 462 | Sub_sector | Households | Surplus Energy | Households | Energetic | GAP | Liquids | EU | Energy demand | 0 | FEC
HU | TYNDP2026 | NT | 2050 | TWh | 463 | Sub_sector | Households | Surplus Energy | Households | Energetic | GAP | Others | EU | Energy demand | 0 | FEC
HU | TYNDP2026 | NT | 2050 | TWh | 464 | Sub_sector | Households | Surplus Energy | Households | Energetic | GAP | Ammonia | EU | Energy demand | 0 | FEC
HU | TYNDP2026 | HEV | 2035 | TWh | 102 | Sub_sector | Industry | Aluminium | Industry (aluminium) | Energetic | industry_aluminium_demand_electricity_energetic | Electricity | EU | Energy demand | 0 | FEC
HU | TYNDP2026 | HEV | 2035 | TWh | 103 | Sub_sector | Industry | Aluminium | Industry (aluminium) | Energetic | industry_aluminium_demand_hydrogen_energetic | Hydrogen | EU | Energy demand | 0 | FEC
HU | TYNDP2026 | HEV | 2035 | TWh | 104 | Sub_sector | Industry | Aluminium | Industry (aluminium) | Energetic | industry_aluminium_demand_methane_energetic | Methane | EU | Energy demand | 0 | FEC
HU | TYNDP2026 | HEV | 2035 | TWh | 105 | Sub_sector | Industry | Aluminium | Industry (aluminium) | Energetic | industry_aluminium_demand_heat_energetic | Heat | EU | Energy demand | 0 | FEC
HU | TYNDP2026 | HEV | 2035 | TWh | 106 | Sub_sector | Industry | Aluminium | Industry (aluminium) | Energetic | industry_aluminium_demand_biomass_energetic | Biomass | EU | Energy demand | 0 | FEC
HU | TYNDP2026 | HEV | 2035 | TWh | 107 | Sub_sector | Industry | Aluminium | Industry (aluminium) | Energetic | industry_aluminium_demand_coal_energetic | Solids | EU | Energy demand | 0 | FEC
HU | TYNDP2026 | HEV | 2035 | TWh | 108 | Sub_sector | Industry | Aluminium | Industry (aluminium) | Energetic | industry_aluminium_demand_oil_energetic | Liquids | EU | Energy demand | 0 | FEC
HU | TYNDP2026 | HEV | 2035 | TWh | 109 | Sub_sector | Industry | Aluminium | Industry (aluminium) | Energetic | industry_aluminium_demand_others_energetic | Others | EU | Energy demand | 0 | FEC
HU | TYNDP2026 | HEV | 2035 | TWh | 110 | Sub_sector | Industry | Aluminium | Industry (aluminium) | Energetic | industry_ammonia_demand_others_energetic | Ammonia | EU | Energy demand | 0 | FEC
HU | TYNDP2026 | HEV | 2035 | TWh | 112 | Sub_sector | Industry | Chemicals | Industry (chemicals, energetic) | Energetic | industry_chemical_demand_electricity_energetic | Electricity | EU | Energy demand | 3.412 | FEC
HU | TYNDP2026 | HEV | 2035 | TWh | 113 | Sub_sector | Industry | Chemicals | Industry (chemicals, energetic) | Energetic | industry_chemical_demand_hydrogen_energetic | Hydrogen | EU | Energy demand | 0.16621 | FEC
HU | TYNDP2026 | HEV | 2035 | TWh | 114 | Sub_sector | Industry | Chemicals | Industry (chemicals, energetic) | Energetic | industry_chemical_demand_methane_energetic | Methane | EU | Energy demand | 1.7447 | FEC
HU | TYNDP2026 | HEV | 2035 | TWh | 115 | Sub_sector | Industry | Chemicals | Industry (chemicals, energetic) | Energetic | industry_chemical_demand_heat_energetic | Heat | EU | Energy demand | 3.2402 | FEC
HU | TYNDP2026 | HEV | 2035 | TWh | 116 | Sub_sector | Industry | Chemicals | Industry (chemicals, energetic) | Energetic | industry_chemical_demand_biomass_energetic | Biomass | EU | Energy demand | 0.019708 | FEC
HU | TYNDP2026 | HEV | 2035 | TWh | 117 | Sub_sector | Industry | Chemicals | Industry (chemicals, energetic) | Energetic | industry_chemical_demand_coal_energetic | Solids | EU | Energy demand | 0 | FEC
HU | TYNDP2026 | HEV | 2035 | TWh | 118 | Sub_sector | Industry | Chemicals | Industry (chemicals, energetic) | Energetic | industry_chemical_demand_oil_energetic | Liquids | EU | Energy demand | 2.9936 | FEC
HU | TYNDP2026 | HEV | 2035 | TWh | 119 | Sub_sector | Industry | Chemicals | Industry (chemicals, energetic) | Energetic | industry_chemical_demand_others_energetic | Others | EU | Energy demand | 0 | FEC
HU | TYNDP2026 | HEV | 2035 | TWh | 120 | Sub_sector | Industry | Chemicals | Industry (chemicals, energetic) | Energetic | industry_chemical_demand_ammonia_energetic | Ammonia | EU | Energy demand | 0 | FEC
HU | TYNDP2026 | HEV | 2035 | TWh | 122 | Sub_sector | Industry | Chemicals | Industry (chemicals, non-energetic) | Non-energetic | industry_chemical_demand_electricity_non_energetic | Electricity | EU | Energy demand | 0 | not_included_in_FEC
HU | TYNDP2026 | HEV | 2035 | TWh | 123 | Sub_sector | Industry | Chemicals | Industry (chemicals, non-energetic) | Non-energetic | industry_chemical_demand_hydrogen_non_energetic | Hydrogen | EU | Energy demand | 2.2336 | not_included_in_FEC
HU | TYNDP2026 | HEV | 2035 | TWh | 124 | Sub_sector | Industry | Chemicals | Industry (chemicals, non-energetic) | Non-energetic | industry_chemical_demand_methane_non_energetic | Methane | EU | Energy demand | 0 | not_included_in_FEC
HU | TYNDP2026 | HEV | 2035 | TWh | 125 | Sub_sector | Industry | Chemicals | Industry (chemicals, non-energetic) | Non-energetic | industry_chemical_demand_heat_non_energetic | Heat | EU | Energy demand | 0 | not_included_in_FEC
HU | TYNDP2026 | HEV | 2035 | TWh | 126 | Sub_sector | Industry | Chemicals | Industry (chemicals, non-energetic) | Non-energetic | industry_chemical_demand_biomass_non_energetic | Biomass | EU | Energy demand | 2.4054 | not_included_in_FEC
HU | TYNDP2026 | HEV | 2035 | TWh | 127 | Sub_sector | Industry | Chemicals | Industry (chemicals, non-energetic) | Non-energetic | industry_chemical_demand_coal_non_energetic | Solids | EU | Energy demand | 0.13617 | not_included_in_FEC
HU | TYNDP2026 | HEV | 2035 | TWh | 128 | Sub_sector | Industry | Chemicals | Industry (chemicals, non-energetic) | Non-energetic | industry_chemical_demand_oil_non_energetic | Liquids | EU | Energy demand | 13.7809 | not_included_in_FEC
HU | TYNDP2026 | HEV | 2035 | TWh | 129 | Sub_sector | Industry | Chemicals | Industry (chemicals, non-energetic) | Non-energetic | industry_chemical_demand_others_non_energetic | Others | EU | Energy demand | 0 | not_included_in_FEC
HU | TYNDP2026 | HEV | 2035 | TWh | 130 | Sub_sector | Industry | Chemicals | Industry (chemicals, non-energetic) | Non-energetic | industry_chemical_demand_ammonia_non_energetic | Ammonia | EU | Energy demand | 0 | not_included_in_FEC
HU | TYNDP2026 | HEV | 2035 | TWh | 132 | Sub_sector | Industry | Fertilizers | Industry (fertilizers, energetic) | Energetic | industry_fertilizers_demand_electricity_energetic | Electricity | EU | Energy demand | 0.2822 | FEC
HU | TYNDP2026 | HEV | 2035 | TWh | 133 | Sub_sector | Industry | Fertilizers | Industry (fertilizers, energetic) | Energetic | industry_fertilizers_demand_hydrogen_energetic | Hydrogen | EU | Energy demand | 0 | FEC
HU | TYNDP2026 | HEV | 2035 | TWh | 134 | Sub_sector | Industry | Fertilizers | Industry (fertilizers, energetic) | Energetic | industry_fertilizers_demand_methane_energetic | Methane | EU | Energy demand | 1.4532 | FEC
HU | TYNDP2026 | HEV | 2035 | TWh | 135 | Sub_sector | Industry | Fertilizers | Industry (fertilizers, energetic) | Energetic | industry_fertilizers_demand_heat_energetic | Heat | EU | Energy demand | 0 | FEC
HU | TYNDP2026 | HEV | 2035 | TWh | 136 | Sub_sector | Industry | Fertilizers | Industry (fertilizers, energetic) | Energetic | industry_fertilizers_demand_biomass_energetic | Biomass | EU | Energy demand | 0 | FEC
HU | TYNDP2026 | HEV | 2035 | TWh | 137 | Sub_sector | Industry | Fertilizers | Industry (fertilizers, energetic) | Energetic | industry_fertilizers_demand_coal_energetic | Solids | EU | Energy demand | 0 | FEC
HU | TYNDP2026 | HEV | 2035 | TWh | 138 | Sub_sector | Industry | Fertilizers | Industry (fertilizers, energetic) | Energetic | industry_fertilizers_demand_oil_energetic | Liquids | EU | Energy demand | 0 | FEC
HU | TYNDP2026 | HEV | 2035 | TWh | 139 | Sub_sector | Industry | Fertilizers | Industry (fertilizers, energetic) | Energetic | industry_fertilizers_demand_others_energetic | Others | EU | Energy demand | 0 | FEC
HU | TYNDP2026 | HEV | 2035 | TWh | 140 | Sub_sector | Industry | Fertilizers | Industry (fertilizers, energetic) | Energetic | industry_fertilizers_demand_ammonia_energetic | Ammonia | EU | Energy demand | 0 | FEC
HU | TYNDP2026 | HEV | 2035 | TWh | 142 | Sub_sector | Industry | Fertilizers | Industry (fertilizers, non-energetic) | Non-energetic | industry_fertilizers_demand_electricity_non_energetic | Electricity | EU | Energy demand | 0 | not_included_in_FEC
HU | TYNDP2026 | HEV | 2035 | TWh | 143 | Sub_sector | Industry | Fertilizers | Industry (fertilizers, non-energetic) | Non-energetic | industry_fertilizers_demand_hydrogen_non_energetic | Hydrogen | EU | Energy demand | 3.7226 | not_included_in_FEC
HU | TYNDP2026 | HEV | 2035 | TWh | 144 | Sub_sector | Industry | Fertilizers | Industry (fertilizers, non-energetic) | Non-energetic | industry_fertilizers_demand_methane_non_energetic | Methane | EU | Energy demand | 1.1679 | not_included_in_FEC
HU | TYNDP2026 | HEV | 2035 | TWh | 145 | Sub_sector | Industry | Fertilizers | Industry (fertilizers, non-energetic) | Non-energetic | industry_fertilizers_demand_heat_non_energetic | Heat | EU | Energy demand | 0 | not_included_in_FEC
HU | TYNDP2026 | HEV | 2035 | TWh | 146 | Sub_sector | Industry | Fertilizers | Industry (fertilizers, non-energetic) | Non-energetic | industry_fertilizers_demand_biomass_non_energetic | Biomass | EU | Energy demand | 0 | not_included_in_FEC
HU | TYNDP2026 | HEV | 2035 | TWh | 147 | Sub_sector | Industry | Fertilizers | Industry (fertilizers, non-energetic) | Non-energetic | industry_fertilizers_demand_coal_non_energetic | Solids | EU | Energy demand | 0 | not_included_in_FEC
HU | TYNDP2026 | HEV | 2035 | TWh | 148 | Sub_sector | Industry | Fertilizers | Industry (fertilizers, non-energetic) | Non-energetic | industry_fertilizers_demand_oil_non_energetic | Liquids | EU | Energy demand | 0 | not_included_in_FEC
HU | TYNDP2026 | HEV | 2035 | TWh | 149 | Sub_sector | Industry | Fertilizers | Industry (fertilizers, non-energetic) | Non-energetic | industry_fertilizers_demand_others_non_energetic | Others | EU | Energy demand | 0 | not_included_in_FEC
HU | TYNDP2026 | HEV | 2035 | TWh | 150 | Sub_sector | Industry | Fertilizers | Industry (fertilizers, non-energetic) | Non-energetic | industry_fertilizers_demand_ammonia_non_energetic | Ammonia | EU | Energy demand | 1.3176 | not_included_in_FEC
HU | TYNDP2026 | HEV | 2035 | TWh | 152 | Sub_sector | Industry | Food | Industry (food) | Energetic | industry_food_demand_electricity_energetic | Electricity | EU | Energy demand | 2.9348 | FEC
HU | TYNDP2026 | HEV | 2035 | TWh | 153 | Sub_sector | Industry | Food | Industry (food) | Energetic | industry_food_demand_hydrogen_energetic | Hydrogen | EU | Energy demand | 0.15817 | FEC
HU | TYNDP2026 | HEV | 2035 | TWh | 154 | Sub_sector | Industry | Food | Industry (food) | Energetic | industry_food_demand_methane_energetic | Methane | EU | Energy demand | 3.8446 | FEC
HU | TYNDP2026 | HEV | 2035 | TWh | 155 | Sub_sector | Industry | Food | Industry (food) | Energetic | industry_food_demand_heat_energetic | Heat | EU | Energy demand | 0.21351 | FEC
HU | TYNDP2026 | HEV | 2035 | TWh | 156 | Sub_sector | Industry | Food | Industry (food) | Energetic | industry_food_demand_biomass_energetic | Biomass | EU | Energy demand | 0.95615 | FEC
HU | TYNDP2026 | HEV | 2035 | TWh | 157 | Sub_sector | Industry | Food | Industry (food) | Energetic | industry_food_demand_coal_energetic | Solids | EU | Energy demand | 0 | FEC
HU | TYNDP2026 | HEV | 2035 | TWh | 158 | Sub_sector | Industry | Food | Industry (food) | Energetic | industry_food_demand_oil_energetic | Liquids | EU | Energy demand | 0.17427 | FEC
HU | TYNDP2026 | HEV | 2035 | TWh | 159 | Sub_sector | Industry | Food | Industry (food) | Energetic | industry_food_demand_others_energetic | Others | EU | Energy demand | 0 | FEC
HU | TYNDP2026 | HEV | 2035 | TWh | 160 | Sub_sector | Industry | Food | Industry (food) | Energetic | industry_food_demand_ammonia_energetic | Ammonia | EU | Energy demand | 0 | FEC
HU | TYNDP2026 | HEV | 2035 | TWh | 162 | Sub_sector | Industry | Metals | Industry (metal) | Energetic | industry_metal_demand_electricity_energetic | Electricity | EU | Energy demand | 0.421 | FEC
HU | TYNDP2026 | HEV | 2035 | TWh | 163 | Sub_sector | Industry | Metals | Industry (metal) | Energetic | industry_metal_demand_hydrogen_energetic | Hydrogen | EU | Energy demand | 0 | FEC
HU | TYNDP2026 | HEV | 2035 | TWh | 164 | Sub_sector | Industry | Metals | Industry (metal) | Energetic | industry_metal_demand_methane_energetic | Methane | EU | Energy demand | 0.89775 | FEC
HU | TYNDP2026 | HEV | 2035 | TWh | 165 | Sub_sector | Industry | Metals | Industry (metal) | Energetic | industry_metal_demand_heat_energetic | Heat | EU | Energy demand | 0.025278 | FEC
HU | TYNDP2026 | HEV | 2035 | TWh | 166 | Sub_sector | Industry | Metals | Industry (metal) | Energetic | industry_metal_demand_biomass_energetic | Biomass | EU | Energy demand | 0 | FEC
HU | TYNDP2026 | HEV | 2035 | TWh | 167 | Sub_sector | Industry | Metals | Industry (metal) | Energetic | industry_metal_demand_coal_energetic | Solids | EU | Energy demand | 0 | FEC
HU | TYNDP2026 | HEV | 2035 | TWh | 168 | Sub_sector | Industry | Metals | Industry (metal) | Energetic | industry_metal_demand_oil_energetic | Liquids | EU | Energy demand | 0.011917 | FEC
HU | TYNDP2026 | HEV | 2035 | TWh | 169 | Sub_sector | Industry | Metals | Industry (metal) | Energetic | industry_metal_demand_others_energetic | Others | EU | Energy demand | 0 | FEC
HU | TYNDP2026 | HEV | 2035 | TWh | 170 | Sub_sector | Industry | Metals | Industry (metal) | Energetic | industry_metal_demand_ammonia_energetic | Ammonia | EU | Energy demand | 0 | FEC
HU | TYNDP2026 | HEV | 2035 | TWh | 172 | Sub_sector | Industry | Others | Industry (other, energetic) | Energetic | industry_other_demand_electricity_energetic | Electricity | EU | Energy demand | 17.4213 | FEC
HU | TYNDP2026 | HEV | 2035 | TWh | 173 | Sub_sector | Industry | Others | Industry (other, energetic) | Energetic | industry_other_demand_hydrogen_energetic | Hydrogen | EU | Energy demand | 0.87751 | FEC
HU | TYNDP2026 | HEV | 2035 | TWh | 174 | Sub_sector | Industry | Others | Industry (other, energetic) | Energetic | industry_other_demand_methane_energetic | Methane | EU | Energy demand | 7.3198 | FEC
HU | TYNDP2026 | HEV | 2035 | TWh | 175 | Sub_sector | Industry | Others | Industry (other, energetic) | Energetic | industry_other_demand_heat_energetic | Heat | EU | Energy demand | 0.4301 | FEC
HU | TYNDP2026 | HEV | 2035 | TWh | 176 | Sub_sector | Industry | Others | Industry (other, energetic) | Energetic | industry_other_demand_biomass_energetic | Biomass | EU | Energy demand | 1.61 | FEC
HU | TYNDP2026 | HEV | 2035 | TWh | 177 | Sub_sector | Industry | Others | Industry (other, energetic) | Energetic | industry_other_demand_coal_energetic | Solids | EU | Energy demand | 0 | FEC
HU | TYNDP2026 | HEV | 2035 | TWh | 178 | Sub_sector | Industry | Others | Industry (other, energetic) | Energetic | industry_other_demand_oil_energetic | Liquids | EU | Energy demand | 1.4713 | FEC
HU | TYNDP2026 | HEV | 2035 | TWh | 179 | Sub_sector | Industry | Others | Industry (other, energetic) | Energetic | industry_other_demand_others_energetic | Others | EU | Energy demand | 0 | FEC
HU | TYNDP2026 | HEV | 2035 | TWh | 180 | Sub_sector | Industry | Others | Industry (other, energetic) | Energetic | industry_other_demand_ammonia_energetic | Ammonia | EU | Energy demand | 0 | FEC
HU | TYNDP2026 | HEV | 2035 | TWh | 182 | Sub_sector | Industry | Others | Industry (other, non-energetic) | Non-energetic | industry_other_demand_electricity_non_energetic | Electricity | EU | Energy demand | 0 | not_included_in_FEC
HU | TYNDP2026 | HEV | 2035 | TWh | 183 | Sub_sector | Industry | Others | Industry (other, non-energetic) | Non-energetic | industry_other_demand_hydrogen_non_energetic | Hydrogen | EU | Energy demand | 0.47158 | not_included_in_FEC
HU | TYNDP2026 | HEV | 2035 | TWh | 184 | Sub_sector | Industry | Others | Industry (other, non-energetic) | Non-energetic | industry_other_demand_methane_non_energetic | Methane | EU | Energy demand | 0.35369 | not_included_in_FEC
HU | TYNDP2026 | HEV | 2035 | TWh | 185 | Sub_sector | Industry | Others | Industry (other, non-energetic) | Non-energetic | industry_other_demand_heat_non_energetic | Heat | EU | Energy demand | 0 | not_included_in_FEC
HU | TYNDP2026 | HEV | 2035 | TWh | 186 | Sub_sector | Industry | Others | Industry (other, non-energetic) | Non-energetic | industry_other_demand_biomass_non_energetic | Biomass | EU | Energy demand | 0.47158 | not_included_in_FEC
HU | TYNDP2026 | HEV | 2035 | TWh | 187 | Sub_sector | Industry | Others | Industry (other, non-energetic) | Non-energetic | industry_other_demand_coal_non_energetic | Solids | EU | Energy demand | 0 | not_included_in_FEC
HU | TYNDP2026 | HEV | 2035 | TWh | 188 | Sub_sector | Industry | Others | Industry (other, non-energetic) | Non-energetic | industry_other_demand_oil_non_energetic | Liquids | EU | Energy demand | 1.0611 | not_included_in_FEC
HU | TYNDP2026 | HEV | 2035 | TWh | 189 | Sub_sector | Industry | Others | Industry (other, non-energetic) | Non-energetic | industry_other_demand_others_non_energetic | Others | EU | Energy demand | 0 | not_included_in_FEC
HU | TYNDP2026 | HEV | 2035 | TWh | 190 | Sub_sector | Industry | Others | Industry (other, non-energetic) | Non-energetic | industry_other_demand_ammonia_non_energetic | Ammonia | EU | Energy demand | 0 | not_included_in_FEC
HU | TYNDP2026 | HEV | 2035 | TWh | 192 | Sub_sector | Industry | Paper | Industry (paper) | Energetic | industry_paper_demand_electricity_energetic | Electricity | EU | Energy demand | 0.97825 | FEC
HU | TYNDP2026 | HEV | 2035 | TWh | 193 | Sub_sector | Industry | Paper | Industry (paper) | Energetic | industry_paper_demand_hydrogen_energetic | Hydrogen | EU | Energy demand | 0.05215 | FEC
HU | TYNDP2026 | HEV | 2035 | TWh | 194 | Sub_sector | Industry | Paper | Industry (paper) | Energetic | industry_paper_demand_methane_energetic | Methane | EU | Energy demand | 1.0862 | FEC
HU | TYNDP2026 | HEV | 2035 | TWh | 195 | Sub_sector | Industry | Paper | Industry (paper) | Energetic | industry_paper_demand_heat_energetic | Heat | EU | Energy demand | 0.20694 | FEC
HU | TYNDP2026 | HEV | 2035 | TWh | 196 | Sub_sector | Industry | Paper | Industry (paper) | Energetic | industry_paper_demand_biomass_energetic | Biomass | EU | Energy demand | 0.38073 | FEC
HU | TYNDP2026 | HEV | 2035 | TWh | 197 | Sub_sector | Industry | Paper | Industry (paper) | Energetic | industry_paper_demand_coal_energetic | Solids | EU | Energy demand | 0 | FEC
HU | TYNDP2026 | HEV | 2035 | TWh | 198 | Sub_sector | Industry | Paper | Industry (paper) | Energetic | industry_paper_demand_oil_energetic | Liquids | EU | Energy demand | 0.026588 | FEC
HU | TYNDP2026 | HEV | 2035 | TWh | 199 | Sub_sector | Industry | Paper | Industry (paper) | Energetic | industry_paper_demand_others_energetic | Others | EU | Energy demand | 0 | FEC
HU | TYNDP2026 | HEV | 2035 | TWh | 200 | Sub_sector | Industry | Paper | Industry (paper) | Energetic | industry_paper_demand_ammonia_energetic | Ammonia | EU | Energy demand | 0 | FEC
HU | TYNDP2026 | HEV | 2035 | TWh | 202 | Sub_sector | Industry | Refineries | Industry (refineries, energetic) | Energetic | industry_refinery_demand_electricity_energetic | Electricity | EU | Energy demand | 0.54746 | not_included_in_FEC
HU | TYNDP2026 | HEV | 2035 | TWh | 203 | Sub_sector | Industry | Refineries | Industry (refineries, energetic) | Energetic | industry_refinery_demand_hydrogen_energetic | Hydrogen | EU | Energy demand | 3.5595 | not_included_in_FEC
HU | TYNDP2026 | HEV | 2035 | TWh | 204 | Sub_sector | Industry | Refineries | Industry (refineries, energetic) | Energetic | industry_refinery_demand_methane_energetic | Methane | EU | Energy demand | 0.28255 | not_included_in_FEC
HU | TYNDP2026 | HEV | 2035 | TWh | 205 | Sub_sector | Industry | Refineries | Industry (refineries, energetic) | Energetic | industry_refinery_demand_heat_energetic | Heat | EU | Energy demand | 0 | not_included_in_FEC
HU | TYNDP2026 | HEV | 2035 | TWh | 206 | Sub_sector | Industry | Refineries | Industry (refineries, energetic) | Energetic | industry_refinery_demand_biomass_energetic | Biomass | EU | Energy demand | 1.161 | not_included_in_FEC
HU | TYNDP2026 | HEV | 2035 | TWh | 207 | Sub_sector | Industry | Refineries | Industry (refineries, energetic) | Energetic | industry_refinery_demand_coal_energetic | Solids | EU | Energy demand | 0 | not_included_in_FEC
HU | TYNDP2026 | HEV | 2035 | TWh | 208 | Sub_sector | Industry | Refineries | Industry (refineries, energetic) | Energetic | industry_refinery_demand_oil_energetic | Liquids | EU | Energy demand | 0.30624 | not_included_in_FEC
HU | TYNDP2026 | HEV | 2035 | TWh | 209 | Sub_sector | Industry | Refineries | Industry (refineries, energetic) | Energetic | industry_refinery_demand_others_energetic | Others | EU | Energy demand | 0 | not_included_in_FEC
HU | TYNDP2026 | HEV | 2035 | TWh | 210 | Sub_sector | Industry | Refineries | Industry (refineries, energetic) | Energetic | industry_refinery_demand_ammonia_energetic | Ammonia | EU | Energy demand | 0 | not_included_in_FEC
HU | TYNDP2026 | HEV | 2035 | TWh | 212 | Sub_sector | Industry | Refineries | Industry (refineries, non-energetic) | Non-energetic | industry_refinery_demand_electricity_non_energetic | Electricity | EU | Energy demand | 0 | not_included_in_FEC
HU | TYNDP2026 | HEV | 2035 | TWh | 213 | Sub_sector | Industry | Refineries | Industry (refineries, non-energetic) | Non-energetic | industry_refinery_demand_hydrogen_non_energetic | Hydrogen | EU | Energy demand | 0 | not_included_in_FEC
HU | TYNDP2026 | HEV | 2035 | TWh | 214 | Sub_sector | Industry | Refineries | Industry (refineries, non-energetic) | Non-energetic | industry_refinery_demand_methane_non_energetic | Methane | EU | Energy demand | 0 | not_included_in_FEC
HU | TYNDP2026 | HEV | 2035 | TWh | 215 | Sub_sector | Industry | Refineries | Industry (refineries, non-energetic) | Non-energetic | industry_refinery_demand_heat_non_energetic | Heat | EU | Energy demand | 0 | not_included_in_FEC
HU | TYNDP2026 | HEV | 2035 | TWh | 216 | Sub_sector | Industry | Refineries | Industry (refineries, non-energetic) | Non-energetic | industry_refinery_demand_biomass_non_energetic | Biomass | EU | Energy demand | 0 | not_included_in_FEC
HU | TYNDP2026 | HEV | 2035 | TWh | 217 | Sub_sector | Industry | Refineries | Industry (refineries, non-energetic) | Non-energetic | industry_refinery_demand_coal_non_energetic | Solids | EU | Energy demand | 0 | not_included_in_FEC
HU | TYNDP2026 | HEV | 2035 | TWh | 218 | Sub_sector | Industry | Refineries | Industry (refineries, non-energetic) | Non-energetic | industry_refinery_demand_oil_non_energetic | Liquids | EU | Energy demand | 0 | not_included_in_FEC
HU | TYNDP2026 | HEV | 2035 | TWh | 219 | Sub_sector | Industry | Refineries | Industry (refineries, non-energetic) | Non-energetic | industry_refinery_demand_others_non_energetic | Others | EU | Energy demand | 0 | not_included_in_FEC
HU | TYNDP2026 | HEV | 2035 | TWh | 220 | Sub_sector | Industry | Refineries | Industry (refineries, non-energetic) | Non-energetic | industry_refinery_demand_ammonia_non_energetic | Ammonia | EU | Energy demand | 0 | not_included_in_FEC
HU | TYNDP2026 | HEV | 2035 | TWh | 222 | Sub_sector | Industry | Steel | Industry (steel) | Energetic | industry_steel_demand_electricity_energetic | Electricity | EU | Energy demand | 1.1512 | FEC
HU | TYNDP2026 | HEV | 2035 | TWh | 223 | Sub_sector | Industry | Steel | Industry (steel) | Energetic | industry_steel_demand_hydrogen_energetic | Hydrogen | EU | Energy demand | 1.6908 | FEC
HU | TYNDP2026 | HEV | 2035 | TWh | 224 | Sub_sector | Industry | Steel | Industry (steel) | Energetic | industry_steel_demand_methane_energetic | Methane | EU | Energy demand | 0.96483 | FEC
HU | TYNDP2026 | HEV | 2035 | TWh | 225 | Sub_sector | Industry | Steel | Industry (steel) | Energetic | industry_steel_demand_heat_energetic | Heat | EU | Energy demand | 0.15955 | FEC
HU | TYNDP2026 | HEV | 2035 | TWh | 226 | Sub_sector | Industry | Steel | Industry (steel) | Energetic | industry_steel_demand_biomass_energetic | Biomass | EU | Energy demand | 0.00071068 | FEC
HU | TYNDP2026 | HEV | 2035 | TWh | 227 | Sub_sector | Industry | Steel | Industry (steel) | Energetic | industry_steel_demand_coal_energetic | Solids | EU | Energy demand | 1.1769 | FEC
HU | TYNDP2026 | HEV | 2035 | TWh | 228 | Sub_sector | Industry | Steel | Industry (steel) | Energetic | industry_steel_demand_oil_energetic | Liquids | EU | Energy demand | 0.0050814 | FEC
HU | TYNDP2026 | HEV | 2035 | TWh | 229 | Sub_sector | Industry | Steel | Industry (steel) | Energetic | industry_steel_demand_others_energetic | Others | EU | Energy demand | 0 | FEC
HU | TYNDP2026 | HEV | 2035 | TWh | 230 | Sub_sector | Industry | Steel | Industry (steel) | Energetic | industry_steel_demand_ammonia_energetic | Ammonia | EU | Energy demand | 0 | FEC
HU | TYNDP2026 | HEV | 2035 | TWh | 232 | Sub_sector | Transport | Cars | Transport (cars) | Energetic | transport_cars_final_demand_electricity | Electricity | EU | Energy demand | 2.1548 | FEC
HU | TYNDP2026 | HEV | 2035 | TWh | 233 | Sub_sector | Transport | Cars | Transport (cars) | Energetic | transport_cars_final_demand_hydrogen | Hydrogen | EU | Energy demand | 0.88367 | FEC
HU | TYNDP2026 | HEV | 2035 | TWh | 234 | Sub_sector | Transport | Cars | Transport (cars) | Energetic | transport_cars_final_demand_methane | Methane | EU | Energy demand | 0.014061 | FEC
HU | TYNDP2026 | HEV | 2035 | TWh | 235 | Sub_sector | Transport | Cars | Transport (cars) | Energetic | transport_cars_final_demand_heat | Heat | EU | Energy demand | 0 | FEC
HU | TYNDP2026 | HEV | 2035 | TWh | 236 | Sub_sector | Transport | Cars | Transport (cars) | Energetic | transport_cars_final_demand_biomass | Biomass | EU | Energy demand | 0 | FEC
HU | TYNDP2026 | HEV | 2035 | TWh | 237 | Sub_sector | Transport | Cars | Transport (cars) | Energetic | transport_cars_final_demand_coal | Solids | EU | Energy demand | 0 | FEC
HU | TYNDP2026 | HEV | 2035 | TWh | 238 | Sub_sector | Transport | Cars | Transport (cars) | Energetic | transport_cars_final_demand_oil | Liquids | EU | Energy demand | 21.027 | FEC
HU | TYNDP2026 | HEV | 2035 | TWh | 239 | Sub_sector | Transport | Cars | Transport (cars) | Energetic | transport_cars_final_demand_other | Others | EU | Energy demand | 0 | FEC
HU | TYNDP2026 | HEV | 2035 | TWh | 240 | Sub_sector | Transport | Cars | Transport (cars) | Energetic | transport_cars_final_demand_ammonia | Ammonia | EU | Energy demand | 0 | FEC
HU | TYNDP2026 | HEV | 2035 | TWh | 242 | Sub_sector | Transport | Busses | Transport (busses) | Energetic | transport_busses_final_demand_electricity | Electricity | EU | Energy demand | 0.26583 | FEC
HU | TYNDP2026 | HEV | 2035 | TWh | 243 | Sub_sector | Transport | Busses | Transport (busses) | Energetic | transport_busses_final_demand_hydrogen | Hydrogen | EU | Energy demand | 0.39875 | FEC
HU | TYNDP2026 | HEV | 2035 | TWh | 244 | Sub_sector | Transport | Busses | Transport (busses) | Energetic | transport_busses_final_demand_methane | Methane | EU | Energy demand | 0.16157 | FEC
HU | TYNDP2026 | HEV | 2035 | TWh | 245 | Sub_sector | Transport | Busses | Transport (busses) | Energetic | transport_busses_final_demand_heat | Heat | EU | Energy demand | 0 | FEC
HU | TYNDP2026 | HEV | 2035 | TWh | 246 | Sub_sector | Transport | Busses | Transport (busses) | Energetic | transport_busses_final_demand_biomass | Biomass | EU | Energy demand | 0 | FEC
HU | TYNDP2026 | HEV | 2035 | TWh | 247 | Sub_sector | Transport | Busses | Transport (busses) | Energetic | transport_busses_final_demand_coal | Solids | EU | Energy demand | 0 | FEC
HU | TYNDP2026 | HEV | 2035 | TWh | 248 | Sub_sector | Transport | Busses | Transport (busses) | Energetic | transport_busses_final_demand_oil | Liquids | EU | Energy demand | 2.306 | FEC
HU | TYNDP2026 | HEV | 2035 | TWh | 249 | Sub_sector | Transport | Busses | Transport (busses) | Energetic | transport_busses_final_demand_other | Others | EU | Energy demand | 0 | FEC
HU | TYNDP2026 | HEV | 2035 | TWh | 250 | Sub_sector | Transport | Busses | Transport (busses) | Energetic | transport_busses_final_demand_ammonia | Ammonia | EU | Energy demand | 0 | FEC
HU | TYNDP2026 | HEV | 2035 | TWh | 252 | Sub_sector | Transport | Trucks | Transport (trucks) | Energetic | transport_trucks_final_demand_electricity | Electricity | EU | Energy demand | 0.10899 | FEC
HU | TYNDP2026 | HEV | 2035 | TWh | 253 | Sub_sector | Transport | Trucks | Transport (trucks) | Energetic | transport_trucks_final_demand_hydrogen | Hydrogen | EU | Energy demand | 0.67908 | FEC
HU | TYNDP2026 | HEV | 2035 | TWh | 254 | Sub_sector | Transport | Trucks | Transport (trucks) | Energetic | transport_trucks_final_demand_methane | Methane | EU | Energy demand | 0.090132 | FEC
HU | TYNDP2026 | HEV | 2035 | TWh | 255 | Sub_sector | Transport | Trucks | Transport (trucks) | Energetic | transport_trucks_final_demand_heat | Heat | EU | Energy demand | 0 | FEC
HU | TYNDP2026 | HEV | 2035 | TWh | 256 | Sub_sector | Transport | Trucks | Transport (trucks) | Energetic | transport_trucks_final_demand_biomass | Biomass | EU | Energy demand | 0 | FEC
HU | TYNDP2026 | HEV | 2035 | TWh | 257 | Sub_sector | Transport | Trucks | Transport (trucks) | Energetic | transport_trucks_final_demand_coal | Solids | EU | Energy demand | 0 | FEC
HU | TYNDP2026 | HEV | 2035 | TWh | 258 | Sub_sector | Transport | Trucks | Transport (trucks) | Energetic | transport_trucks_final_demand_oil | Liquids | EU | Energy demand | 8.4353 | FEC
HU | TYNDP2026 | HEV | 2035 | TWh | 259 | Sub_sector | Transport | Trucks | Transport (trucks) | Energetic | transport_trucks_final_demand_other | Others | EU | Energy demand | 0 | FEC
HU | TYNDP2026 | HEV | 2035 | TWh | 260 | Sub_sector | Transport | Trucks | Transport (trucks) | Energetic | transport_trucks_final_demand_ammonia | Ammonia | EU | Energy demand | 0 | FEC
HU | TYNDP2026 | HEV | 2035 | TWh | 262 | Sub_sector | Transport | Vans | Transport (vans) | Energetic | transport_vans_final_demand_electricity | Electricity | EU | Energy demand | 0.46089 | FEC
HU | TYNDP2026 | HEV | 2035 | TWh | 263 | Sub_sector | Transport | Vans | Transport (vans) | Energetic | transport_vans_final_demand_hydrogen | Hydrogen | EU | Energy demand | 0.046416 | FEC
HU | TYNDP2026 | HEV | 2035 | TWh | 264 | Sub_sector | Transport | Vans | Transport (vans) | Energetic | transport_vans_final_demand_methane | Methane | EU | Energy demand | 0.0068348 | FEC
HU | TYNDP2026 | HEV | 2035 | TWh | 265 | Sub_sector | Transport | Vans | Transport (vans) | Energetic | transport_vans_final_demand_heat | Heat | EU | Energy demand | 0 | FEC
HU | TYNDP2026 | HEV | 2035 | TWh | 266 | Sub_sector | Transport | Vans | Transport (vans) | Energetic | transport_vans_final_demand_biomass | Biomass | EU | Energy demand | 0 | FEC
HU | TYNDP2026 | HEV | 2035 | TWh | 267 | Sub_sector | Transport | Vans | Transport (vans) | Energetic | transport_vans_final_demand_coal | Solids | EU | Energy demand | 0 | FEC
HU | TYNDP2026 | HEV | 2035 | TWh | 268 | Sub_sector | Transport | Vans | Transport (vans) | Energetic | transport_vans_final_demand_oil | Liquids | EU | Energy demand | 2.2242 | FEC
HU | TYNDP2026 | HEV | 2035 | TWh | 269 | Sub_sector | Transport | Vans | Transport (vans) | Energetic | transport_vans_final_demand_other | Others | EU | Energy demand | 0 | FEC
HU | TYNDP2026 | HEV | 2035 | TWh | 270 | Sub_sector | Transport | Vans | Transport (vans) | Energetic | transport_vans_final_demand_ammonia | Ammonia | EU | Energy demand | 0 | FEC
HU | TYNDP2026 | HEV | 2035 | TWh | 272 | Sub_sector | Transport | Freight trains | Transport (trains) | Energetic | transport_trains_final_demand_electricity | Electricity | EU | Energy demand | 3.17 | FEC
HU | TYNDP2026 | HEV | 2035 | TWh | 273 | Sub_sector | Transport | Freight trains | Transport (trains) | Energetic | transport_trains_final_demand_hydrogen | Hydrogen | EU | Energy demand | 0.24417 | FEC
HU | TYNDP2026 | HEV | 2035 | TWh | 274 | Sub_sector | Transport | Freight trains | Transport (trains) | Energetic | transport_trains_final_demand_methane | Methane | EU | Energy demand | 0 | FEC
HU | TYNDP2026 | HEV | 2035 | TWh | 275 | Sub_sector | Transport | Freight trains | Transport (trains) | Energetic | transport_trains_final_demand_heat | Heat | EU | Energy demand | 0 | FEC
HU | TYNDP2026 | HEV | 2035 | TWh | 276 | Sub_sector | Transport | Freight trains | Transport (trains) | Energetic | transport_trains_final_demand_biomass | Biomass | EU | Energy demand | 0 | FEC
HU | TYNDP2026 | HEV | 2035 | TWh | 277 | Sub_sector | Transport | Freight trains | Transport (trains) | Energetic | transport_trains_final_demand_coal | Solids | EU | Energy demand | 0 | FEC
HU | TYNDP2026 | HEV | 2035 | TWh | 278 | Sub_sector | Transport | Freight trains | Transport (trains) | Energetic | transport_trains_final_demand_oil | Liquids | EU | Energy demand | 0.16493 | FEC
HU | TYNDP2026 | HEV | 2035 | TWh | 279 | Sub_sector | Transport | Freight trains | Transport (trains) | Energetic | transport_trains_final_demand_other | Others | EU | Energy demand | 0 | FEC
HU | TYNDP2026 | HEV | 2035 | TWh | 280 | Sub_sector | Transport | Freight trains | Transport (trains) | Energetic | transport_trains_final_demand_ammonia | Ammonia | EU | Energy demand | 0 | FEC
HU | TYNDP2026 | HEV | 2035 | TWh | 282 | Sub_sector | Transport | Ships | Transport (ships) | Energetic | transport_ships_final_demand_electricity | Electricity | EU | Energy demand | 0.013797 | FEC
HU | TYNDP2026 | HEV | 2035 | TWh | 283 | Sub_sector | Transport | Ships | Transport (ships) | Energetic | transport_ships_final_demand_hydrogen | Hydrogen | EU | Energy demand | 0 | FEC
HU | TYNDP2026 | HEV | 2035 | TWh | 284 | Sub_sector | Transport | Ships | Transport (ships) | Energetic | transport_ships_final_demand_methane | Methane | EU | Energy demand | 0.00065063 | FEC
HU | TYNDP2026 | HEV | 2035 | TWh | 285 | Sub_sector | Transport | Ships | Transport (ships) | Energetic | transport_ships_final_demand_heat | Heat | EU | Energy demand | 0 | FEC
HU | TYNDP2026 | HEV | 2035 | TWh | 286 | Sub_sector | Transport | Ships | Transport (ships) | Energetic | transport_ships_final_demand_biomass | Biomass | EU | Energy demand | 0 | FEC
HU | TYNDP2026 | HEV | 2035 | TWh | 287 | Sub_sector | Transport | Ships | Transport (ships) | Energetic | transport_ships_final_demand_coal | Solids | EU | Energy demand | 0 | FEC
HU | TYNDP2026 | HEV | 2035 | TWh | 288 | Sub_sector | Transport | Ships | Transport (ships) | Energetic | transport_ships_final_demand_oil | Liquids | EU | Energy demand | 0.06899 | FEC
HU | TYNDP2026 | HEV | 2035 | TWh | 289 | Sub_sector | Transport | Ships | Transport (ships) | Energetic | transport_ships_final_demand_other | Others | EU | Energy demand | 0 | FEC
HU | TYNDP2026 | HEV | 2035 | TWh | 290 | Sub_sector | Transport | Ships | Transport (ships) | Energetic | transport_ships_final_demand_ammonia | Ammonia | EU | Energy demand | 0 | FEC
HU | TYNDP2026 | HEV | 2035 | TWh | 292 | Sub_sector | Transport | Planes | Transport (planes) | Energetic | transport_planes_final_demand_electricity | Electricity | EU | Energy demand | 0 | FEC
HU | TYNDP2026 | HEV | 2035 | TWh | 293 | Sub_sector | Transport | Planes | Transport (planes) | Energetic | transport_planes_final_demand_hydrogen | Hydrogen | EU | Energy demand | 0 | FEC
HU | TYNDP2026 | HEV | 2035 | TWh | 294 | Sub_sector | Transport | Planes | Transport (planes) | Energetic | transport_planes_final_demand_methane | Methane | EU | Energy demand | 0 | FEC
HU | TYNDP2026 | HEV | 2035 | TWh | 295 | Sub_sector | Transport | Planes | Transport (planes) | Energetic | transport_planes_final_demand_heat | Heat | EU | Energy demand | 0 | FEC
HU | TYNDP2026 | HEV | 2035 | TWh | 296 | Sub_sector | Transport | Planes | Transport (planes) | Energetic | transport_planes_final_demand_biomass | Biomass | EU | Energy demand | 0 | FEC
HU | TYNDP2026 | HEV | 2035 | TWh | 297 | Sub_sector | Transport | Planes | Transport (planes) | Energetic | transport_planes_final_demand_coal | Solids | EU | Energy demand | 0 | FEC
HU | TYNDP2026 | HEV | 2035 | TWh | 298 | Sub_sector | Transport | Planes | Transport (planes) | Energetic | transport_planes_final_demand_oil | Liquids | EU | Energy demand | 0.022661 | FEC
HU | TYNDP2026 | HEV | 2035 | TWh | 299 | Sub_sector | Transport | Planes | Transport (planes) | Energetic | transport_planes_final_demand_other | Others | EU | Energy demand | 0 | FEC
HU | TYNDP2026 | HEV | 2035 | TWh | 300 | Sub_sector | Transport | Planes | Transport (planes) | Energetic | transport_planes_final_demand_ammonia | Ammonia | EU | Energy demand | 0 | FEC
HU | TYNDP2026 | HEV | 2035 | TWh | 302 | Sub_sector | Transport | Others | Transport (others) | Energetic | transport_other_final_demand_electricity | Electricity | EU | Energy demand | 0.0051293 | FEC
HU | TYNDP2026 | HEV | 2035 | TWh | 303 | Sub_sector | Transport | Others | Transport (others) | Energetic | transport_other_final_demand_hydrogen | Hydrogen | EU | Energy demand | 0 | FEC
HU | TYNDP2026 | HEV | 2035 | TWh | 304 | Sub_sector | Transport | Others | Transport (others) | Energetic | transport_other_final_demand_methane | Methane | EU | Energy demand | 0 | FEC
HU | TYNDP2026 | HEV | 2035 | TWh | 305 | Sub_sector | Transport | Others | Transport (others) | Energetic | transport_other_final_demand_heat | Heat | EU | Energy demand | 0 | FEC
HU | TYNDP2026 | HEV | 2035 | TWh | 306 | Sub_sector | Transport | Others | Transport (others) | Energetic | transport_other_final_demand_biomass | Biomass | EU | Energy demand | 0 | FEC
HU | TYNDP2026 | HEV | 2035 | TWh | 307 | Sub_sector | Transport | Others | Transport (others) | Energetic | transport_other_final_demand_coal | Solids | EU | Energy demand | 0 | FEC
HU | TYNDP2026 | HEV | 2035 | TWh | 308 | Sub_sector | Transport | Others | Transport (others) | Energetic | transport_other_final_demand_oil | Liquids | EU | Energy demand | 0.29467 | FEC
HU | TYNDP2026 | HEV | 2035 | TWh | 309 | Sub_sector | Transport | Others | Transport (others) | Energetic | transport_other_final_demand_other | Others | EU | Energy demand | 0 | FEC
HU | TYNDP2026 | HEV | 2035 | TWh | 310 | Sub_sector | Transport | Others | Transport (others) | Energetic | transport_other_final_demand_ammonia | Ammonia | EU | Energy demand | 0 | FEC
HU | TYNDP2026 | HEV | 2035 | TWh | 312 | Sub_sector | International transport | International aviation | Transport (int. aviation) | Energetic | transport_int_aviation_final_demand_electricity | Electricity | EU | Energy demand | 0 | FEC
HU | TYNDP2026 | HEV | 2035 | TWh | 313 | Sub_sector | International transport | International aviation | Transport (int. aviation) | Energetic | transport_int_aviation_final_demand_hydrogen | Hydrogen | EU | Energy demand | 0 | FEC
HU | TYNDP2026 | HEV | 2035 | TWh | 314 | Sub_sector | International transport | International aviation | Transport (int. aviation) | Energetic | transport_int_aviation_final_demand_methane | Methane | EU | Energy demand | 0 | FEC
HU | TYNDP2026 | HEV | 2035 | TWh | 315 | Sub_sector | International transport | International aviation | Transport (int. aviation) | Energetic | transport_int_aviation_final_demand_heat | Heat | EU | Energy demand | 0 | FEC
HU | TYNDP2026 | HEV | 2035 | TWh | 316 | Sub_sector | International transport | International aviation | Transport (int. aviation) | Energetic | transport_int_aviation_final_demand_biofuels | Biomass | EU | Energy demand | 0 | FEC
HU | TYNDP2026 | HEV | 2035 | TWh | 317 | Sub_sector | International transport | International aviation | Transport (int. aviation) | Energetic | transport_int_aviation_final_demand_coal | Solids | EU | Energy demand | 0 | FEC
HU | TYNDP2026 | HEV | 2035 | TWh | 318 | Sub_sector | International transport | International aviation | Transport (int. aviation) | Energetic | transport_int_aviation_final_demand_oil | Liquids | EU | Energy demand | 2.9432 | FEC
HU | TYNDP2026 | HEV | 2035 | TWh | 319 | Sub_sector | International transport | International aviation | Transport (int. aviation) | Energetic | transport_int_aviation_final_demand_other | Others | EU | Energy demand | 0 | FEC
HU | TYNDP2026 | HEV | 2035 | TWh | 320 | Sub_sector | International transport | International aviation | Transport (int. aviation) | Energetic | transport_int_aviation_final_demand_ammonia | Ammonia | EU | Energy demand | 0 | FEC
HU | TYNDP2026 | HEV | 2035 | TWh | 322 | Sub_sector | International transport | International shipping | Transport (int. shipping) | Energetic | transport_int_shipping_final_demand_electricity | Electricity | EU | Energy demand | 0 | not_included_in_FEC
HU | TYNDP2026 | HEV | 2035 | TWh | 323 | Sub_sector | International transport | International shipping | Transport (int. shipping) | Energetic | transport_int_shipping_final_demand_hydrogen | Hydrogen | EU | Energy demand | 0 | not_included_in_FEC
HU | TYNDP2026 | HEV | 2035 | TWh | 324 | Sub_sector | International transport | International shipping | Transport (int. shipping) | Energetic | transport_int_shipping_final_demand_methane | Methane | EU | Energy demand | 0 | not_included_in_FEC
HU | TYNDP2026 | HEV | 2035 | TWh | 325 | Sub_sector | International transport | International shipping | Transport (int. shipping) | Energetic | transport_int_shipping_final_demand_heat | Heat | EU | Energy demand | 0 | not_included_in_FEC
HU | TYNDP2026 | HEV | 2035 | TWh | 326 | Sub_sector | International transport | International shipping | Transport (int. shipping) | Energetic | transport_int_shipping_final_demand_biofuels | Biomass | EU | Energy demand | 0 | not_included_in_FEC
HU | TYNDP2026 | HEV | 2035 | TWh | 327 | Sub_sector | International transport | International shipping | Transport (int. shipping) | Energetic | transport_int_shipping_final_demand_coal | Solids | EU | Energy demand | 0 | not_included_in_FEC
HU | TYNDP2026 | HEV | 2035 | TWh | 328 | Sub_sector | International transport | International shipping | Transport (int. shipping) | Energetic | transport_int_shipping_final_demand_oil | Liquids | EU | Energy demand | 0 | not_included_in_FEC
HU | TYNDP2026 | HEV | 2035 | TWh | 329 | Sub_sector | International transport | International shipping | Transport (int. shipping) | Energetic | transport_int_shipping_final_demand_other | Others | EU | Energy demand | 0 | not_included_in_FEC
HU | TYNDP2026 | HEV | 2035 | TWh | 330 | Sub_sector | International transport | International shipping | Transport (int. shipping) | Energetic | transport_int_shipping_final_demand_ammonia | Ammonia | EU | Energy demand | 0 | not_included_in_FEC
HU | TYNDP2026 | HEV | 2035 | TWh | 332 | Sub_sector | Households | Space heating | Households (heating) | Energetic | households_heating_final_demand_electricity | Electricity | EU | Energy demand | 1.2425 | FEC
HU | TYNDP2026 | HEV | 2035 | TWh | 333 | Sub_sector | Households | Space heating | Households (heating) | Energetic | households_heating_final_demand_hydrogen | Hydrogen | EU | Energy demand | 0 | FEC
HU | TYNDP2026 | HEV | 2035 | TWh | 334 | Sub_sector | Households | Space heating | Households (heating) | Energetic | households_heating_final_demand_methane | Methane | EU | Energy demand | 17.6184 | FEC
HU | TYNDP2026 | HEV | 2035 | TWh | 335 | Sub_sector | Households | Space heating | Households (heating) | Energetic | households_heating_final_demand_heat | Heat | EU | Energy demand | 4.6759 | FEC
HU | TYNDP2026 | HEV | 2035 | TWh | 336 | Sub_sector | Households | Space heating | Households (heating) | Energetic | households_heating_final_demand_biomass | Biomass | EU | Energy demand | 3.7377 | FEC
HU | TYNDP2026 | HEV | 2035 | TWh | 337 | Sub_sector | Households | Space heating | Households (heating) | Energetic | households_heating_final_demand_coal | Solids | EU | Energy demand | 1.2229 | FEC
HU | TYNDP2026 | HEV | 2035 | TWh | 338 | Sub_sector | Households | Space heating | Households (heating) | Energetic | households_heating_final_demand_oil | Liquids | EU | Energy demand | 0 | FEC
HU | TYNDP2026 | HEV | 2035 | TWh | 339 | Sub_sector | Households | Space heating | Households (heating) | Energetic | households_heating_final_demand_other | Others | EU | Energy demand | 0 | FEC
HU | TYNDP2026 | HEV | 2035 | TWh | 340 | Sub_sector | Households | Space heating | Households (heating) | Energetic | households_heating_final_demand_ammonia | Ammonia | EU | Energy demand | 0 | FEC
HU | TYNDP2026 | HEV | 2035 | TWh | 343 | Sub_sector | Households | Cooling | Households (cooling) | Energetic | households_cooling_final_demand_electricity | Electricity | EU | Energy demand | 0.16362 | FEC
HU | TYNDP2026 | HEV | 2035 | TWh | 344 | Sub_sector | Households | Cooling | Households (cooling) | Energetic | households_cooling_final_demand_hydrogen | Hydrogen | EU | Energy demand | 0 | FEC
HU | TYNDP2026 | HEV | 2035 | TWh | 345 | Sub_sector | Households | Cooling | Households (cooling) | Energetic | households_cooling_final_demand_methane | Methane | EU | Energy demand | 0 | FEC
HU | TYNDP2026 | HEV | 2035 | TWh | 346 | Sub_sector | Households | Cooling | Households (cooling) | Energetic | households_cooling_final_demand_heat | Heat | EU | Energy demand | 0 | FEC
HU | TYNDP2026 | HEV | 2035 | TWh | 347 | Sub_sector | Households | Cooling | Households (cooling) | Energetic | households_cooling_final_demand_biomass | Biomass | EU | Energy demand | 0 | FEC
HU | TYNDP2026 | HEV | 2035 | TWh | 348 | Sub_sector | Households | Cooling | Households (cooling) | Energetic | households_cooling_final_demand_coal | Solids | EU | Energy demand | 0 | FEC
HU | TYNDP2026 | HEV | 2035 | TWh | 349 | Sub_sector | Households | Cooling | Households (cooling) | Energetic | households_cooling_final_demand_oil | Liquids | EU | Energy demand | 0 | FEC
HU | TYNDP2026 | HEV | 2035 | TWh | 350 | Sub_sector | Households | Cooling | Households (cooling) | Energetic | households_cooling_final_demand_other | Others | EU | Energy demand | 0 | FEC
HU | TYNDP2026 | HEV | 2035 | TWh | 351 | Sub_sector | Households | Cooling | Households (cooling) | Energetic | households_cooling_final_demand_ammonia | Ammonia | EU | Energy demand | 0 | FEC
HU | TYNDP2026 | HEV | 2035 | TWh | 354 | Sub_sector | Households | Hot water | Households (hot water) | Energetic | households_hot_water_final_demand_electricity | Electricity | EU | Energy demand | 0.65598 | FEC
HU | TYNDP2026 | HEV | 2035 | TWh | 355 | Sub_sector | Households | Hot water | Households (hot water) | Energetic | households_hot_water_final_demand_hydrogen | Hydrogen | EU | Energy demand | 0 | FEC
HU | TYNDP2026 | HEV | 2035 | TWh | 356 | Sub_sector | Households | Hot water | Households (hot water) | Energetic | households_hot_water_final_demand_methane | Methane | EU | Energy demand | 5.5324 | FEC
HU | TYNDP2026 | HEV | 2035 | TWh | 357 | Sub_sector | Households | Hot water | Households (hot water) | Energetic | households_hot_water_final_demand_heat | Heat | EU | Energy demand | 1.7167 | FEC
HU | TYNDP2026 | HEV | 2035 | TWh | 358 | Sub_sector | Households | Hot water | Households (hot water) | Energetic | households_hot_water_final_demand_biomass | Biomass | EU | Energy demand | 1.0767 | FEC
HU | TYNDP2026 | HEV | 2035 | TWh | 359 | Sub_sector | Households | Hot water | Households (hot water) | Energetic | households_hot_water_final_demand_coal | Solids | EU | Energy demand | 0.21258 | FEC
HU | TYNDP2026 | HEV | 2035 | TWh | 360 | Sub_sector | Households | Hot water | Households (hot water) | Energetic | households_hot_water_final_demand_oil | Liquids | EU | Energy demand | 0 | FEC
HU | TYNDP2026 | HEV | 2035 | TWh | 361 | Sub_sector | Households | Hot water | Households (hot water) | Energetic | households_hot_water_final_demand_other | Others | EU | Energy demand | 0.10185 | FEC
HU | TYNDP2026 | HEV | 2035 | TWh | 362 | Sub_sector | Households | Hot water | Households (hot water) | Energetic | households_hot_water_final_demand_ammonia | Ammonia | EU | Energy demand | 0 | FEC
HU | TYNDP2026 | HEV | 2035 | TWh | 365 | Sub_sector | Households | Appliances | Households (appliances) | Energetic | households_appliances_final_demand_electricity | Electricity | EU | Energy demand | 8.0463 | FEC
HU | TYNDP2026 | HEV | 2035 | TWh | 366 | Sub_sector | Households | Appliances | Households (appliances) | Energetic | households_appliances_final_demand_hydrogen | Hydrogen | EU | Energy demand | 0 | FEC
HU | TYNDP2026 | HEV | 2035 | TWh | 367 | Sub_sector | Households | Appliances | Households (appliances) | Energetic | households_appliances_final_demand_methane | Methane | EU | Energy demand | 1.2551 | FEC
HU | TYNDP2026 | HEV | 2035 | TWh | 368 | Sub_sector | Households | Appliances | Households (appliances) | Energetic | households_appliances_final_demand_heat | Heat | EU | Energy demand | 0 | FEC
HU | TYNDP2026 | HEV | 2035 | TWh | 369 | Sub_sector | Households | Appliances | Households (appliances) | Energetic | households_appliances_final_demand_biomass | Biomass | EU | Energy demand | 0.012973 | FEC
HU | TYNDP2026 | HEV | 2035 | TWh | 370 | Sub_sector | Households | Appliances | Households (appliances) | Energetic | households_appliances_final_demand_coal | Solids | EU | Energy demand | 0 | FEC
HU | TYNDP2026 | HEV | 2035 | TWh | 371 | Sub_sector | Households | Appliances | Households (appliances) | Energetic | households_appliances_final_demand_oil | Liquids | EU | Energy demand | 0 | FEC
HU | TYNDP2026 | HEV | 2035 | TWh | 372 | Sub_sector | Households | Appliances | Households (appliances) | Energetic | households_appliances_final_demand_other | Others | EU | Energy demand | 0 | FEC
HU | TYNDP2026 | HEV | 2035 | TWh | 373 | Sub_sector | Households | Appliances | Households (appliances) | Energetic | households_appliances_final_demand_ammonia | Ammonia | EU | Energy demand | 0 | FEC
HU | TYNDP2026 | HEV | 2035 | TWh | 375 | Sub_sector | Buildings | Space heating | Buildings (heat) | Energetic | buildings_heat_final_demand_electricity | Electricity | EU | Energy demand | 2.1111 | FEC
HU | TYNDP2026 | HEV | 2035 | TWh | 376 | Sub_sector | Buildings | Space heating | Buildings (heat) | Energetic | buildings_heat_final_demand_hydrogen | Hydrogen | EU | Energy demand | 0 | FEC
HU | TYNDP2026 | HEV | 2035 | TWh | 377 | Sub_sector | Buildings | Space heating | Buildings (heat) | Energetic | buildings_heat_final_demand_methane | Methane | EU | Energy demand | 5.6528 | FEC
HU | TYNDP2026 | HEV | 2035 | TWh | 378 | Sub_sector | Buildings | Space heating | Buildings (heat) | Energetic | buildings_heat_final_demand_heat | Heat | EU | Energy demand | 1.993 | FEC
HU | TYNDP2026 | HEV | 2035 | TWh | 379 | Sub_sector | Buildings | Space heating | Buildings (heat) | Energetic | buildings_heat_final_demand_biomass | Biomass | EU | Energy demand | 0.24221 | FEC
HU | TYNDP2026 | HEV | 2035 | TWh | 380 | Sub_sector | Buildings | Space heating | Buildings (heat) | Energetic | buildings_heat_final_demand_coal | Solids | EU | Energy demand | 0 | FEC
HU | TYNDP2026 | HEV | 2035 | TWh | 381 | Sub_sector | Buildings | Space heating | Buildings (heat) | Energetic | buildings_heat_final_demand_oil | Liquids | EU | Energy demand | 0 | FEC
HU | TYNDP2026 | HEV | 2035 | TWh | 382 | Sub_sector | Buildings | Space heating | Buildings (heat) | Energetic | buildings_heat_final_demand_other | Others | EU | Energy demand | 0.00035798 | FEC
HU | TYNDP2026 | HEV | 2035 | TWh | 383 | Sub_sector | Buildings | Space heating | Buildings (heat) | Energetic | buildings_heat_final_demand_ammonia | Ammonia | EU | Energy demand | 0 | FEC
HU | TYNDP2026 | HEV | 2035 | TWh | 386 | Sub_sector | Buildings | Cooling | Buildings (cooling) | Energetic | buildings_cooling_final_demand_electricity | Electricity | EU | Energy demand | 0.44881 | FEC
HU | TYNDP2026 | HEV | 2035 | TWh | 387 | Sub_sector | Buildings | Cooling | Buildings (cooling) | Energetic | buildings_cooling_final_demand_hydrogen | Hydrogen | EU | Energy demand | 0 | FEC
HU | TYNDP2026 | HEV | 2035 | TWh | 388 | Sub_sector | Buildings | Cooling | Buildings (cooling) | Energetic | buildings_cooling_final_demand_methane | Methane | EU | Energy demand | 0 | FEC
HU | TYNDP2026 | HEV | 2035 | TWh | 389 | Sub_sector | Buildings | Cooling | Buildings (cooling) | Energetic | buildings_cooling_final_demand_heat | Heat | EU | Energy demand | 0 | FEC
HU | TYNDP2026 | HEV | 2035 | TWh | 390 | Sub_sector | Buildings | Cooling | Buildings (cooling) | Energetic | buildings_cooling_final_demand_biomass | Biomass | EU | Energy demand | 0 | FEC
HU | TYNDP2026 | HEV | 2035 | TWh | 391 | Sub_sector | Buildings | Cooling | Buildings (cooling) | Energetic | buildings_cooling_final_demand_coal | Solids | EU | Energy demand | 0 | FEC
HU | TYNDP2026 | HEV | 2035 | TWh | 392 | Sub_sector | Buildings | Cooling | Buildings (cooling) | Energetic | buildings_cooling_final_demand_oil | Liquids | EU | Energy demand | 0 | FEC
HU | TYNDP2026 | HEV | 2035 | TWh | 393 | Sub_sector | Buildings | Cooling | Buildings (cooling) | Energetic | buildings_cooling_final_demand_other | Others | EU | Energy demand | 0 | FEC
HU | TYNDP2026 | HEV | 2035 | TWh | 394 | Sub_sector | Buildings | Cooling | Buildings (cooling) | Energetic | buildings_cooling_final_demand_ammonia | Ammonia | EU | Energy demand | 0 | FEC
HU | TYNDP2026 | HEV | 2035 | TWh | 397 | Sub_sector | Buildings | Appliances | Buildings (appliances) | Energetic | buildings_appliances_final_demand_electricity | Electricity | EU | Energy demand | 5.7714 | FEC
HU | TYNDP2026 | HEV | 2035 | TWh | 398 | Sub_sector | Buildings | Appliances | Buildings (appliances) | Energetic | buildings_appliances_final_demand_hydrogen | Hydrogen | EU | Energy demand | 0 | FEC
HU | TYNDP2026 | HEV | 2035 | TWh | 399 | Sub_sector | Buildings | Appliances | Buildings (appliances) | Energetic | buildings_appliances_final_demand_methane | Methane | EU | Energy demand | 4.6559 | FEC
HU | TYNDP2026 | HEV | 2035 | TWh | 400 | Sub_sector | Buildings | Appliances | Buildings (appliances) | Energetic | buildings_appliances_final_demand_heat | Heat | EU | Energy demand | 0 | FEC
HU | TYNDP2026 | HEV | 2035 | TWh | 401 | Sub_sector | Buildings | Appliances | Buildings (appliances) | Energetic | buildings_appliances_final_demand_biomass | Biomass | EU | Energy demand | 0 | FEC
HU | TYNDP2026 | HEV | 2035 | TWh | 402 | Sub_sector | Buildings | Appliances | Buildings (appliances) | Energetic | buildings_appliances_final_demand_coal | Solids | EU | Energy demand | 0 | FEC
HU | TYNDP2026 | HEV | 2035 | TWh | 403 | Sub_sector | Buildings | Appliances | Buildings (appliances) | Energetic | buildings_appliances_final_demand_oil | Liquids | EU | Energy demand | 0 | FEC
HU | TYNDP2026 | HEV | 2035 | TWh | 404 | Sub_sector | Buildings | Appliances | Buildings (appliances) | Energetic | buildings_appliances_final_demand_other | Others | EU | Energy demand | 0 | FEC
HU | TYNDP2026 | HEV | 2035 | TWh | 405 | Sub_sector | Buildings | Appliances | Buildings (appliances) | Energetic | buildings_appliances_final_demand_ammonia | Ammonia | EU | Energy demand | 0 | FEC
HU | TYNDP2026 | HEV | 2035 | TWh | 407 | Sub_sector | Buildings | Datacenters | Datacenters & ICT | Energetic | datacentres_final_demand_electricity_energetic | Electricity | EU | Energy demand | 1.9135 | FEC
HU | TYNDP2026 | HEV | 2035 | TWh | 408 | Sub_sector | Buildings | Datacenters | Datacenters & ICT | Energetic | datacentres_final_demand_hydrogen_energetic | Hydrogen | EU | Energy demand | 0 | FEC
HU | TYNDP2026 | HEV | 2035 | TWh | 409 | Sub_sector | Buildings | Datacenters | Datacenters & ICT | Energetic | datacentres_final_demand_methane_energetic | Methane | EU | Energy demand | 0 | FEC
HU | TYNDP2026 | HEV | 2035 | TWh | 410 | Sub_sector | Buildings | Datacenters | Datacenters & ICT | Energetic | datacentres_final_demand_heat_energetic | Heat | EU | Energy demand | 0 | FEC
HU | TYNDP2026 | HEV | 2035 | TWh | 411 | Sub_sector | Buildings | Datacenters | Datacenters & ICT | Energetic | datacentres_final_demand_biomass_energetic | Biomass | EU | Energy demand | 0 | FEC
HU | TYNDP2026 | HEV | 2035 | TWh | 412 | Sub_sector | Buildings | Datacenters | Datacenters & ICT | Energetic | datacentres_final_demand_coal_energetic | Solids | EU | Energy demand | 0 | FEC
HU | TYNDP2026 | HEV | 2035 | TWh | 413 | Sub_sector | Buildings | Datacenters | Datacenters & ICT | Energetic | datacentres_final_demand_oil_energetic | Liquids | EU | Energy demand | 0 | FEC
HU | TYNDP2026 | HEV | 2035 | TWh | 414 | Sub_sector | Buildings | Datacenters | Datacenters & ICT | Energetic | datacentres_final_demand_other_energetic | Others | EU | Energy demand | 0 | FEC
HU | TYNDP2026 | HEV | 2035 | TWh | 415 | Sub_sector | Buildings | Datacenters | Datacenters & ICT | Energetic | datacentres_final_demand_ammonia_energetic | Ammonia | EU | Energy demand | 0 | FEC
HU | TYNDP2026 | HEV | 2035 | TWh | 417 | Sub_sector | Transport | Others_Sector | Others_Sector | Energetic | other_final_demand_electricity_energetic | Electricity | EU | Energy demand | 0.074 | FEC
HU | TYNDP2026 | HEV | 2035 | TWh | 418 | Sub_sector | Transport | Others_Sector | Others_Sector | Energetic | other_final_demand_hydrogen_energetic | Hydrogen | EU | Energy demand | 0 | FEC
HU | TYNDP2026 | HEV | 2035 | TWh | 419 | Sub_sector | Transport | Pipeline Transport | Others_Sector | Energetic | other_final_demand_methane_energetic | Methane | EU | Energy demand | 1.0642 | FEC
HU | TYNDP2026 | HEV | 2035 | TWh | 420 | Sub_sector | Transport | Others_Sector | Others_Sector | Energetic | other_final_demand_heat_energetic | Heat | EU | Energy demand | 0.028611 | FEC
HU | TYNDP2026 | HEV | 2035 | TWh | 421 | Sub_sector | Transport | Others_Sector | Others_Sector | Energetic | other_final_demand_biomass_energetic | Biomass | EU | Energy demand | 0 | FEC
HU | TYNDP2026 | HEV | 2035 | TWh | 422 | Sub_sector | Transport | Others_Sector | Others_Sector | Energetic | other_final_demand_coal_energetic | Solids | EU | Energy demand | 0.0035094 | FEC
HU | TYNDP2026 | HEV | 2035 | TWh | 423 | Sub_sector | Transport | Others_Sector | Others_Sector | Energetic | other_final_demand_oil_energetic | Liquids | EU | Energy demand | 0.10744 | FEC
HU | TYNDP2026 | HEV | 2035 | TWh | 424 | Sub_sector | Others_Sector | Others_Sector | Others_Sector | Non-energetic | other_final_demand_oil_non_energetic | Liquids | EU | Energy demand | 0.43117 | not_included_in_FEC
HU | TYNDP2026 | HEV | 2035 | TWh | 425 | Sub_sector | Transport | Others_Sector | Others_Sector | Energetic | other_final_demand_other_energetic | Others | EU | Energy demand | 0 | FEC
HU | TYNDP2026 | HEV | 2035 | TWh | 426 | Sub_sector | Transport | Others_Sector | Others_Sector | Energetic | other_final_demand_ammonia_energetic | Ammonia | EU | Energy demand | 0 | FEC
HU | TYNDP2026 | HEV | 2035 | TWh | 427 | Sub_sector | Industry | Surplus_Heat_in_Industry | Surplus_Heat_in_Industry | Energetic | final_demand_of_industry_unused_local_production_steam_hot_water | Heat | EU | Energy demand | 0 | FEC
HU | TYNDP2026 | HEV | 2035 | TWh | 429 | Sub_sector | Agriculture | Total | Agriculture | Energetic | agriculture_final_demand_electricity_energetic | Electricity | EU | Energy demand | 1.0091 | FEC
HU | TYNDP2026 | HEV | 2035 | TWh | 430 | Sub_sector | Agriculture | Total | Agriculture | Energetic | agriculture_final_demand_hydrogen_energetic | Hydrogen | EU | Energy demand | 0 | FEC
HU | TYNDP2026 | HEV | 2035 | TWh | 431 | Sub_sector | Agriculture | Total | Agriculture | Energetic | agriculture_final_demand_methane_energetic | Methane | EU | Energy demand | 1.4566 | FEC
HU | TYNDP2026 | HEV | 2035 | TWh | 432 | Sub_sector | Agriculture | Total | Agriculture | Energetic | agriculture_final_demand_heat_energetic | Heat | EU | Energy demand | 0.0044444 | FEC
HU | TYNDP2026 | HEV | 2035 | TWh | 433 | Sub_sector | Agriculture | Total | Agriculture | Energetic | agriculture_final_demand_biomass_energetic | Biomass | EU | Energy demand | 0.18379 | FEC
HU | TYNDP2026 | HEV | 2035 | TWh | 434 | Sub_sector | Agriculture | Total | Agriculture | Energetic | agriculture_final_demand_coal_energetic | Solids | EU | Energy demand | 0 | FEC
HU | TYNDP2026 | HEV | 2035 | TWh | 435 | Sub_sector | Agriculture | Total | Agriculture | Energetic | agriculture_final_demand_oil_energetic | Liquids | EU | Energy demand | 4.6426 | FEC
HU | TYNDP2026 | HEV | 2035 | TWh | 436 | Sub_sector | Agriculture | Total | Agriculture | Energetic | agriculture_final_demand_other_energetic | Others | EU | Energy demand | 0 | FEC
HU | TYNDP2026 | HEV | 2035 | TWh | 437 | Sub_sector | Agriculture | Total | Agriculture | Energetic | agriculture_final_demand_ammonia_energetic | Ammonia | EU | Energy demand | 0 | FEC
HU | TYNDP2026 | HEV | 2035 | TWh | 447 | Sub_sector | Buildings | Surplus Energy | Buildings | Energetic | GAP | Electricity | EU | Energy demand | 0 | FEC
HU | TYNDP2026 | HEV | 2035 | TWh | 448 | Sub_sector | Buildings | Surplus Energy | Buildings | Energetic | GAP | Hydrogen | EU | Energy demand | 0 | FEC
HU | TYNDP2026 | HEV | 2035 | TWh | 449 | Sub_sector | Buildings | Surplus Energy | Buildings | Energetic | GAP | Methane | EU | Energy demand | 0 | FEC
HU | TYNDP2026 | HEV | 2035 | TWh | 450 | Sub_sector | Buildings | Surplus Energy | Buildings | Energetic | GAP | Heat | EU | Energy demand | 0 | FEC
HU | TYNDP2026 | HEV | 2035 | TWh | 451 | Sub_sector | Buildings | Surplus Energy | Buildings | Energetic | GAP | Biomass | EU | Energy demand | 0.052884 | FEC
HU | TYNDP2026 | HEV | 2035 | TWh | 452 | Sub_sector | Buildings | Surplus Energy | Buildings | Energetic | GAP | Solids | EU | Energy demand | 0 | FEC
HU | TYNDP2026 | HEV | 2035 | TWh | 453 | Sub_sector | Buildings | Surplus Energy | Buildings | Energetic | GAP | Liquids | EU | Energy demand | 0.0014186 | FEC
HU | TYNDP2026 | HEV | 2035 | TWh | 454 | Sub_sector | Buildings | Surplus Energy | Buildings | Energetic | GAP | Others | EU | Energy demand | 0 | FEC
HU | TYNDP2026 | HEV | 2035 | TWh | 455 | Sub_sector | Buildings | Surplus Energy | Buildings | Energetic | GAP | Ammonia | EU | Energy demand | 0 | FEC
HU | TYNDP2026 | HEV | 2035 | TWh | 456 | Sub_sector | Households | Surplus Energy | Households | Energetic | GAP | Electricity | EU | Energy demand | 0 | FEC
HU | TYNDP2026 | HEV | 2035 | TWh | 457 | Sub_sector | Households | Surplus Energy | Households | Energetic | GAP | Hydrogen | EU | Energy demand | 0 | FEC
HU | TYNDP2026 | HEV | 2035 | TWh | 458 | Sub_sector | Households | Surplus Energy | Households | Energetic | GAP | Methane | EU | Energy demand | 0 | FEC
HU | TYNDP2026 | HEV | 2035 | TWh | 459 | Sub_sector | Households | Surplus Energy | Households | Energetic | GAP | Heat | EU | Energy demand | 0 | FEC
HU | TYNDP2026 | HEV | 2035 | TWh | 460 | Sub_sector | Households | Surplus Energy | Households | Energetic | GAP | Biomass | EU | Energy demand | 0 | FEC
HU | TYNDP2026 | HEV | 2035 | TWh | 461 | Sub_sector | Households | Surplus Energy | Households | Energetic | GAP | Solids | EU | Energy demand | 0 | FEC
HU | TYNDP2026 | HEV | 2035 | TWh | 462 | Sub_sector | Households | Surplus Energy | Households | Energetic | GAP | Liquids | EU | Energy demand | 0 | FEC
HU | TYNDP2026 | HEV | 2035 | TWh | 463 | Sub_sector | Households | Surplus Energy | Households | Energetic | GAP | Others | EU | Energy demand | 0 | FEC
HU | TYNDP2026 | HEV | 2035 | TWh | 464 | Sub_sector | Households | Surplus Energy | Households | Energetic | GAP | Ammonia | EU | Energy demand | 0 | FEC
HU | TYNDP2026 | HEV | 2040 | TWh | 102 | Sub_sector | Industry | Aluminium | Industry (aluminium) | Energetic | industry_aluminium_demand_electricity_energetic | Electricity | EU | Energy demand | 0 | FEC
HU | TYNDP2026 | HEV | 2040 | TWh | 103 | Sub_sector | Industry | Aluminium | Industry (aluminium) | Energetic | industry_aluminium_demand_hydrogen_energetic | Hydrogen | EU | Energy demand | 0 | FEC
HU | TYNDP2026 | HEV | 2040 | TWh | 104 | Sub_sector | Industry | Aluminium | Industry (aluminium) | Energetic | industry_aluminium_demand_methane_energetic | Methane | EU | Energy demand | 0 | FEC
HU | TYNDP2026 | HEV | 2040 | TWh | 105 | Sub_sector | Industry | Aluminium | Industry (aluminium) | Energetic | industry_aluminium_demand_heat_energetic | Heat | EU | Energy demand | 0 | FEC
HU | TYNDP2026 | HEV | 2040 | TWh | 106 | Sub_sector | Industry | Aluminium | Industry (aluminium) | Energetic | industry_aluminium_demand_biomass_energetic | Biomass | EU | Energy demand | 0 | FEC
HU | TYNDP2026 | HEV | 2040 | TWh | 107 | Sub_sector | Industry | Aluminium | Industry (aluminium) | Energetic | industry_aluminium_demand_coal_energetic | Solids | EU | Energy demand | 0 | FEC
HU | TYNDP2026 | HEV | 2040 | TWh | 108 | Sub_sector | Industry | Aluminium | Industry (aluminium) | Energetic | industry_aluminium_demand_oil_energetic | Liquids | EU | Energy demand | 0 | FEC
HU | TYNDP2026 | HEV | 2040 | TWh | 109 | Sub_sector | Industry | Aluminium | Industry (aluminium) | Energetic | industry_aluminium_demand_others_energetic | Others | EU | Energy demand | 0 | FEC
HU | TYNDP2026 | HEV | 2040 | TWh | 110 | Sub_sector | Industry | Aluminium | Industry (aluminium) | Energetic | industry_ammonia_demand_others_energetic | Ammonia | EU | Energy demand | 0 | FEC
HU | TYNDP2026 | HEV | 2040 | TWh | 112 | Sub_sector | Industry | Chemicals | Industry (chemicals, energetic) | Energetic | industry_chemical_demand_electricity_energetic | Electricity | EU | Energy demand | 3.6866 | FEC
HU | TYNDP2026 | HEV | 2040 | TWh | 113 | Sub_sector | Industry | Chemicals | Industry (chemicals, energetic) | Energetic | industry_chemical_demand_hydrogen_energetic | Hydrogen | EU | Energy demand | 0.90373 | FEC
HU | TYNDP2026 | HEV | 2040 | TWh | 114 | Sub_sector | Industry | Chemicals | Industry (chemicals, energetic) | Energetic | industry_chemical_demand_methane_energetic | Methane | EU | Energy demand | 2.5887 | FEC
HU | TYNDP2026 | HEV | 2040 | TWh | 115 | Sub_sector | Industry | Chemicals | Industry (chemicals, energetic) | Energetic | industry_chemical_demand_heat_energetic | Heat | EU | Energy demand | 1.9584 | FEC
HU | TYNDP2026 | HEV | 2040 | TWh | 116 | Sub_sector | Industry | Chemicals | Industry (chemicals, energetic) | Energetic | industry_chemical_demand_biomass_energetic | Biomass | EU | Energy demand | 0.97919 | FEC
HU | TYNDP2026 | HEV | 2040 | TWh | 117 | Sub_sector | Industry | Chemicals | Industry (chemicals, energetic) | Energetic | industry_chemical_demand_coal_energetic | Solids | EU | Energy demand | 0 | FEC
HU | TYNDP2026 | HEV | 2040 | TWh | 118 | Sub_sector | Industry | Chemicals | Industry (chemicals, energetic) | Energetic | industry_chemical_demand_oil_energetic | Liquids | EU | Energy demand | 1.8714 | FEC
HU | TYNDP2026 | HEV | 2040 | TWh | 119 | Sub_sector | Industry | Chemicals | Industry (chemicals, energetic) | Energetic | industry_chemical_demand_others_energetic | Others | EU | Energy demand | 0 | FEC
HU | TYNDP2026 | HEV | 2040 | TWh | 120 | Sub_sector | Industry | Chemicals | Industry (chemicals, energetic) | Energetic | industry_chemical_demand_ammonia_energetic | Ammonia | EU | Energy demand | 0 | FEC
HU | TYNDP2026 | HEV | 2040 | TWh | 122 | Sub_sector | Industry | Chemicals | Industry (chemicals, non-energetic) | Non-energetic | industry_chemical_demand_electricity_non_energetic | Electricity | EU | Energy demand | 0 | not_included_in_FEC
HU | TYNDP2026 | HEV | 2040 | TWh | 123 | Sub_sector | Industry | Chemicals | Industry (chemicals, non-energetic) | Non-energetic | industry_chemical_demand_hydrogen_non_energetic | Hydrogen | EU | Energy demand | 5.8452 | not_included_in_FEC
HU | TYNDP2026 | HEV | 2040 | TWh | 124 | Sub_sector | Industry | Chemicals | Industry (chemicals, non-energetic) | Non-energetic | industry_chemical_demand_methane_non_energetic | Methane | EU | Energy demand | 5.8452 | not_included_in_FEC
HU | TYNDP2026 | HEV | 2040 | TWh | 125 | Sub_sector | Industry | Chemicals | Industry (chemicals, non-energetic) | Non-energetic | industry_chemical_demand_heat_non_energetic | Heat | EU | Energy demand | 0 | not_included_in_FEC
HU | TYNDP2026 | HEV | 2040 | TWh | 126 | Sub_sector | Industry | Chemicals | Industry (chemicals, non-energetic) | Non-energetic | industry_chemical_demand_biomass_non_energetic | Biomass | EU | Energy demand | 2.9226 | not_included_in_FEC
HU | TYNDP2026 | HEV | 2040 | TWh | 127 | Sub_sector | Industry | Chemicals | Industry (chemicals, non-energetic) | Non-energetic | industry_chemical_demand_coal_non_energetic | Solids | EU | Energy demand | 0 | not_included_in_FEC
HU | TYNDP2026 | HEV | 2040 | TWh | 128 | Sub_sector | Industry | Chemicals | Industry (chemicals, non-energetic) | Non-energetic | industry_chemical_demand_oil_non_energetic | Liquids | EU | Energy demand | 4.871 | not_included_in_FEC
HU | TYNDP2026 | HEV | 2040 | TWh | 129 | Sub_sector | Industry | Chemicals | Industry (chemicals, non-energetic) | Non-energetic | industry_chemical_demand_others_non_energetic | Others | EU | Energy demand | 0 | not_included_in_FEC
HU | TYNDP2026 | HEV | 2040 | TWh | 130 | Sub_sector | Industry | Chemicals | Industry (chemicals, non-energetic) | Non-energetic | industry_chemical_demand_ammonia_non_energetic | Ammonia | EU | Energy demand | 0 | not_included_in_FEC
HU | TYNDP2026 | HEV | 2040 | TWh | 132 | Sub_sector | Industry | Fertilizers | Industry (fertilizers, energetic) | Energetic | industry_fertilizers_demand_electricity_energetic | Electricity | EU | Energy demand | 0.31476 | FEC
HU | TYNDP2026 | HEV | 2040 | TWh | 133 | Sub_sector | Industry | Fertilizers | Industry (fertilizers, energetic) | Energetic | industry_fertilizers_demand_hydrogen_energetic | Hydrogen | EU | Energy demand | 0.23786 | FEC
HU | TYNDP2026 | HEV | 2040 | TWh | 134 | Sub_sector | Industry | Fertilizers | Industry (fertilizers, energetic) | Energetic | industry_fertilizers_demand_methane_energetic | Methane | EU | Energy demand | 1.2686 | FEC
HU | TYNDP2026 | HEV | 2040 | TWh | 135 | Sub_sector | Industry | Fertilizers | Industry (fertilizers, energetic) | Energetic | industry_fertilizers_demand_heat_energetic | Heat | EU | Energy demand | 0 | FEC
HU | TYNDP2026 | HEV | 2040 | TWh | 136 | Sub_sector | Industry | Fertilizers | Industry (fertilizers, energetic) | Energetic | industry_fertilizers_demand_biomass_energetic | Biomass | EU | Energy demand | 0 | FEC
HU | TYNDP2026 | HEV | 2040 | TWh | 137 | Sub_sector | Industry | Fertilizers | Industry (fertilizers, energetic) | Energetic | industry_fertilizers_demand_coal_energetic | Solids | EU | Energy demand | 0 | FEC
HU | TYNDP2026 | HEV | 2040 | TWh | 138 | Sub_sector | Industry | Fertilizers | Industry (fertilizers, energetic) | Energetic | industry_fertilizers_demand_oil_energetic | Liquids | EU | Energy demand | 0.085973 | FEC
HU | TYNDP2026 | HEV | 2040 | TWh | 139 | Sub_sector | Industry | Fertilizers | Industry (fertilizers, energetic) | Energetic | industry_fertilizers_demand_others_energetic | Others | EU | Energy demand | 0 | FEC
HU | TYNDP2026 | HEV | 2040 | TWh | 140 | Sub_sector | Industry | Fertilizers | Industry (fertilizers, energetic) | Energetic | industry_fertilizers_demand_ammonia_energetic | Ammonia | EU | Energy demand | 0 | FEC
HU | TYNDP2026 | HEV | 2040 | TWh | 142 | Sub_sector | Industry | Fertilizers | Industry (fertilizers, non-energetic) | Non-energetic | industry_fertilizers_demand_electricity_non_energetic | Electricity | EU | Energy demand | 0 | not_included_in_FEC
HU | TYNDP2026 | HEV | 2040 | TWh | 143 | Sub_sector | Industry | Fertilizers | Industry (fertilizers, non-energetic) | Non-energetic | industry_fertilizers_demand_hydrogen_non_energetic | Hydrogen | EU | Energy demand | 3.7269 | not_included_in_FEC
HU | TYNDP2026 | HEV | 2040 | TWh | 144 | Sub_sector | Industry | Fertilizers | Industry (fertilizers, non-energetic) | Non-energetic | industry_fertilizers_demand_methane_non_energetic | Methane | EU | Energy demand | 1.1662 | not_included_in_FEC
HU | TYNDP2026 | HEV | 2040 | TWh | 145 | Sub_sector | Industry | Fertilizers | Industry (fertilizers, non-energetic) | Non-energetic | industry_fertilizers_demand_heat_non_energetic | Heat | EU | Energy demand | 0 | not_included_in_FEC
HU | TYNDP2026 | HEV | 2040 | TWh | 146 | Sub_sector | Industry | Fertilizers | Industry (fertilizers, non-energetic) | Non-energetic | industry_fertilizers_demand_biomass_non_energetic | Biomass | EU | Energy demand | 0 | not_included_in_FEC
HU | TYNDP2026 | HEV | 2040 | TWh | 147 | Sub_sector | Industry | Fertilizers | Industry (fertilizers, non-energetic) | Non-energetic | industry_fertilizers_demand_coal_non_energetic | Solids | EU | Energy demand | 0 | not_included_in_FEC
HU | TYNDP2026 | HEV | 2040 | TWh | 148 | Sub_sector | Industry | Fertilizers | Industry (fertilizers, non-energetic) | Non-energetic | industry_fertilizers_demand_oil_non_energetic | Liquids | EU | Energy demand | 0 | not_included_in_FEC
HU | TYNDP2026 | HEV | 2040 | TWh | 149 | Sub_sector | Industry | Fertilizers | Industry (fertilizers, non-energetic) | Non-energetic | industry_fertilizers_demand_others_non_energetic | Others | EU | Energy demand | 0 | not_included_in_FEC
HU | TYNDP2026 | HEV | 2040 | TWh | 150 | Sub_sector | Industry | Fertilizers | Industry (fertilizers, non-energetic) | Non-energetic | industry_fertilizers_demand_ammonia_non_energetic | Ammonia | EU | Energy demand | 1.9679 | not_included_in_FEC
HU | TYNDP2026 | HEV | 2040 | TWh | 152 | Sub_sector | Industry | Food | Industry (food) | Energetic | industry_food_demand_electricity_energetic | Electricity | EU | Energy demand | 2.9348 | FEC
HU | TYNDP2026 | HEV | 2040 | TWh | 153 | Sub_sector | Industry | Food | Industry (food) | Energetic | industry_food_demand_hydrogen_energetic | Hydrogen | EU | Energy demand | 0.54411 | FEC
HU | TYNDP2026 | HEV | 2040 | TWh | 154 | Sub_sector | Industry | Food | Industry (food) | Energetic | industry_food_demand_methane_energetic | Methane | EU | Energy demand | 3.2565 | FEC
HU | TYNDP2026 | HEV | 2040 | TWh | 155 | Sub_sector | Industry | Food | Industry (food) | Energetic | industry_food_demand_heat_energetic | Heat | EU | Energy demand | 0.21351 | FEC
HU | TYNDP2026 | HEV | 2040 | TWh | 156 | Sub_sector | Industry | Food | Industry (food) | Energetic | industry_food_demand_biomass_energetic | Biomass | EU | Energy demand | 1.1814 | FEC
HU | TYNDP2026 | HEV | 2040 | TWh | 157 | Sub_sector | Industry | Food | Industry (food) | Energetic | industry_food_demand_coal_energetic | Solids | EU | Energy demand | 0 | FEC
HU | TYNDP2026 | HEV | 2040 | TWh | 158 | Sub_sector | Industry | Food | Industry (food) | Energetic | industry_food_demand_oil_energetic | Liquids | EU | Energy demand | 0.17636 | FEC
HU | TYNDP2026 | HEV | 2040 | TWh | 159 | Sub_sector | Industry | Food | Industry (food) | Energetic | industry_food_demand_others_energetic | Others | EU | Energy demand | 0 | FEC
HU | TYNDP2026 | HEV | 2040 | TWh | 160 | Sub_sector | Industry | Food | Industry (food) | Energetic | industry_food_demand_ammonia_energetic | Ammonia | EU | Energy demand | 0 | FEC
HU | TYNDP2026 | HEV | 2040 | TWh | 162 | Sub_sector | Industry | Metals | Industry (metal) | Energetic | industry_metal_demand_electricity_energetic | Electricity | EU | Energy demand | 0.421 | FEC
HU | TYNDP2026 | HEV | 2040 | TWh | 163 | Sub_sector | Industry | Metals | Industry (metal) | Energetic | industry_metal_demand_hydrogen_energetic | Hydrogen | EU | Energy demand | 0 | FEC
HU | TYNDP2026 | HEV | 2040 | TWh | 164 | Sub_sector | Industry | Metals | Industry (metal) | Energetic | industry_metal_demand_methane_energetic | Methane | EU | Energy demand | 0.89775 | FEC
HU | TYNDP2026 | HEV | 2040 | TWh | 165 | Sub_sector | Industry | Metals | Industry (metal) | Energetic | industry_metal_demand_heat_energetic | Heat | EU | Energy demand | 0.025278 | FEC
HU | TYNDP2026 | HEV | 2040 | TWh | 166 | Sub_sector | Industry | Metals | Industry (metal) | Energetic | industry_metal_demand_biomass_energetic | Biomass | EU | Energy demand | 0 | FEC
HU | TYNDP2026 | HEV | 2040 | TWh | 167 | Sub_sector | Industry | Metals | Industry (metal) | Energetic | industry_metal_demand_coal_energetic | Solids | EU | Energy demand | 0 | FEC
HU | TYNDP2026 | HEV | 2040 | TWh | 168 | Sub_sector | Industry | Metals | Industry (metal) | Energetic | industry_metal_demand_oil_energetic | Liquids | EU | Energy demand | 0.011917 | FEC
HU | TYNDP2026 | HEV | 2040 | TWh | 169 | Sub_sector | Industry | Metals | Industry (metal) | Energetic | industry_metal_demand_others_energetic | Others | EU | Energy demand | 0 | FEC
HU | TYNDP2026 | HEV | 2040 | TWh | 170 | Sub_sector | Industry | Metals | Industry (metal) | Energetic | industry_metal_demand_ammonia_energetic | Ammonia | EU | Energy demand | 0 | FEC
HU | TYNDP2026 | HEV | 2040 | TWh | 172 | Sub_sector | Industry | Others | Industry (other, energetic) | Energetic | industry_other_demand_electricity_energetic | Electricity | EU | Energy demand | 17.4197 | FEC
HU | TYNDP2026 | HEV | 2040 | TWh | 173 | Sub_sector | Industry | Others | Industry (other, energetic) | Energetic | industry_other_demand_hydrogen_energetic | Hydrogen | EU | Energy demand | 1.1726 | FEC
HU | TYNDP2026 | HEV | 2040 | TWh | 174 | Sub_sector | Industry | Others | Industry (other, energetic) | Energetic | industry_other_demand_methane_energetic | Methane | EU | Energy demand | 7.363 | FEC
HU | TYNDP2026 | HEV | 2040 | TWh | 175 | Sub_sector | Industry | Others | Industry (other, energetic) | Energetic | industry_other_demand_heat_energetic | Heat | EU | Energy demand | 0 | FEC
HU | TYNDP2026 | HEV | 2040 | TWh | 176 | Sub_sector | Industry | Others | Industry (other, energetic) | Energetic | industry_other_demand_biomass_energetic | Biomass | EU | Energy demand | 1.7187 | FEC
HU | TYNDP2026 | HEV | 2040 | TWh | 177 | Sub_sector | Industry | Others | Industry (other, energetic) | Energetic | industry_other_demand_coal_energetic | Solids | EU | Energy demand | 0 | FEC
HU | TYNDP2026 | HEV | 2040 | TWh | 178 | Sub_sector | Industry | Others | Industry (other, energetic) | Energetic | industry_other_demand_oil_energetic | Liquids | EU | Energy demand | 1.4559 | FEC
HU | TYNDP2026 | HEV | 2040 | TWh | 179 | Sub_sector | Industry | Others | Industry (other, energetic) | Energetic | industry_other_demand_others_energetic | Others | EU | Energy demand | 0 | FEC
HU | TYNDP2026 | HEV | 2040 | TWh | 180 | Sub_sector | Industry | Others | Industry (other, energetic) | Energetic | industry_other_demand_ammonia_energetic | Ammonia | EU | Energy demand | 0 | FEC
HU | TYNDP2026 | HEV | 2040 | TWh | 182 | Sub_sector | Industry | Others | Industry (other, non-energetic) | Non-energetic | industry_other_demand_electricity_non_energetic | Electricity | EU | Energy demand | 0 | not_included_in_FEC
HU | TYNDP2026 | HEV | 2040 | TWh | 183 | Sub_sector | Industry | Others | Industry (other, non-energetic) | Non-energetic | industry_other_demand_hydrogen_non_energetic | Hydrogen | EU | Energy demand | 0.47158 | not_included_in_FEC
HU | TYNDP2026 | HEV | 2040 | TWh | 184 | Sub_sector | Industry | Others | Industry (other, non-energetic) | Non-energetic | industry_other_demand_methane_non_energetic | Methane | EU | Energy demand | 0.58947 | not_included_in_FEC
HU | TYNDP2026 | HEV | 2040 | TWh | 185 | Sub_sector | Industry | Others | Industry (other, non-energetic) | Non-energetic | industry_other_demand_heat_non_energetic | Heat | EU | Energy demand | 0 | not_included_in_FEC
HU | TYNDP2026 | HEV | 2040 | TWh | 186 | Sub_sector | Industry | Others | Industry (other, non-energetic) | Non-energetic | industry_other_demand_biomass_non_energetic | Biomass | EU | Energy demand | 0.47158 | not_included_in_FEC
HU | TYNDP2026 | HEV | 2040 | TWh | 187 | Sub_sector | Industry | Others | Industry (other, non-energetic) | Non-energetic | industry_other_demand_coal_non_energetic | Solids | EU | Energy demand | 0 | not_included_in_FEC
HU | TYNDP2026 | HEV | 2040 | TWh | 188 | Sub_sector | Industry | Others | Industry (other, non-energetic) | Non-energetic | industry_other_demand_oil_non_energetic | Liquids | EU | Energy demand | 0.82527 | not_included_in_FEC
HU | TYNDP2026 | HEV | 2040 | TWh | 189 | Sub_sector | Industry | Others | Industry (other, non-energetic) | Non-energetic | industry_other_demand_others_non_energetic | Others | EU | Energy demand | 0 | not_included_in_FEC
HU | TYNDP2026 | HEV | 2040 | TWh | 190 | Sub_sector | Industry | Others | Industry (other, non-energetic) | Non-energetic | industry_other_demand_ammonia_non_energetic | Ammonia | EU | Energy demand | 0 | not_included_in_FEC
HU | TYNDP2026 | HEV | 2040 | TWh | 192 | Sub_sector | Industry | Paper | Industry (paper) | Energetic | industry_paper_demand_electricity_energetic | Electricity | EU | Energy demand | 0.97825 | FEC
HU | TYNDP2026 | HEV | 2040 | TWh | 193 | Sub_sector | Industry | Paper | Industry (paper) | Energetic | industry_paper_demand_hydrogen_energetic | Hydrogen | EU | Energy demand | 0.1801 | FEC
HU | TYNDP2026 | HEV | 2040 | TWh | 194 | Sub_sector | Industry | Paper | Industry (paper) | Energetic | industry_paper_demand_methane_energetic | Methane | EU | Energy demand | 0.95933 | FEC
HU | TYNDP2026 | HEV | 2040 | TWh | 195 | Sub_sector | Industry | Paper | Industry (paper) | Energetic | industry_paper_demand_heat_energetic | Heat | EU | Energy demand | 0.20694 | FEC
HU | TYNDP2026 | HEV | 2040 | TWh | 196 | Sub_sector | Industry | Paper | Industry (paper) | Energetic | industry_paper_demand_biomass_energetic | Biomass | EU | Energy demand | 0.37978 | FEC
HU | TYNDP2026 | HEV | 2040 | TWh | 197 | Sub_sector | Industry | Paper | Industry (paper) | Energetic | industry_paper_demand_coal_energetic | Solids | EU | Energy demand | 0 | FEC
HU | TYNDP2026 | HEV | 2040 | TWh | 198 | Sub_sector | Industry | Paper | Industry (paper) | Energetic | industry_paper_demand_oil_energetic | Liquids | EU | Energy demand | 0.026276 | FEC
HU | TYNDP2026 | HEV | 2040 | TWh | 199 | Sub_sector | Industry | Paper | Industry (paper) | Energetic | industry_paper_demand_others_energetic | Others | EU | Energy demand | 0 | FEC
HU | TYNDP2026 | HEV | 2040 | TWh | 200 | Sub_sector | Industry | Paper | Industry (paper) | Energetic | industry_paper_demand_ammonia_energetic | Ammonia | EU | Energy demand | 0 | FEC
HU | TYNDP2026 | HEV | 2040 | TWh | 202 | Sub_sector | Industry | Refineries | Industry (refineries, energetic) | Energetic | industry_refinery_demand_electricity_energetic | Electricity | EU | Energy demand | 0.40339 | not_included_in_FEC
HU | TYNDP2026 | HEV | 2040 | TWh | 203 | Sub_sector | Industry | Refineries | Industry (refineries, energetic) | Energetic | industry_refinery_demand_hydrogen_energetic | Hydrogen | EU | Energy demand | 2.4989 | not_included_in_FEC
HU | TYNDP2026 | HEV | 2040 | TWh | 204 | Sub_sector | Industry | Refineries | Industry (refineries, energetic) | Energetic | industry_refinery_demand_methane_energetic | Methane | EU | Energy demand | 0.17301 | not_included_in_FEC
HU | TYNDP2026 | HEV | 2040 | TWh | 205 | Sub_sector | Industry | Refineries | Industry (refineries, energetic) | Energetic | industry_refinery_demand_heat_energetic | Heat | EU | Energy demand | 0 | not_included_in_FEC
HU | TYNDP2026 | HEV | 2040 | TWh | 206 | Sub_sector | Industry | Refineries | Industry (refineries, energetic) | Energetic | industry_refinery_demand_biomass_energetic | Biomass | EU | Energy demand | 1.0693 | not_included_in_FEC
HU | TYNDP2026 | HEV | 2040 | TWh | 207 | Sub_sector | Industry | Refineries | Industry (refineries, energetic) | Energetic | industry_refinery_demand_coal_energetic | Solids | EU | Energy demand | 0 | not_included_in_FEC
HU | TYNDP2026 | HEV | 2040 | TWh | 208 | Sub_sector | Industry | Refineries | Industry (refineries, energetic) | Energetic | industry_refinery_demand_oil_energetic | Liquids | EU | Energy demand | 0.19197 | not_included_in_FEC
HU | TYNDP2026 | HEV | 2040 | TWh | 209 | Sub_sector | Industry | Refineries | Industry (refineries, energetic) | Energetic | industry_refinery_demand_others_energetic | Others | EU | Energy demand | 0 | not_included_in_FEC
HU | TYNDP2026 | HEV | 2040 | TWh | 210 | Sub_sector | Industry | Refineries | Industry (refineries, energetic) | Energetic | industry_refinery_demand_ammonia_energetic | Ammonia | EU | Energy demand | 0 | not_included_in_FEC
HU | TYNDP2026 | HEV | 2040 | TWh | 212 | Sub_sector | Industry | Refineries | Industry (refineries, non-energetic) | Non-energetic | industry_refinery_demand_electricity_non_energetic | Electricity | EU | Energy demand | 0 | not_included_in_FEC
HU | TYNDP2026 | HEV | 2040 | TWh | 213 | Sub_sector | Industry | Refineries | Industry (refineries, non-energetic) | Non-energetic | industry_refinery_demand_hydrogen_non_energetic | Hydrogen | EU | Energy demand | 0 | not_included_in_FEC
HU | TYNDP2026 | HEV | 2040 | TWh | 214 | Sub_sector | Industry | Refineries | Industry (refineries, non-energetic) | Non-energetic | industry_refinery_demand_methane_non_energetic | Methane | EU | Energy demand | 0 | not_included_in_FEC
HU | TYNDP2026 | HEV | 2040 | TWh | 215 | Sub_sector | Industry | Refineries | Industry (refineries, non-energetic) | Non-energetic | industry_refinery_demand_heat_non_energetic | Heat | EU | Energy demand | 0 | not_included_in_FEC
HU | TYNDP2026 | HEV | 2040 | TWh | 216 | Sub_sector | Industry | Refineries | Industry (refineries, non-energetic) | Non-energetic | industry_refinery_demand_biomass_non_energetic | Biomass | EU | Energy demand | 0 | not_included_in_FEC
HU | TYNDP2026 | HEV | 2040 | TWh | 217 | Sub_sector | Industry | Refineries | Industry (refineries, non-energetic) | Non-energetic | industry_refinery_demand_coal_non_energetic | Solids | EU | Energy demand | 0 | not_included_in_FEC
HU | TYNDP2026 | HEV | 2040 | TWh | 218 | Sub_sector | Industry | Refineries | Industry (refineries, non-energetic) | Non-energetic | industry_refinery_demand_oil_non_energetic | Liquids | EU | Energy demand | 0 | not_included_in_FEC
HU | TYNDP2026 | HEV | 2040 | TWh | 219 | Sub_sector | Industry | Refineries | Industry (refineries, non-energetic) | Non-energetic | industry_refinery_demand_others_non_energetic | Others | EU | Energy demand | 0 | not_included_in_FEC
HU | TYNDP2026 | HEV | 2040 | TWh | 220 | Sub_sector | Industry | Refineries | Industry (refineries, non-energetic) | Non-energetic | industry_refinery_demand_ammonia_non_energetic | Ammonia | EU | Energy demand | 0 | not_included_in_FEC
HU | TYNDP2026 | HEV | 2040 | TWh | 222 | Sub_sector | Industry | Steel | Industry (steel) | Energetic | industry_steel_demand_electricity_energetic | Electricity | EU | Energy demand | 1.3037 | FEC
HU | TYNDP2026 | HEV | 2040 | TWh | 223 | Sub_sector | Industry | Steel | Industry (steel) | Energetic | industry_steel_demand_hydrogen_energetic | Hydrogen | EU | Energy demand | 2.5363 | FEC
HU | TYNDP2026 | HEV | 2040 | TWh | 224 | Sub_sector | Industry | Steel | Industry (steel) | Energetic | industry_steel_demand_methane_energetic | Methane | EU | Energy demand | 1.0154 | FEC
HU | TYNDP2026 | HEV | 2040 | TWh | 225 | Sub_sector | Industry | Steel | Industry (steel) | Energetic | industry_steel_demand_heat_energetic | Heat | EU | Energy demand | 0.043438 | FEC
HU | TYNDP2026 | HEV | 2040 | TWh | 226 | Sub_sector | Industry | Steel | Industry (steel) | Energetic | industry_steel_demand_biomass_energetic | Biomass | EU | Energy demand | 0.00019349 | FEC
HU | TYNDP2026 | HEV | 2040 | TWh | 227 | Sub_sector | Industry | Steel | Industry (steel) | Energetic | industry_steel_demand_coal_energetic | Solids | EU | Energy demand | 0.52606 | FEC
HU | TYNDP2026 | HEV | 2040 | TWh | 228 | Sub_sector | Industry | Steel | Industry (steel) | Energetic | industry_steel_demand_oil_energetic | Liquids | EU | Energy demand | 0.0013834 | FEC
HU | TYNDP2026 | HEV | 2040 | TWh | 229 | Sub_sector | Industry | Steel | Industry (steel) | Energetic | industry_steel_demand_others_energetic | Others | EU | Energy demand | 0 | FEC
HU | TYNDP2026 | HEV | 2040 | TWh | 230 | Sub_sector | Industry | Steel | Industry (steel) | Energetic | industry_steel_demand_ammonia_energetic | Ammonia | EU | Energy demand | 0 | FEC
HU | TYNDP2026 | HEV | 2040 | TWh | 232 | Sub_sector | Transport | Cars | Transport (cars) | Energetic | transport_cars_final_demand_electricity | Electricity | EU | Energy demand | 3.223 | FEC
HU | TYNDP2026 | HEV | 2040 | TWh | 233 | Sub_sector | Transport | Cars | Transport (cars) | Energetic | transport_cars_final_demand_hydrogen | Hydrogen | EU | Energy demand | 0.86548 | FEC
HU | TYNDP2026 | HEV | 2040 | TWh | 234 | Sub_sector | Transport | Cars | Transport (cars) | Energetic | transport_cars_final_demand_methane | Methane | EU | Energy demand | 0.44074 | FEC
HU | TYNDP2026 | HEV | 2040 | TWh | 235 | Sub_sector | Transport | Cars | Transport (cars) | Energetic | transport_cars_final_demand_heat | Heat | EU | Energy demand | 0 | FEC
HU | TYNDP2026 | HEV | 2040 | TWh | 236 | Sub_sector | Transport | Cars | Transport (cars) | Energetic | transport_cars_final_demand_biomass | Biomass | EU | Energy demand | 0 | FEC
HU | TYNDP2026 | HEV | 2040 | TWh | 237 | Sub_sector | Transport | Cars | Transport (cars) | Energetic | transport_cars_final_demand_coal | Solids | EU | Energy demand | 0 | FEC
HU | TYNDP2026 | HEV | 2040 | TWh | 238 | Sub_sector | Transport | Cars | Transport (cars) | Energetic | transport_cars_final_demand_oil | Liquids | EU | Energy demand | 9.5343 | FEC
HU | TYNDP2026 | HEV | 2040 | TWh | 239 | Sub_sector | Transport | Cars | Transport (cars) | Energetic | transport_cars_final_demand_other | Others | EU | Energy demand | 0 | FEC
HU | TYNDP2026 | HEV | 2040 | TWh | 240 | Sub_sector | Transport | Cars | Transport (cars) | Energetic | transport_cars_final_demand_ammonia | Ammonia | EU | Energy demand | 0 | FEC
HU | TYNDP2026 | HEV | 2040 | TWh | 242 | Sub_sector | Transport | Busses | Transport (busses) | Energetic | transport_busses_final_demand_electricity | Electricity | EU | Energy demand | 0.8695 | FEC
HU | TYNDP2026 | HEV | 2040 | TWh | 243 | Sub_sector | Transport | Busses | Transport (busses) | Energetic | transport_busses_final_demand_hydrogen | Hydrogen | EU | Energy demand | 0.45988 | FEC
HU | TYNDP2026 | HEV | 2040 | TWh | 244 | Sub_sector | Transport | Busses | Transport (busses) | Energetic | transport_busses_final_demand_methane | Methane | EU | Energy demand | 0.17361 | FEC
HU | TYNDP2026 | HEV | 2040 | TWh | 245 | Sub_sector | Transport | Busses | Transport (busses) | Energetic | transport_busses_final_demand_heat | Heat | EU | Energy demand | 0 | FEC
HU | TYNDP2026 | HEV | 2040 | TWh | 246 | Sub_sector | Transport | Busses | Transport (busses) | Energetic | transport_busses_final_demand_biomass | Biomass | EU | Energy demand | 0 | FEC
HU | TYNDP2026 | HEV | 2040 | TWh | 247 | Sub_sector | Transport | Busses | Transport (busses) | Energetic | transport_busses_final_demand_coal | Solids | EU | Energy demand | 0 | FEC
HU | TYNDP2026 | HEV | 2040 | TWh | 248 | Sub_sector | Transport | Busses | Transport (busses) | Energetic | transport_busses_final_demand_oil | Liquids | EU | Energy demand | 1.4018 | FEC
HU | TYNDP2026 | HEV | 2040 | TWh | 249 | Sub_sector | Transport | Busses | Transport (busses) | Energetic | transport_busses_final_demand_other | Others | EU | Energy demand | 0 | FEC
HU | TYNDP2026 | HEV | 2040 | TWh | 250 | Sub_sector | Transport | Busses | Transport (busses) | Energetic | transport_busses_final_demand_ammonia | Ammonia | EU | Energy demand | 0 | FEC
HU | TYNDP2026 | HEV | 2040 | TWh | 252 | Sub_sector | Transport | Trucks | Transport (trucks) | Energetic | transport_trucks_final_demand_electricity | Electricity | EU | Energy demand | 0 | FEC
HU | TYNDP2026 | HEV | 2040 | TWh | 253 | Sub_sector | Transport | Trucks | Transport (trucks) | Energetic | transport_trucks_final_demand_hydrogen | Hydrogen | EU | Energy demand | 1.5593 | FEC
HU | TYNDP2026 | HEV | 2040 | TWh | 254 | Sub_sector | Transport | Trucks | Transport (trucks) | Energetic | transport_trucks_final_demand_methane | Methane | EU | Energy demand | 0.088351 | FEC
HU | TYNDP2026 | HEV | 2040 | TWh | 255 | Sub_sector | Transport | Trucks | Transport (trucks) | Energetic | transport_trucks_final_demand_heat | Heat | EU | Energy demand | 0 | FEC
HU | TYNDP2026 | HEV | 2040 | TWh | 256 | Sub_sector | Transport | Trucks | Transport (trucks) | Energetic | transport_trucks_final_demand_biomass | Biomass | EU | Energy demand | 0 | FEC
HU | TYNDP2026 | HEV | 2040 | TWh | 257 | Sub_sector | Transport | Trucks | Transport (trucks) | Energetic | transport_trucks_final_demand_coal | Solids | EU | Energy demand | 0 | FEC
HU | TYNDP2026 | HEV | 2040 | TWh | 258 | Sub_sector | Transport | Trucks | Transport (trucks) | Energetic | transport_trucks_final_demand_oil | Liquids | EU | Energy demand | 7.2527 | FEC
HU | TYNDP2026 | HEV | 2040 | TWh | 259 | Sub_sector | Transport | Trucks | Transport (trucks) | Energetic | transport_trucks_final_demand_other | Others | EU | Energy demand | 0 | FEC
HU | TYNDP2026 | HEV | 2040 | TWh | 260 | Sub_sector | Transport | Trucks | Transport (trucks) | Energetic | transport_trucks_final_demand_ammonia | Ammonia | EU | Energy demand | 0 | FEC
HU | TYNDP2026 | HEV | 2040 | TWh | 262 | Sub_sector | Transport | Vans | Transport (vans) | Energetic | transport_vans_final_demand_electricity | Electricity | EU | Energy demand | 0.30269 | FEC
HU | TYNDP2026 | HEV | 2040 | TWh | 263 | Sub_sector | Transport | Vans | Transport (vans) | Energetic | transport_vans_final_demand_hydrogen | Hydrogen | EU | Energy demand | 0.11431 | FEC
HU | TYNDP2026 | HEV | 2040 | TWh | 264 | Sub_sector | Transport | Vans | Transport (vans) | Energetic | transport_vans_final_demand_methane | Methane | EU | Energy demand | 0.0036409 | FEC
HU | TYNDP2026 | HEV | 2040 | TWh | 265 | Sub_sector | Transport | Vans | Transport (vans) | Energetic | transport_vans_final_demand_heat | Heat | EU | Energy demand | 0 | FEC
HU | TYNDP2026 | HEV | 2040 | TWh | 266 | Sub_sector | Transport | Vans | Transport (vans) | Energetic | transport_vans_final_demand_biomass | Biomass | EU | Energy demand | 0 | FEC
HU | TYNDP2026 | HEV | 2040 | TWh | 267 | Sub_sector | Transport | Vans | Transport (vans) | Energetic | transport_vans_final_demand_coal | Solids | EU | Energy demand | 0 | FEC
HU | TYNDP2026 | HEV | 2040 | TWh | 268 | Sub_sector | Transport | Vans | Transport (vans) | Energetic | transport_vans_final_demand_oil | Liquids | EU | Energy demand | 2.4086 | FEC
HU | TYNDP2026 | HEV | 2040 | TWh | 269 | Sub_sector | Transport | Vans | Transport (vans) | Energetic | transport_vans_final_demand_other | Others | EU | Energy demand | 0 | FEC
HU | TYNDP2026 | HEV | 2040 | TWh | 270 | Sub_sector | Transport | Vans | Transport (vans) | Energetic | transport_vans_final_demand_ammonia | Ammonia | EU | Energy demand | 0 | FEC
HU | TYNDP2026 | HEV | 2040 | TWh | 272 | Sub_sector | Transport | Freight trains | Transport (trains) | Energetic | transport_trains_final_demand_electricity | Electricity | EU | Energy demand | 3.9861 | FEC
HU | TYNDP2026 | HEV | 2040 | TWh | 273 | Sub_sector | Transport | Freight trains | Transport (trains) | Energetic | transport_trains_final_demand_hydrogen | Hydrogen | EU | Energy demand | 0.32042 | FEC
HU | TYNDP2026 | HEV | 2040 | TWh | 274 | Sub_sector | Transport | Freight trains | Transport (trains) | Energetic | transport_trains_final_demand_methane | Methane | EU | Energy demand | 0 | FEC
HU | TYNDP2026 | HEV | 2040 | TWh | 275 | Sub_sector | Transport | Freight trains | Transport (trains) | Energetic | transport_trains_final_demand_heat | Heat | EU | Energy demand | 0 | FEC
HU | TYNDP2026 | HEV | 2040 | TWh | 276 | Sub_sector | Transport | Freight trains | Transport (trains) | Energetic | transport_trains_final_demand_biomass | Biomass | EU | Energy demand | 0 | FEC
HU | TYNDP2026 | HEV | 2040 | TWh | 277 | Sub_sector | Transport | Freight trains | Transport (trains) | Energetic | transport_trains_final_demand_coal | Solids | EU | Energy demand | 0 | FEC
HU | TYNDP2026 | HEV | 2040 | TWh | 278 | Sub_sector | Transport | Freight trains | Transport (trains) | Energetic | transport_trains_final_demand_oil | Liquids | EU | Energy demand | 0.56425 | FEC
HU | TYNDP2026 | HEV | 2040 | TWh | 279 | Sub_sector | Transport | Freight trains | Transport (trains) | Energetic | transport_trains_final_demand_other | Others | EU | Energy demand | 0 | FEC
HU | TYNDP2026 | HEV | 2040 | TWh | 280 | Sub_sector | Transport | Freight trains | Transport (trains) | Energetic | transport_trains_final_demand_ammonia | Ammonia | EU | Energy demand | 0 | FEC
HU | TYNDP2026 | HEV | 2040 | TWh | 282 | Sub_sector | Transport | Ships | Transport (ships) | Energetic | transport_ships_final_demand_electricity | Electricity | EU | Energy demand | 0.010501 | FEC
HU | TYNDP2026 | HEV | 2040 | TWh | 283 | Sub_sector | Transport | Ships | Transport (ships) | Energetic | transport_ships_final_demand_hydrogen | Hydrogen | EU | Energy demand | 0 | FEC
HU | TYNDP2026 | HEV | 2040 | TWh | 284 | Sub_sector | Transport | Ships | Transport (ships) | Energetic | transport_ships_final_demand_methane | Methane | EU | Energy demand | 0.00062213 | FEC
HU | TYNDP2026 | HEV | 2040 | TWh | 285 | Sub_sector | Transport | Ships | Transport (ships) | Energetic | transport_ships_final_demand_heat | Heat | EU | Energy demand | 0 | FEC
HU | TYNDP2026 | HEV | 2040 | TWh | 286 | Sub_sector | Transport | Ships | Transport (ships) | Energetic | transport_ships_final_demand_biomass | Biomass | EU | Energy demand | 0 | FEC
HU | TYNDP2026 | HEV | 2040 | TWh | 287 | Sub_sector | Transport | Ships | Transport (ships) | Energetic | transport_ships_final_demand_coal | Solids | EU | Energy demand | 0 | FEC
HU | TYNDP2026 | HEV | 2040 | TWh | 288 | Sub_sector | Transport | Ships | Transport (ships) | Energetic | transport_ships_final_demand_oil | Liquids | EU | Energy demand | 0.061659 | FEC
HU | TYNDP2026 | HEV | 2040 | TWh | 289 | Sub_sector | Transport | Ships | Transport (ships) | Energetic | transport_ships_final_demand_other | Others | EU | Energy demand | 0 | FEC
HU | TYNDP2026 | HEV | 2040 | TWh | 290 | Sub_sector | Transport | Ships | Transport (ships) | Energetic | transport_ships_final_demand_ammonia | Ammonia | EU | Energy demand | 0.0081737 | FEC
HU | TYNDP2026 | HEV | 2040 | TWh | 292 | Sub_sector | Transport | Planes | Transport (planes) | Energetic | transport_planes_final_demand_electricity | Electricity | EU | Energy demand | 0 | FEC
HU | TYNDP2026 | HEV | 2040 | TWh | 293 | Sub_sector | Transport | Planes | Transport (planes) | Energetic | transport_planes_final_demand_hydrogen | Hydrogen | EU | Energy demand | 0.00074032 | FEC
HU | TYNDP2026 | HEV | 2040 | TWh | 294 | Sub_sector | Transport | Planes | Transport (planes) | Energetic | transport_planes_final_demand_methane | Methane | EU | Energy demand | 0 | FEC
HU | TYNDP2026 | HEV | 2040 | TWh | 295 | Sub_sector | Transport | Planes | Transport (planes) | Energetic | transport_planes_final_demand_heat | Heat | EU | Energy demand | 0 | FEC
HU | TYNDP2026 | HEV | 2040 | TWh | 296 | Sub_sector | Transport | Planes | Transport (planes) | Energetic | transport_planes_final_demand_biomass | Biomass | EU | Energy demand | 0 | FEC
HU | TYNDP2026 | HEV | 2040 | TWh | 297 | Sub_sector | Transport | Planes | Transport (planes) | Energetic | transport_planes_final_demand_coal | Solids | EU | Energy demand | 0 | FEC
HU | TYNDP2026 | HEV | 2040 | TWh | 298 | Sub_sector | Transport | Planes | Transport (planes) | Energetic | transport_planes_final_demand_oil | Liquids | EU | Energy demand | 0.020582 | FEC
HU | TYNDP2026 | HEV | 2040 | TWh | 299 | Sub_sector | Transport | Planes | Transport (planes) | Energetic | transport_planes_final_demand_other | Others | EU | Energy demand | 0 | FEC
HU | TYNDP2026 | HEV | 2040 | TWh | 300 | Sub_sector | Transport | Planes | Transport (planes) | Energetic | transport_planes_final_demand_ammonia | Ammonia | EU | Energy demand | 0 | FEC
HU | TYNDP2026 | HEV | 2040 | TWh | 302 | Sub_sector | Transport | Others | Transport (others) | Energetic | transport_other_final_demand_electricity | Electricity | EU | Energy demand | 0.0048297 | FEC
HU | TYNDP2026 | HEV | 2040 | TWh | 303 | Sub_sector | Transport | Others | Transport (others) | Energetic | transport_other_final_demand_hydrogen | Hydrogen | EU | Energy demand | 0 | FEC
HU | TYNDP2026 | HEV | 2040 | TWh | 304 | Sub_sector | Transport | Others | Transport (others) | Energetic | transport_other_final_demand_methane | Methane | EU | Energy demand | 0 | FEC
HU | TYNDP2026 | HEV | 2040 | TWh | 305 | Sub_sector | Transport | Others | Transport (others) | Energetic | transport_other_final_demand_heat | Heat | EU | Energy demand | 0 | FEC
HU | TYNDP2026 | HEV | 2040 | TWh | 306 | Sub_sector | Transport | Others | Transport (others) | Energetic | transport_other_final_demand_biomass | Biomass | EU | Energy demand | 0 | FEC
HU | TYNDP2026 | HEV | 2040 | TWh | 307 | Sub_sector | Transport | Others | Transport (others) | Energetic | transport_other_final_demand_coal | Solids | EU | Energy demand | 0 | FEC
HU | TYNDP2026 | HEV | 2040 | TWh | 308 | Sub_sector | Transport | Others | Transport (others) | Energetic | transport_other_final_demand_oil | Liquids | EU | Energy demand | 0.27608 | FEC
HU | TYNDP2026 | HEV | 2040 | TWh | 309 | Sub_sector | Transport | Others | Transport (others) | Energetic | transport_other_final_demand_other | Others | EU | Energy demand | 0 | FEC
HU | TYNDP2026 | HEV | 2040 | TWh | 310 | Sub_sector | Transport | Others | Transport (others) | Energetic | transport_other_final_demand_ammonia | Ammonia | EU | Energy demand | 0 | FEC
HU | TYNDP2026 | HEV | 2040 | TWh | 312 | Sub_sector | International transport | International aviation | Transport (int. aviation) | Energetic | transport_int_aviation_final_demand_electricity | Electricity | EU | Energy demand | 0 | FEC
HU | TYNDP2026 | HEV | 2040 | TWh | 313 | Sub_sector | International transport | International aviation | Transport (int. aviation) | Energetic | transport_int_aviation_final_demand_hydrogen | Hydrogen | EU | Energy demand | 0 | FEC
HU | TYNDP2026 | HEV | 2040 | TWh | 314 | Sub_sector | International transport | International aviation | Transport (int. aviation) | Energetic | transport_int_aviation_final_demand_methane | Methane | EU | Energy demand | 0 | FEC
HU | TYNDP2026 | HEV | 2040 | TWh | 315 | Sub_sector | International transport | International aviation | Transport (int. aviation) | Energetic | transport_int_aviation_final_demand_heat | Heat | EU | Energy demand | 0 | FEC
HU | TYNDP2026 | HEV | 2040 | TWh | 316 | Sub_sector | International transport | International aviation | Transport (int. aviation) | Energetic | transport_int_aviation_final_demand_biofuels | Biomass | EU | Energy demand | 0 | FEC
HU | TYNDP2026 | HEV | 2040 | TWh | 317 | Sub_sector | International transport | International aviation | Transport (int. aviation) | Energetic | transport_int_aviation_final_demand_coal | Solids | EU | Energy demand | 0 | FEC
HU | TYNDP2026 | HEV | 2040 | TWh | 318 | Sub_sector | International transport | International aviation | Transport (int. aviation) | Energetic | transport_int_aviation_final_demand_oil | Liquids | EU | Energy demand | 2.8536 | FEC
HU | TYNDP2026 | HEV | 2040 | TWh | 319 | Sub_sector | International transport | International aviation | Transport (int. aviation) | Energetic | transport_int_aviation_final_demand_other | Others | EU | Energy demand | 0 | FEC
HU | TYNDP2026 | HEV | 2040 | TWh | 320 | Sub_sector | International transport | International aviation | Transport (int. aviation) | Energetic | transport_int_aviation_final_demand_ammonia | Ammonia | EU | Energy demand | 0 | FEC
HU | TYNDP2026 | HEV | 2040 | TWh | 322 | Sub_sector | International transport | International shipping | Transport (int. shipping) | Energetic | transport_int_shipping_final_demand_electricity | Electricity | EU | Energy demand | 0 | not_included_in_FEC
HU | TYNDP2026 | HEV | 2040 | TWh | 323 | Sub_sector | International transport | International shipping | Transport (int. shipping) | Energetic | transport_int_shipping_final_demand_hydrogen | Hydrogen | EU | Energy demand | 0 | not_included_in_FEC
HU | TYNDP2026 | HEV | 2040 | TWh | 324 | Sub_sector | International transport | International shipping | Transport (int. shipping) | Energetic | transport_int_shipping_final_demand_methane | Methane | EU | Energy demand | 0 | not_included_in_FEC
HU | TYNDP2026 | HEV | 2040 | TWh | 325 | Sub_sector | International transport | International shipping | Transport (int. shipping) | Energetic | transport_int_shipping_final_demand_heat | Heat | EU | Energy demand | 0 | not_included_in_FEC
HU | TYNDP2026 | HEV | 2040 | TWh | 326 | Sub_sector | International transport | International shipping | Transport (int. shipping) | Energetic | transport_int_shipping_final_demand_biofuels | Biomass | EU | Energy demand | 0 | not_included_in_FEC
HU | TYNDP2026 | HEV | 2040 | TWh | 327 | Sub_sector | International transport | International shipping | Transport (int. shipping) | Energetic | transport_int_shipping_final_demand_coal | Solids | EU | Energy demand | 0 | not_included_in_FEC
HU | TYNDP2026 | HEV | 2040 | TWh | 328 | Sub_sector | International transport | International shipping | Transport (int. shipping) | Energetic | transport_int_shipping_final_demand_oil | Liquids | EU | Energy demand | 0 | not_included_in_FEC
HU | TYNDP2026 | HEV | 2040 | TWh | 329 | Sub_sector | International transport | International shipping | Transport (int. shipping) | Energetic | transport_int_shipping_final_demand_other | Others | EU | Energy demand | 0 | not_included_in_FEC
HU | TYNDP2026 | HEV | 2040 | TWh | 330 | Sub_sector | International transport | International shipping | Transport (int. shipping) | Energetic | transport_int_shipping_final_demand_ammonia | Ammonia | EU | Energy demand | 0 | not_included_in_FEC
HU | TYNDP2026 | HEV | 2040 | TWh | 332 | Sub_sector | Households | Space heating | Households (heating) | Energetic | households_heating_final_demand_electricity | Electricity | EU | Energy demand | 0.65093 | FEC
HU | TYNDP2026 | HEV | 2040 | TWh | 333 | Sub_sector | Households | Space heating | Households (heating) | Energetic | households_heating_final_demand_hydrogen | Hydrogen | EU | Energy demand | 0 | FEC
HU | TYNDP2026 | HEV | 2040 | TWh | 334 | Sub_sector | Households | Space heating | Households (heating) | Energetic | households_heating_final_demand_methane | Methane | EU | Energy demand | 9.489 | FEC
HU | TYNDP2026 | HEV | 2040 | TWh | 335 | Sub_sector | Households | Space heating | Households (heating) | Energetic | households_heating_final_demand_heat | Heat | EU | Energy demand | 2.2638 | FEC
HU | TYNDP2026 | HEV | 2040 | TWh | 336 | Sub_sector | Households | Space heating | Households (heating) | Energetic | households_heating_final_demand_biomass | Biomass | EU | Energy demand | 2.7736 | FEC
HU | TYNDP2026 | HEV | 2040 | TWh | 337 | Sub_sector | Households | Space heating | Households (heating) | Energetic | households_heating_final_demand_coal | Solids | EU | Energy demand | 0 | FEC
HU | TYNDP2026 | HEV | 2040 | TWh | 338 | Sub_sector | Households | Space heating | Households (heating) | Energetic | households_heating_final_demand_oil | Liquids | EU | Energy demand | 0.0017693 | FEC
HU | TYNDP2026 | HEV | 2040 | TWh | 339 | Sub_sector | Households | Space heating | Households (heating) | Energetic | households_heating_final_demand_other | Others | EU | Energy demand | 0 | FEC
HU | TYNDP2026 | HEV | 2040 | TWh | 340 | Sub_sector | Households | Space heating | Households (heating) | Energetic | households_heating_final_demand_ammonia | Ammonia | EU | Energy demand | 0 | FEC
HU | TYNDP2026 | HEV | 2040 | TWh | 343 | Sub_sector | Households | Cooling | Households (cooling) | Energetic | households_cooling_final_demand_electricity | Electricity | EU | Energy demand | 0.15954 | FEC
HU | TYNDP2026 | HEV | 2040 | TWh | 344 | Sub_sector | Households | Cooling | Households (cooling) | Energetic | households_cooling_final_demand_hydrogen | Hydrogen | EU | Energy demand | 0 | FEC
HU | TYNDP2026 | HEV | 2040 | TWh | 345 | Sub_sector | Households | Cooling | Households (cooling) | Energetic | households_cooling_final_demand_methane | Methane | EU | Energy demand | 0 | FEC
HU | TYNDP2026 | HEV | 2040 | TWh | 346 | Sub_sector | Households | Cooling | Households (cooling) | Energetic | households_cooling_final_demand_heat | Heat | EU | Energy demand | 0 | FEC
HU | TYNDP2026 | HEV | 2040 | TWh | 347 | Sub_sector | Households | Cooling | Households (cooling) | Energetic | households_cooling_final_demand_biomass | Biomass | EU | Energy demand | 0 | FEC
HU | TYNDP2026 | HEV | 2040 | TWh | 348 | Sub_sector | Households | Cooling | Households (cooling) | Energetic | households_cooling_final_demand_coal | Solids | EU | Energy demand | 0 | FEC
HU | TYNDP2026 | HEV | 2040 | TWh | 349 | Sub_sector | Households | Cooling | Households (cooling) | Energetic | households_cooling_final_demand_oil | Liquids | EU | Energy demand | 0 | FEC
HU | TYNDP2026 | HEV | 2040 | TWh | 350 | Sub_sector | Households | Cooling | Households (cooling) | Energetic | households_cooling_final_demand_other | Others | EU | Energy demand | 0 | FEC
HU | TYNDP2026 | HEV | 2040 | TWh | 351 | Sub_sector | Households | Cooling | Households (cooling) | Energetic | households_cooling_final_demand_ammonia | Ammonia | EU | Energy demand | 0 | FEC
HU | TYNDP2026 | HEV | 2040 | TWh | 354 | Sub_sector | Households | Hot water | Households (hot water) | Energetic | households_hot_water_final_demand_electricity | Electricity | EU | Energy demand | 0.61798 | FEC
HU | TYNDP2026 | HEV | 2040 | TWh | 355 | Sub_sector | Households | Hot water | Households (hot water) | Energetic | households_hot_water_final_demand_hydrogen | Hydrogen | EU | Energy demand | 0 | FEC
HU | TYNDP2026 | HEV | 2040 | TWh | 356 | Sub_sector | Households | Hot water | Households (hot water) | Energetic | households_hot_water_final_demand_methane | Methane | EU | Energy demand | 5.3995 | FEC
HU | TYNDP2026 | HEV | 2040 | TWh | 357 | Sub_sector | Households | Hot water | Households (hot water) | Energetic | households_hot_water_final_demand_heat | Heat | EU | Energy demand | 1.8011 | FEC
HU | TYNDP2026 | HEV | 2040 | TWh | 358 | Sub_sector | Households | Hot water | Households (hot water) | Energetic | households_hot_water_final_demand_biomass | Biomass | EU | Energy demand | 1.0767 | FEC
HU | TYNDP2026 | HEV | 2040 | TWh | 359 | Sub_sector | Households | Hot water | Households (hot water) | Energetic | households_hot_water_final_demand_coal | Solids | EU | Energy demand | 0 | FEC
HU | TYNDP2026 | HEV | 2040 | TWh | 360 | Sub_sector | Households | Hot water | Households (hot water) | Energetic | households_hot_water_final_demand_oil | Liquids | EU | Energy demand | 0.0005481 | FEC
HU | TYNDP2026 | HEV | 2040 | TWh | 361 | Sub_sector | Households | Hot water | Households (hot water) | Energetic | households_hot_water_final_demand_other | Others | EU | Energy demand | 0.10185 | FEC
HU | TYNDP2026 | HEV | 2040 | TWh | 362 | Sub_sector | Households | Hot water | Households (hot water) | Energetic | households_hot_water_final_demand_ammonia | Ammonia | EU | Energy demand | 0 | FEC
HU | TYNDP2026 | HEV | 2040 | TWh | 365 | Sub_sector | Households | Appliances | Households (appliances) | Energetic | households_appliances_final_demand_electricity | Electricity | EU | Energy demand | 7.9447 | FEC
HU | TYNDP2026 | HEV | 2040 | TWh | 366 | Sub_sector | Households | Appliances | Households (appliances) | Energetic | households_appliances_final_demand_hydrogen | Hydrogen | EU | Energy demand | 0 | FEC
HU | TYNDP2026 | HEV | 2040 | TWh | 367 | Sub_sector | Households | Appliances | Households (appliances) | Energetic | households_appliances_final_demand_methane | Methane | EU | Energy demand | 1.2977 | FEC
HU | TYNDP2026 | HEV | 2040 | TWh | 368 | Sub_sector | Households | Appliances | Households (appliances) | Energetic | households_appliances_final_demand_heat | Heat | EU | Energy demand | 0 | FEC
HU | TYNDP2026 | HEV | 2040 | TWh | 369 | Sub_sector | Households | Appliances | Households (appliances) | Energetic | households_appliances_final_demand_biomass | Biomass | EU | Energy demand | 0.19391 | FEC
HU | TYNDP2026 | HEV | 2040 | TWh | 370 | Sub_sector | Households | Appliances | Households (appliances) | Energetic | households_appliances_final_demand_coal | Solids | EU | Energy demand | 0 | FEC
HU | TYNDP2026 | HEV | 2040 | TWh | 371 | Sub_sector | Households | Appliances | Households (appliances) | Energetic | households_appliances_final_demand_oil | Liquids | EU | Energy demand | 0 | FEC
HU | TYNDP2026 | HEV | 2040 | TWh | 372 | Sub_sector | Households | Appliances | Households (appliances) | Energetic | households_appliances_final_demand_other | Others | EU | Energy demand | 0 | FEC
HU | TYNDP2026 | HEV | 2040 | TWh | 373 | Sub_sector | Households | Appliances | Households (appliances) | Energetic | households_appliances_final_demand_ammonia | Ammonia | EU | Energy demand | 0 | FEC
HU | TYNDP2026 | HEV | 2040 | TWh | 375 | Sub_sector | Buildings | Space heating | Buildings (heat) | Energetic | buildings_heat_final_demand_electricity | Electricity | EU | Energy demand | 1.8233 | FEC
HU | TYNDP2026 | HEV | 2040 | TWh | 376 | Sub_sector | Buildings | Space heating | Buildings (heat) | Energetic | buildings_heat_final_demand_hydrogen | Hydrogen | EU | Energy demand | 0 | FEC
HU | TYNDP2026 | HEV | 2040 | TWh | 377 | Sub_sector | Buildings | Space heating | Buildings (heat) | Energetic | buildings_heat_final_demand_methane | Methane | EU | Energy demand | 3.4964 | FEC
HU | TYNDP2026 | HEV | 2040 | TWh | 378 | Sub_sector | Buildings | Space heating | Buildings (heat) | Energetic | buildings_heat_final_demand_heat | Heat | EU | Energy demand | 1.6173 | FEC
HU | TYNDP2026 | HEV | 2040 | TWh | 379 | Sub_sector | Buildings | Space heating | Buildings (heat) | Energetic | buildings_heat_final_demand_biomass | Biomass | EU | Energy demand | 0.19695 | FEC
HU | TYNDP2026 | HEV | 2040 | TWh | 380 | Sub_sector | Buildings | Space heating | Buildings (heat) | Energetic | buildings_heat_final_demand_coal | Solids | EU | Energy demand | 0 | FEC
HU | TYNDP2026 | HEV | 2040 | TWh | 381 | Sub_sector | Buildings | Space heating | Buildings (heat) | Energetic | buildings_heat_final_demand_oil | Liquids | EU | Energy demand | 0 | FEC
HU | TYNDP2026 | HEV | 2040 | TWh | 382 | Sub_sector | Buildings | Space heating | Buildings (heat) | Energetic | buildings_heat_final_demand_other | Others | EU | Energy demand | 0.0066759 | FEC
HU | TYNDP2026 | HEV | 2040 | TWh | 383 | Sub_sector | Buildings | Space heating | Buildings (heat) | Energetic | buildings_heat_final_demand_ammonia | Ammonia | EU | Energy demand | 0 | FEC
HU | TYNDP2026 | HEV | 2040 | TWh | 386 | Sub_sector | Buildings | Cooling | Buildings (cooling) | Energetic | buildings_cooling_final_demand_electricity | Electricity | EU | Energy demand | 0.45879 | FEC
HU | TYNDP2026 | HEV | 2040 | TWh | 387 | Sub_sector | Buildings | Cooling | Buildings (cooling) | Energetic | buildings_cooling_final_demand_hydrogen | Hydrogen | EU | Energy demand | 0 | FEC
HU | TYNDP2026 | HEV | 2040 | TWh | 388 | Sub_sector | Buildings | Cooling | Buildings (cooling) | Energetic | buildings_cooling_final_demand_methane | Methane | EU | Energy demand | 0 | FEC
HU | TYNDP2026 | HEV | 2040 | TWh | 389 | Sub_sector | Buildings | Cooling | Buildings (cooling) | Energetic | buildings_cooling_final_demand_heat | Heat | EU | Energy demand | 0 | FEC
HU | TYNDP2026 | HEV | 2040 | TWh | 390 | Sub_sector | Buildings | Cooling | Buildings (cooling) | Energetic | buildings_cooling_final_demand_biomass | Biomass | EU | Energy demand | 0 | FEC
HU | TYNDP2026 | HEV | 2040 | TWh | 391 | Sub_sector | Buildings | Cooling | Buildings (cooling) | Energetic | buildings_cooling_final_demand_coal | Solids | EU | Energy demand | 0 | FEC
HU | TYNDP2026 | HEV | 2040 | TWh | 392 | Sub_sector | Buildings | Cooling | Buildings (cooling) | Energetic | buildings_cooling_final_demand_oil | Liquids | EU | Energy demand | 0 | FEC
HU | TYNDP2026 | HEV | 2040 | TWh | 393 | Sub_sector | Buildings | Cooling | Buildings (cooling) | Energetic | buildings_cooling_final_demand_other | Others | EU | Energy demand | 0 | FEC
HU | TYNDP2026 | HEV | 2040 | TWh | 394 | Sub_sector | Buildings | Cooling | Buildings (cooling) | Energetic | buildings_cooling_final_demand_ammonia | Ammonia | EU | Energy demand | 0 | FEC
HU | TYNDP2026 | HEV | 2040 | TWh | 397 | Sub_sector | Buildings | Appliances | Buildings (appliances) | Energetic | buildings_appliances_final_demand_electricity | Electricity | EU | Energy demand | 5.8642 | FEC
HU | TYNDP2026 | HEV | 2040 | TWh | 398 | Sub_sector | Buildings | Appliances | Buildings (appliances) | Energetic | buildings_appliances_final_demand_hydrogen | Hydrogen | EU | Energy demand | 0 | FEC
HU | TYNDP2026 | HEV | 2040 | TWh | 399 | Sub_sector | Buildings | Appliances | Buildings (appliances) | Energetic | buildings_appliances_final_demand_methane | Methane | EU | Energy demand | 4.7305 | FEC
HU | TYNDP2026 | HEV | 2040 | TWh | 400 | Sub_sector | Buildings | Appliances | Buildings (appliances) | Energetic | buildings_appliances_final_demand_heat | Heat | EU | Energy demand | 0 | FEC
HU | TYNDP2026 | HEV | 2040 | TWh | 401 | Sub_sector | Buildings | Appliances | Buildings (appliances) | Energetic | buildings_appliances_final_demand_biomass | Biomass | EU | Energy demand | 0 | FEC
HU | TYNDP2026 | HEV | 2040 | TWh | 402 | Sub_sector | Buildings | Appliances | Buildings (appliances) | Energetic | buildings_appliances_final_demand_coal | Solids | EU | Energy demand | 0 | FEC
HU | TYNDP2026 | HEV | 2040 | TWh | 403 | Sub_sector | Buildings | Appliances | Buildings (appliances) | Energetic | buildings_appliances_final_demand_oil | Liquids | EU | Energy demand | 0 | FEC
HU | TYNDP2026 | HEV | 2040 | TWh | 404 | Sub_sector | Buildings | Appliances | Buildings (appliances) | Energetic | buildings_appliances_final_demand_other | Others | EU | Energy demand | 0 | FEC
HU | TYNDP2026 | HEV | 2040 | TWh | 405 | Sub_sector | Buildings | Appliances | Buildings (appliances) | Energetic | buildings_appliances_final_demand_ammonia | Ammonia | EU | Energy demand | 0 | FEC
HU | TYNDP2026 | HEV | 2040 | TWh | 407 | Sub_sector | Buildings | Datacenters | Datacenters & ICT | Energetic | datacentres_final_demand_electricity_energetic | Electricity | EU | Energy demand | 1.9135 | FEC
HU | TYNDP2026 | HEV | 2040 | TWh | 408 | Sub_sector | Buildings | Datacenters | Datacenters & ICT | Energetic | datacentres_final_demand_hydrogen_energetic | Hydrogen | EU | Energy demand | 0 | FEC
HU | TYNDP2026 | HEV | 2040 | TWh | 409 | Sub_sector | Buildings | Datacenters | Datacenters & ICT | Energetic | datacentres_final_demand_methane_energetic | Methane | EU | Energy demand | 0 | FEC
HU | TYNDP2026 | HEV | 2040 | TWh | 410 | Sub_sector | Buildings | Datacenters | Datacenters & ICT | Energetic | datacentres_final_demand_heat_energetic | Heat | EU | Energy demand | 0 | FEC
HU | TYNDP2026 | HEV | 2040 | TWh | 411 | Sub_sector | Buildings | Datacenters | Datacenters & ICT | Energetic | datacentres_final_demand_biomass_energetic | Biomass | EU | Energy demand | 0 | FEC
HU | TYNDP2026 | HEV | 2040 | TWh | 412 | Sub_sector | Buildings | Datacenters | Datacenters & ICT | Energetic | datacentres_final_demand_coal_energetic | Solids | EU | Energy demand | 0 | FEC
HU | TYNDP2026 | HEV | 2040 | TWh | 413 | Sub_sector | Buildings | Datacenters | Datacenters & ICT | Energetic | datacentres_final_demand_oil_energetic | Liquids | EU | Energy demand | 0 | FEC
HU | TYNDP2026 | HEV | 2040 | TWh | 414 | Sub_sector | Buildings | Datacenters | Datacenters & ICT | Energetic | datacentres_final_demand_other_energetic | Others | EU | Energy demand | 0 | FEC
HU | TYNDP2026 | HEV | 2040 | TWh | 415 | Sub_sector | Buildings | Datacenters | Datacenters & ICT | Energetic | datacentres_final_demand_ammonia_energetic | Ammonia | EU | Energy demand | 0 | FEC
HU | TYNDP2026 | HEV | 2040 | TWh | 417 | Sub_sector | Transport | Others_Sector | Others_Sector | Energetic | other_final_demand_electricity_energetic | Electricity | EU | Energy demand | 0.074 | FEC
HU | TYNDP2026 | HEV | 2040 | TWh | 418 | Sub_sector | Transport | Others_Sector | Others_Sector | Energetic | other_final_demand_hydrogen_energetic | Hydrogen | EU | Energy demand | 0 | FEC
HU | TYNDP2026 | HEV | 2040 | TWh | 419 | Sub_sector | Transport | Pipeline Transport | Others_Sector | Energetic | other_final_demand_methane_energetic | Methane | EU | Energy demand | 1.0642 | FEC
HU | TYNDP2026 | HEV | 2040 | TWh | 420 | Sub_sector | Transport | Others_Sector | Others_Sector | Energetic | other_final_demand_heat_energetic | Heat | EU | Energy demand | 0.028611 | FEC
HU | TYNDP2026 | HEV | 2040 | TWh | 421 | Sub_sector | Transport | Others_Sector | Others_Sector | Energetic | other_final_demand_biomass_energetic | Biomass | EU | Energy demand | 0 | FEC
HU | TYNDP2026 | HEV | 2040 | TWh | 422 | Sub_sector | Transport | Others_Sector | Others_Sector | Energetic | other_final_demand_coal_energetic | Solids | EU | Energy demand | 0.0035094 | FEC
HU | TYNDP2026 | HEV | 2040 | TWh | 423 | Sub_sector | Transport | Others_Sector | Others_Sector | Energetic | other_final_demand_oil_energetic | Liquids | EU | Energy demand | 0.10744 | FEC
HU | TYNDP2026 | HEV | 2040 | TWh | 424 | Sub_sector | Others_Sector | Others_Sector | Others_Sector | Non-energetic | other_final_demand_oil_non_energetic | Liquids | EU | Energy demand | 0.43117 | not_included_in_FEC
HU | TYNDP2026 | HEV | 2040 | TWh | 425 | Sub_sector | Transport | Others_Sector | Others_Sector | Energetic | other_final_demand_other_energetic | Others | EU | Energy demand | 0 | FEC
HU | TYNDP2026 | HEV | 2040 | TWh | 426 | Sub_sector | Transport | Others_Sector | Others_Sector | Energetic | other_final_demand_ammonia_energetic | Ammonia | EU | Energy demand | 0 | FEC
HU | TYNDP2026 | HEV | 2040 | TWh | 427 | Sub_sector | Industry | Surplus_Heat_in_Industry | Surplus_Heat_in_Industry | Energetic | final_demand_of_industry_unused_local_production_steam_hot_water | Heat | EU | Energy demand | 0 | FEC
HU | TYNDP2026 | HEV | 2040 | TWh | 429 | Sub_sector | Agriculture | Total | Agriculture | Energetic | agriculture_final_demand_electricity_energetic | Electricity | EU | Energy demand | 1.0091 | FEC
HU | TYNDP2026 | HEV | 2040 | TWh | 430 | Sub_sector | Agriculture | Total | Agriculture | Energetic | agriculture_final_demand_hydrogen_energetic | Hydrogen | EU | Energy demand | 0 | FEC
HU | TYNDP2026 | HEV | 2040 | TWh | 431 | Sub_sector | Agriculture | Total | Agriculture | Energetic | agriculture_final_demand_methane_energetic | Methane | EU | Energy demand | 1.4566 | FEC
HU | TYNDP2026 | HEV | 2040 | TWh | 432 | Sub_sector | Agriculture | Total | Agriculture | Energetic | agriculture_final_demand_heat_energetic | Heat | EU | Energy demand | 0.0044444 | FEC
HU | TYNDP2026 | HEV | 2040 | TWh | 433 | Sub_sector | Agriculture | Total | Agriculture | Energetic | agriculture_final_demand_biomass_energetic | Biomass | EU | Energy demand | 0.18379 | FEC
HU | TYNDP2026 | HEV | 2040 | TWh | 434 | Sub_sector | Agriculture | Total | Agriculture | Energetic | agriculture_final_demand_coal_energetic | Solids | EU | Energy demand | 0 | FEC
HU | TYNDP2026 | HEV | 2040 | TWh | 435 | Sub_sector | Agriculture | Total | Agriculture | Energetic | agriculture_final_demand_oil_energetic | Liquids | EU | Energy demand | 4.6426 | FEC
HU | TYNDP2026 | HEV | 2040 | TWh | 436 | Sub_sector | Agriculture | Total | Agriculture | Energetic | agriculture_final_demand_other_energetic | Others | EU | Energy demand | 0 | FEC
HU | TYNDP2026 | HEV | 2040 | TWh | 437 | Sub_sector | Agriculture | Total | Agriculture | Energetic | agriculture_final_demand_ammonia_energetic | Ammonia | EU | Energy demand | 0 | FEC
HU | TYNDP2026 | HEV | 2040 | TWh | 447 | Sub_sector | Buildings | Surplus Energy | Buildings | Energetic | GAP | Electricity | EU | Energy demand | 0 | FEC
HU | TYNDP2026 | HEV | 2040 | TWh | 448 | Sub_sector | Buildings | Surplus Energy | Buildings | Energetic | GAP | Hydrogen | EU | Energy demand | 0 | FEC
HU | TYNDP2026 | HEV | 2040 | TWh | 449 | Sub_sector | Buildings | Surplus Energy | Buildings | Energetic | GAP | Methane | EU | Energy demand | 0 | FEC
HU | TYNDP2026 | HEV | 2040 | TWh | 450 | Sub_sector | Buildings | Surplus Energy | Buildings | Energetic | GAP | Heat | EU | Energy demand | 0 | FEC
HU | TYNDP2026 | HEV | 2040 | TWh | 451 | Sub_sector | Buildings | Surplus Energy | Buildings | Energetic | GAP | Biomass | EU | Energy demand | 0.053731 | FEC
HU | TYNDP2026 | HEV | 2040 | TWh | 452 | Sub_sector | Buildings | Surplus Energy | Buildings | Energetic | GAP | Solids | EU | Energy demand | 0 | FEC
HU | TYNDP2026 | HEV | 2040 | TWh | 453 | Sub_sector | Buildings | Surplus Energy | Buildings | Energetic | GAP | Liquids | EU | Energy demand | 0.0014413 | FEC
HU | TYNDP2026 | HEV | 2040 | TWh | 454 | Sub_sector | Buildings | Surplus Energy | Buildings | Energetic | GAP | Others | EU | Energy demand | 0 | FEC
HU | TYNDP2026 | HEV | 2040 | TWh | 455 | Sub_sector | Buildings | Surplus Energy | Buildings | Energetic | GAP | Ammonia | EU | Energy demand | 0 | FEC
HU | TYNDP2026 | HEV | 2040 | TWh | 456 | Sub_sector | Households | Surplus Energy | Households | Energetic | GAP | Electricity | EU | Energy demand | 0 | FEC
HU | TYNDP2026 | HEV | 2040 | TWh | 457 | Sub_sector | Households | Surplus Energy | Households | Energetic | GAP | Hydrogen | EU | Energy demand | 0 | FEC
HU | TYNDP2026 | HEV | 2040 | TWh | 458 | Sub_sector | Households | Surplus Energy | Households | Energetic | GAP | Methane | EU | Energy demand | 0 | FEC
HU | TYNDP2026 | HEV | 2040 | TWh | 459 | Sub_sector | Households | Surplus Energy | Households | Energetic | GAP | Heat | EU | Energy demand | 0 | FEC
HU | TYNDP2026 | HEV | 2040 | TWh | 460 | Sub_sector | Households | Surplus Energy | Households | Energetic | GAP | Biomass | EU | Energy demand | 0 | FEC
HU | TYNDP2026 | HEV | 2040 | TWh | 461 | Sub_sector | Households | Surplus Energy | Households | Energetic | GAP | Solids | EU | Energy demand | 0 | FEC
HU | TYNDP2026 | HEV | 2040 | TWh | 462 | Sub_sector | Households | Surplus Energy | Households | Energetic | GAP | Liquids | EU | Energy demand | 0 | FEC
HU | TYNDP2026 | HEV | 2040 | TWh | 463 | Sub_sector | Households | Surplus Energy | Households | Energetic | GAP | Others | EU | Energy demand | 0 | FEC
HU | TYNDP2026 | HEV | 2040 | TWh | 464 | Sub_sector | Households | Surplus Energy | Households | Energetic | GAP | Ammonia | EU | Energy demand | 0 | FEC
HU | TYNDP2026 | LEV | 2035 | TWh | 102 | Sub_sector | Industry | Aluminium | Industry (aluminium) | Energetic | industry_aluminium_demand_electricity_energetic | Electricity | EU | Energy demand | 0 | FEC
HU | TYNDP2026 | LEV | 2035 | TWh | 103 | Sub_sector | Industry | Aluminium | Industry (aluminium) | Energetic | industry_aluminium_demand_hydrogen_energetic | Hydrogen | EU | Energy demand | 0 | FEC
HU | TYNDP2026 | LEV | 2035 | TWh | 104 | Sub_sector | Industry | Aluminium | Industry (aluminium) | Energetic | industry_aluminium_demand_methane_energetic | Methane | EU | Energy demand | 0 | FEC
HU | TYNDP2026 | LEV | 2035 | TWh | 105 | Sub_sector | Industry | Aluminium | Industry (aluminium) | Energetic | industry_aluminium_demand_heat_energetic | Heat | EU | Energy demand | 0 | FEC
HU | TYNDP2026 | LEV | 2035 | TWh | 106 | Sub_sector | Industry | Aluminium | Industry (aluminium) | Energetic | industry_aluminium_demand_biomass_energetic | Biomass | EU | Energy demand | 0 | FEC
HU | TYNDP2026 | LEV | 2035 | TWh | 107 | Sub_sector | Industry | Aluminium | Industry (aluminium) | Energetic | industry_aluminium_demand_coal_energetic | Solids | EU | Energy demand | 0 | FEC
HU | TYNDP2026 | LEV | 2035 | TWh | 108 | Sub_sector | Industry | Aluminium | Industry (aluminium) | Energetic | industry_aluminium_demand_oil_energetic | Liquids | EU | Energy demand | 0 | FEC
HU | TYNDP2026 | LEV | 2035 | TWh | 109 | Sub_sector | Industry | Aluminium | Industry (aluminium) | Energetic | industry_aluminium_demand_others_energetic | Others | EU | Energy demand | 0 | FEC
HU | TYNDP2026 | LEV | 2035 | TWh | 110 | Sub_sector | Industry | Aluminium | Industry (aluminium) | Energetic | industry_ammonia_demand_others_energetic | Ammonia | EU | Energy demand | 0 | FEC
HU | TYNDP2026 | LEV | 2035 | TWh | 112 | Sub_sector | Industry | Chemicals | Industry (chemicals, energetic) | Energetic | industry_chemical_demand_electricity_energetic | Electricity | EU | Energy demand | 2.9359 | FEC
HU | TYNDP2026 | LEV | 2035 | TWh | 113 | Sub_sector | Industry | Chemicals | Industry (chemicals, energetic) | Energetic | industry_chemical_demand_hydrogen_energetic | Hydrogen | EU | Energy demand | 0.14229 | FEC
HU | TYNDP2026 | LEV | 2035 | TWh | 114 | Sub_sector | Industry | Chemicals | Industry (chemicals, energetic) | Energetic | industry_chemical_demand_methane_energetic | Methane | EU | Energy demand | 1.5016 | FEC
HU | TYNDP2026 | LEV | 2035 | TWh | 115 | Sub_sector | Industry | Chemicals | Industry (chemicals, energetic) | Energetic | industry_chemical_demand_heat_energetic | Heat | EU | Energy demand | 2.7881 | FEC
HU | TYNDP2026 | LEV | 2035 | TWh | 116 | Sub_sector | Industry | Chemicals | Industry (chemicals, energetic) | Energetic | industry_chemical_demand_biomass_energetic | Biomass | EU | Energy demand | 0.016958 | FEC
HU | TYNDP2026 | LEV | 2035 | TWh | 117 | Sub_sector | Industry | Chemicals | Industry (chemicals, energetic) | Energetic | industry_chemical_demand_coal_energetic | Solids | EU | Energy demand | 0 | FEC
HU | TYNDP2026 | LEV | 2035 | TWh | 118 | Sub_sector | Industry | Chemicals | Industry (chemicals, energetic) | Energetic | industry_chemical_demand_oil_energetic | Liquids | EU | Energy demand | 2.5764 | FEC
HU | TYNDP2026 | LEV | 2035 | TWh | 119 | Sub_sector | Industry | Chemicals | Industry (chemicals, energetic) | Energetic | industry_chemical_demand_others_energetic | Others | EU | Energy demand | 0 | FEC
HU | TYNDP2026 | LEV | 2035 | TWh | 120 | Sub_sector | Industry | Chemicals | Industry (chemicals, energetic) | Energetic | industry_chemical_demand_ammonia_energetic | Ammonia | EU | Energy demand | 0 | FEC
HU | TYNDP2026 | LEV | 2035 | TWh | 122 | Sub_sector | Industry | Chemicals | Industry (chemicals, non-energetic) | Non-energetic | industry_chemical_demand_electricity_non_energetic | Electricity | EU | Energy demand | 0 | not_included_in_FEC
HU | TYNDP2026 | LEV | 2035 | TWh | 123 | Sub_sector | Industry | Chemicals | Industry (chemicals, non-energetic) | Non-energetic | industry_chemical_demand_hydrogen_non_energetic | Hydrogen | EU | Energy demand | 1.9219 | not_included_in_FEC
HU | TYNDP2026 | LEV | 2035 | TWh | 124 | Sub_sector | Industry | Chemicals | Industry (chemicals, non-energetic) | Non-energetic | industry_chemical_demand_methane_non_energetic | Methane | EU | Energy demand | 0 | not_included_in_FEC
HU | TYNDP2026 | LEV | 2035 | TWh | 125 | Sub_sector | Industry | Chemicals | Industry (chemicals, non-energetic) | Non-energetic | industry_chemical_demand_heat_non_energetic | Heat | EU | Energy demand | 0 | not_included_in_FEC
HU | TYNDP2026 | LEV | 2035 | TWh | 126 | Sub_sector | Industry | Chemicals | Industry (chemicals, non-energetic) | Non-energetic | industry_chemical_demand_biomass_non_energetic | Biomass | EU | Energy demand | 2.0698 | not_included_in_FEC
HU | TYNDP2026 | LEV | 2035 | TWh | 127 | Sub_sector | Industry | Chemicals | Industry (chemicals, non-energetic) | Non-energetic | industry_chemical_demand_coal_non_energetic | Solids | EU | Energy demand | 0.11717 | not_included_in_FEC
HU | TYNDP2026 | LEV | 2035 | TWh | 128 | Sub_sector | Industry | Chemicals | Industry (chemicals, non-energetic) | Non-energetic | industry_chemical_demand_oil_non_energetic | Liquids | EU | Energy demand | 11.858 | not_included_in_FEC
HU | TYNDP2026 | LEV | 2035 | TWh | 129 | Sub_sector | Industry | Chemicals | Industry (chemicals, non-energetic) | Non-energetic | industry_chemical_demand_others_non_energetic | Others | EU | Energy demand | 0 | not_included_in_FEC
HU | TYNDP2026 | LEV | 2035 | TWh | 130 | Sub_sector | Industry | Chemicals | Industry (chemicals, non-energetic) | Non-energetic | industry_chemical_demand_ammonia_non_energetic | Ammonia | EU | Energy demand | 0 | not_included_in_FEC
HU | TYNDP2026 | LEV | 2035 | TWh | 132 | Sub_sector | Industry | Fertilizers | Industry (fertilizers, energetic) | Energetic | industry_fertilizers_demand_electricity_energetic | Electricity | EU | Energy demand | 0.2822 | FEC
HU | TYNDP2026 | LEV | 2035 | TWh | 133 | Sub_sector | Industry | Fertilizers | Industry (fertilizers, energetic) | Energetic | industry_fertilizers_demand_hydrogen_energetic | Hydrogen | EU | Energy demand | 0 | FEC
HU | TYNDP2026 | LEV | 2035 | TWh | 134 | Sub_sector | Industry | Fertilizers | Industry (fertilizers, energetic) | Energetic | industry_fertilizers_demand_methane_energetic | Methane | EU | Energy demand | 1.6845 | FEC
HU | TYNDP2026 | LEV | 2035 | TWh | 135 | Sub_sector | Industry | Fertilizers | Industry (fertilizers, energetic) | Energetic | industry_fertilizers_demand_heat_energetic | Heat | EU | Energy demand | 0 | FEC
HU | TYNDP2026 | LEV | 2035 | TWh | 136 | Sub_sector | Industry | Fertilizers | Industry (fertilizers, energetic) | Energetic | industry_fertilizers_demand_biomass_energetic | Biomass | EU | Energy demand | 0 | FEC
HU | TYNDP2026 | LEV | 2035 | TWh | 137 | Sub_sector | Industry | Fertilizers | Industry (fertilizers, energetic) | Energetic | industry_fertilizers_demand_coal_energetic | Solids | EU | Energy demand | 0 | FEC
HU | TYNDP2026 | LEV | 2035 | TWh | 138 | Sub_sector | Industry | Fertilizers | Industry (fertilizers, energetic) | Energetic | industry_fertilizers_demand_oil_energetic | Liquids | EU | Energy demand | 0 | FEC
HU | TYNDP2026 | LEV | 2035 | TWh | 139 | Sub_sector | Industry | Fertilizers | Industry (fertilizers, energetic) | Energetic | industry_fertilizers_demand_others_energetic | Others | EU | Energy demand | 0 | FEC
HU | TYNDP2026 | LEV | 2035 | TWh | 140 | Sub_sector | Industry | Fertilizers | Industry (fertilizers, energetic) | Energetic | industry_fertilizers_demand_ammonia_energetic | Ammonia | EU | Energy demand | 0 | FEC
HU | TYNDP2026 | LEV | 2035 | TWh | 142 | Sub_sector | Industry | Fertilizers | Industry (fertilizers, non-energetic) | Non-energetic | industry_fertilizers_demand_electricity_non_energetic | Electricity | EU | Energy demand | 0 | not_included_in_FEC
HU | TYNDP2026 | LEV | 2035 | TWh | 143 | Sub_sector | Industry | Fertilizers | Industry (fertilizers, non-energetic) | Non-energetic | industry_fertilizers_demand_hydrogen_non_energetic | Hydrogen | EU | Energy demand | 2.7515 | not_included_in_FEC
HU | TYNDP2026 | LEV | 2035 | TWh | 144 | Sub_sector | Industry | Fertilizers | Industry (fertilizers, non-energetic) | Non-energetic | industry_fertilizers_demand_methane_non_energetic | Methane | EU | Energy demand | 2.0659 | not_included_in_FEC
HU | TYNDP2026 | LEV | 2035 | TWh | 145 | Sub_sector | Industry | Fertilizers | Industry (fertilizers, non-energetic) | Non-energetic | industry_fertilizers_demand_heat_non_energetic | Heat | EU | Energy demand | 0 | not_included_in_FEC
HU | TYNDP2026 | LEV | 2035 | TWh | 146 | Sub_sector | Industry | Fertilizers | Industry (fertilizers, non-energetic) | Non-energetic | industry_fertilizers_demand_biomass_non_energetic | Biomass | EU | Energy demand | 0 | not_included_in_FEC
HU | TYNDP2026 | LEV | 2035 | TWh | 147 | Sub_sector | Industry | Fertilizers | Industry (fertilizers, non-energetic) | Non-energetic | industry_fertilizers_demand_coal_non_energetic | Solids | EU | Energy demand | 0 | not_included_in_FEC
HU | TYNDP2026 | LEV | 2035 | TWh | 148 | Sub_sector | Industry | Fertilizers | Industry (fertilizers, non-energetic) | Non-energetic | industry_fertilizers_demand_oil_non_energetic | Liquids | EU | Energy demand | 0 | not_included_in_FEC
HU | TYNDP2026 | LEV | 2035 | TWh | 149 | Sub_sector | Industry | Fertilizers | Industry (fertilizers, non-energetic) | Non-energetic | industry_fertilizers_demand_others_non_energetic | Others | EU | Energy demand | 0 | not_included_in_FEC
HU | TYNDP2026 | LEV | 2035 | TWh | 150 | Sub_sector | Industry | Fertilizers | Industry (fertilizers, non-energetic) | Non-energetic | industry_fertilizers_demand_ammonia_non_energetic | Ammonia | EU | Energy demand | 1.3176 | not_included_in_FEC
HU | TYNDP2026 | LEV | 2035 | TWh | 152 | Sub_sector | Industry | Food | Industry (food) | Energetic | industry_food_demand_electricity_energetic | Electricity | EU | Energy demand | 2.5253 | FEC
HU | TYNDP2026 | LEV | 2035 | TWh | 153 | Sub_sector | Industry | Food | Industry (food) | Energetic | industry_food_demand_hydrogen_energetic | Hydrogen | EU | Energy demand | 0.13498 | FEC
HU | TYNDP2026 | LEV | 2035 | TWh | 154 | Sub_sector | Industry | Food | Industry (food) | Energetic | industry_food_demand_methane_energetic | Methane | EU | Energy demand | 3.3093 | FEC
HU | TYNDP2026 | LEV | 2035 | TWh | 155 | Sub_sector | Industry | Food | Industry (food) | Energetic | industry_food_demand_heat_energetic | Heat | EU | Energy demand | 0.18372 | FEC
HU | TYNDP2026 | LEV | 2035 | TWh | 156 | Sub_sector | Industry | Food | Industry (food) | Energetic | industry_food_demand_biomass_energetic | Biomass | EU | Energy demand | 0.82274 | FEC
HU | TYNDP2026 | LEV | 2035 | TWh | 157 | Sub_sector | Industry | Food | Industry (food) | Energetic | industry_food_demand_coal_energetic | Solids | EU | Energy demand | 0 | FEC
HU | TYNDP2026 | LEV | 2035 | TWh | 158 | Sub_sector | Industry | Food | Industry (food) | Energetic | industry_food_demand_oil_energetic | Liquids | EU | Energy demand | 0.14996 | FEC
HU | TYNDP2026 | LEV | 2035 | TWh | 159 | Sub_sector | Industry | Food | Industry (food) | Energetic | industry_food_demand_others_energetic | Others | EU | Energy demand | 0 | FEC
HU | TYNDP2026 | LEV | 2035 | TWh | 160 | Sub_sector | Industry | Food | Industry (food) | Energetic | industry_food_demand_ammonia_energetic | Ammonia | EU | Energy demand | 0 | FEC
HU | TYNDP2026 | LEV | 2035 | TWh | 162 | Sub_sector | Industry | Metals | Industry (metal) | Energetic | industry_metal_demand_electricity_energetic | Electricity | EU | Energy demand | 0.421 | FEC
HU | TYNDP2026 | LEV | 2035 | TWh | 163 | Sub_sector | Industry | Metals | Industry (metal) | Energetic | industry_metal_demand_hydrogen_energetic | Hydrogen | EU | Energy demand | 0 | FEC
HU | TYNDP2026 | LEV | 2035 | TWh | 164 | Sub_sector | Industry | Metals | Industry (metal) | Energetic | industry_metal_demand_methane_energetic | Methane | EU | Energy demand | 0.89775 | FEC
HU | TYNDP2026 | LEV | 2035 | TWh | 165 | Sub_sector | Industry | Metals | Industry (metal) | Energetic | industry_metal_demand_heat_energetic | Heat | EU | Energy demand | 0.025278 | FEC
HU | TYNDP2026 | LEV | 2035 | TWh | 166 | Sub_sector | Industry | Metals | Industry (metal) | Energetic | industry_metal_demand_biomass_energetic | Biomass | EU | Energy demand | 0 | FEC
HU | TYNDP2026 | LEV | 2035 | TWh | 167 | Sub_sector | Industry | Metals | Industry (metal) | Energetic | industry_metal_demand_coal_energetic | Solids | EU | Energy demand | 0 | FEC
HU | TYNDP2026 | LEV | 2035 | TWh | 168 | Sub_sector | Industry | Metals | Industry (metal) | Energetic | industry_metal_demand_oil_energetic | Liquids | EU | Energy demand | 0.011917 | FEC
HU | TYNDP2026 | LEV | 2035 | TWh | 169 | Sub_sector | Industry | Metals | Industry (metal) | Energetic | industry_metal_demand_others_energetic | Others | EU | Energy demand | 0 | FEC
HU | TYNDP2026 | LEV | 2035 | TWh | 170 | Sub_sector | Industry | Metals | Industry (metal) | Energetic | industry_metal_demand_ammonia_energetic | Ammonia | EU | Energy demand | 0 | FEC
HU | TYNDP2026 | LEV | 2035 | TWh | 172 | Sub_sector | Industry | Others | Industry (other, energetic) | Energetic | industry_other_demand_electricity_energetic | Electricity | EU | Energy demand | 11.0799 | FEC
HU | TYNDP2026 | LEV | 2035 | TWh | 173 | Sub_sector | Industry | Others | Industry (other, energetic) | Energetic | industry_other_demand_hydrogen_energetic | Hydrogen | EU | Energy demand | 0.74886 | FEC
HU | TYNDP2026 | LEV | 2035 | TWh | 174 | Sub_sector | Industry | Others | Industry (other, energetic) | Energetic | industry_other_demand_methane_energetic | Methane | EU | Energy demand | 9.7452 | FEC
HU | TYNDP2026 | LEV | 2035 | TWh | 175 | Sub_sector | Industry | Others | Industry (other, energetic) | Energetic | industry_other_demand_heat_energetic | Heat | EU | Energy demand | 0.37008 | FEC
HU | TYNDP2026 | LEV | 2035 | TWh | 176 | Sub_sector | Industry | Others | Industry (other, energetic) | Energetic | industry_other_demand_biomass_energetic | Biomass | EU | Energy demand | 1.3853 | FEC
HU | TYNDP2026 | LEV | 2035 | TWh | 177 | Sub_sector | Industry | Others | Industry (other, energetic) | Energetic | industry_other_demand_coal_energetic | Solids | EU | Energy demand | 0 | FEC
HU | TYNDP2026 | LEV | 2035 | TWh | 178 | Sub_sector | Industry | Others | Industry (other, energetic) | Energetic | industry_other_demand_oil_energetic | Liquids | EU | Energy demand | 1.736 | FEC
HU | TYNDP2026 | LEV | 2035 | TWh | 179 | Sub_sector | Industry | Others | Industry (other, energetic) | Energetic | industry_other_demand_others_energetic | Others | EU | Energy demand | 0 | FEC
HU | TYNDP2026 | LEV | 2035 | TWh | 180 | Sub_sector | Industry | Others | Industry (other, energetic) | Energetic | industry_other_demand_ammonia_energetic | Ammonia | EU | Energy demand | 0 | FEC
HU | TYNDP2026 | LEV | 2035 | TWh | 182 | Sub_sector | Industry | Others | Industry (other, non-energetic) | Non-energetic | industry_other_demand_electricity_non_energetic | Electricity | EU | Energy demand | 0 | not_included_in_FEC
HU | TYNDP2026 | LEV | 2035 | TWh | 183 | Sub_sector | Industry | Others | Industry (other, non-energetic) | Non-energetic | industry_other_demand_hydrogen_non_energetic | Hydrogen | EU | Energy demand | 0.47158 | not_included_in_FEC
HU | TYNDP2026 | LEV | 2035 | TWh | 184 | Sub_sector | Industry | Others | Industry (other, non-energetic) | Non-energetic | industry_other_demand_methane_non_energetic | Methane | EU | Energy demand | 0.35369 | not_included_in_FEC
HU | TYNDP2026 | LEV | 2035 | TWh | 185 | Sub_sector | Industry | Others | Industry (other, non-energetic) | Non-energetic | industry_other_demand_heat_non_energetic | Heat | EU | Energy demand | 0 | not_included_in_FEC
HU | TYNDP2026 | LEV | 2035 | TWh | 186 | Sub_sector | Industry | Others | Industry (other, non-energetic) | Non-energetic | industry_other_demand_biomass_non_energetic | Biomass | EU | Energy demand | 0.47158 | not_included_in_FEC
HU | TYNDP2026 | LEV | 2035 | TWh | 187 | Sub_sector | Industry | Others | Industry (other, non-energetic) | Non-energetic | industry_other_demand_coal_non_energetic | Solids | EU | Energy demand | 0 | not_included_in_FEC
HU | TYNDP2026 | LEV | 2035 | TWh | 188 | Sub_sector | Industry | Others | Industry (other, non-energetic) | Non-energetic | industry_other_demand_oil_non_energetic | Liquids | EU | Energy demand | 1.0611 | not_included_in_FEC
HU | TYNDP2026 | LEV | 2035 | TWh | 189 | Sub_sector | Industry | Others | Industry (other, non-energetic) | Non-energetic | industry_other_demand_others_non_energetic | Others | EU | Energy demand | 0 | not_included_in_FEC
HU | TYNDP2026 | LEV | 2035 | TWh | 190 | Sub_sector | Industry | Others | Industry (other, non-energetic) | Non-energetic | industry_other_demand_ammonia_non_energetic | Ammonia | EU | Energy demand | 0 | not_included_in_FEC
HU | TYNDP2026 | LEV | 2035 | TWh | 192 | Sub_sector | Industry | Paper | Industry (paper) | Energetic | industry_paper_demand_electricity_energetic | Electricity | EU | Energy demand | 0.84175 | FEC
HU | TYNDP2026 | LEV | 2035 | TWh | 193 | Sub_sector | Industry | Paper | Industry (paper) | Energetic | industry_paper_demand_hydrogen_energetic | Hydrogen | EU | Energy demand | 0.044504 | FEC
HU | TYNDP2026 | LEV | 2035 | TWh | 194 | Sub_sector | Industry | Paper | Industry (paper) | Energetic | industry_paper_demand_methane_energetic | Methane | EU | Energy demand | 0.93496 | FEC
HU | TYNDP2026 | LEV | 2035 | TWh | 195 | Sub_sector | Industry | Paper | Industry (paper) | Energetic | industry_paper_demand_heat_energetic | Heat | EU | Energy demand | 0.17806 | FEC
HU | TYNDP2026 | LEV | 2035 | TWh | 196 | Sub_sector | Industry | Paper | Industry (paper) | Energetic | industry_paper_demand_biomass_energetic | Biomass | EU | Energy demand | 0.3276 | FEC
HU | TYNDP2026 | LEV | 2035 | TWh | 197 | Sub_sector | Industry | Paper | Industry (paper) | Energetic | industry_paper_demand_coal_energetic | Solids | EU | Energy demand | 0 | FEC
HU | TYNDP2026 | LEV | 2035 | TWh | 198 | Sub_sector | Industry | Paper | Industry (paper) | Energetic | industry_paper_demand_oil_energetic | Liquids | EU | Energy demand | 0.022878 | FEC
HU | TYNDP2026 | LEV | 2035 | TWh | 199 | Sub_sector | Industry | Paper | Industry (paper) | Energetic | industry_paper_demand_others_energetic | Others | EU | Energy demand | 0 | FEC
HU | TYNDP2026 | LEV | 2035 | TWh | 200 | Sub_sector | Industry | Paper | Industry (paper) | Energetic | industry_paper_demand_ammonia_energetic | Ammonia | EU | Energy demand | 0 | FEC
HU | TYNDP2026 | LEV | 2035 | TWh | 202 | Sub_sector | Industry | Refineries | Industry (refineries, energetic) | Energetic | industry_refinery_demand_electricity_energetic | Electricity | EU | Energy demand | 0.63624 | not_included_in_FEC
HU | TYNDP2026 | LEV | 2035 | TWh | 203 | Sub_sector | Industry | Refineries | Industry (refineries, energetic) | Energetic | industry_refinery_demand_hydrogen_energetic | Hydrogen | EU | Energy demand | 3.0579 | not_included_in_FEC
HU | TYNDP2026 | LEV | 2035 | TWh | 204 | Sub_sector | Industry | Refineries | Industry (refineries, energetic) | Energetic | industry_refinery_demand_methane_energetic | Methane | EU | Energy demand | 0.8679 | not_included_in_FEC
HU | TYNDP2026 | LEV | 2035 | TWh | 205 | Sub_sector | Industry | Refineries | Industry (refineries, energetic) | Energetic | industry_refinery_demand_heat_energetic | Heat | EU | Energy demand | 0 | not_included_in_FEC
HU | TYNDP2026 | LEV | 2035 | TWh | 206 | Sub_sector | Industry | Refineries | Industry (refineries, energetic) | Energetic | industry_refinery_demand_biomass_energetic | Biomass | EU | Energy demand | 1.3493 | not_included_in_FEC
HU | TYNDP2026 | LEV | 2035 | TWh | 207 | Sub_sector | Industry | Refineries | Industry (refineries, energetic) | Energetic | industry_refinery_demand_coal_energetic | Solids | EU | Energy demand | 0 | not_included_in_FEC
HU | TYNDP2026 | LEV | 2035 | TWh | 208 | Sub_sector | Industry | Refineries | Industry (refineries, energetic) | Energetic | industry_refinery_demand_oil_energetic | Liquids | EU | Energy demand | 0.94066 | not_included_in_FEC
HU | TYNDP2026 | LEV | 2035 | TWh | 209 | Sub_sector | Industry | Refineries | Industry (refineries, energetic) | Energetic | industry_refinery_demand_others_energetic | Others | EU | Energy demand | 0 | not_included_in_FEC
HU | TYNDP2026 | LEV | 2035 | TWh | 210 | Sub_sector | Industry | Refineries | Industry (refineries, energetic) | Energetic | industry_refinery_demand_ammonia_energetic | Ammonia | EU | Energy demand | 0 | not_included_in_FEC
HU | TYNDP2026 | LEV | 2035 | TWh | 212 | Sub_sector | Industry | Refineries | Industry (refineries, non-energetic) | Non-energetic | industry_refinery_demand_electricity_non_energetic | Electricity | EU | Energy demand | 0 | not_included_in_FEC
HU | TYNDP2026 | LEV | 2035 | TWh | 213 | Sub_sector | Industry | Refineries | Industry (refineries, non-energetic) | Non-energetic | industry_refinery_demand_hydrogen_non_energetic | Hydrogen | EU | Energy demand | 0 | not_included_in_FEC
HU | TYNDP2026 | LEV | 2035 | TWh | 214 | Sub_sector | Industry | Refineries | Industry (refineries, non-energetic) | Non-energetic | industry_refinery_demand_methane_non_energetic | Methane | EU | Energy demand | 0 | not_included_in_FEC
HU | TYNDP2026 | LEV | 2035 | TWh | 215 | Sub_sector | Industry | Refineries | Industry (refineries, non-energetic) | Non-energetic | industry_refinery_demand_heat_non_energetic | Heat | EU | Energy demand | 0 | not_included_in_FEC
HU | TYNDP2026 | LEV | 2035 | TWh | 216 | Sub_sector | Industry | Refineries | Industry (refineries, non-energetic) | Non-energetic | industry_refinery_demand_biomass_non_energetic | Biomass | EU | Energy demand | 0 | not_included_in_FEC
HU | TYNDP2026 | LEV | 2035 | TWh | 217 | Sub_sector | Industry | Refineries | Industry (refineries, non-energetic) | Non-energetic | industry_refinery_demand_coal_non_energetic | Solids | EU | Energy demand | 0 | not_included_in_FEC
HU | TYNDP2026 | LEV | 2035 | TWh | 218 | Sub_sector | Industry | Refineries | Industry (refineries, non-energetic) | Non-energetic | industry_refinery_demand_oil_non_energetic | Liquids | EU | Energy demand | 0 | not_included_in_FEC
HU | TYNDP2026 | LEV | 2035 | TWh | 219 | Sub_sector | Industry | Refineries | Industry (refineries, non-energetic) | Non-energetic | industry_refinery_demand_others_non_energetic | Others | EU | Energy demand | 0 | not_included_in_FEC
HU | TYNDP2026 | LEV | 2035 | TWh | 220 | Sub_sector | Industry | Refineries | Industry (refineries, non-energetic) | Non-energetic | industry_refinery_demand_ammonia_non_energetic | Ammonia | EU | Energy demand | 0 | not_included_in_FEC
HU | TYNDP2026 | LEV | 2035 | TWh | 222 | Sub_sector | Industry | Steel | Industry (steel) | Energetic | industry_steel_demand_electricity_energetic | Electricity | EU | Energy demand | 0.87486 | FEC
HU | TYNDP2026 | LEV | 2035 | TWh | 223 | Sub_sector | Industry | Steel | Industry (steel) | Energetic | industry_steel_demand_hydrogen_energetic | Hydrogen | EU | Energy demand | 1.0755 | FEC
HU | TYNDP2026 | LEV | 2035 | TWh | 224 | Sub_sector | Industry | Steel | Industry (steel) | Energetic | industry_steel_demand_methane_energetic | Methane | EU | Energy demand | 0.72093 | FEC
HU | TYNDP2026 | LEV | 2035 | TWh | 225 | Sub_sector | Industry | Steel | Industry (steel) | Energetic | industry_steel_demand_heat_energetic | Heat | EU | Energy demand | 0.20925 | FEC
HU | TYNDP2026 | LEV | 2035 | TWh | 226 | Sub_sector | Industry | Steel | Industry (steel) | Energetic | industry_steel_demand_biomass_energetic | Biomass | EU | Energy demand | 0.00093207 | FEC
HU | TYNDP2026 | LEV | 2035 | TWh | 227 | Sub_sector | Industry | Steel | Industry (steel) | Energetic | industry_steel_demand_coal_energetic | Solids | EU | Energy demand | 1.4303 | FEC
HU | TYNDP2026 | LEV | 2035 | TWh | 228 | Sub_sector | Industry | Steel | Industry (steel) | Energetic | industry_steel_demand_oil_energetic | Liquids | EU | Energy demand | 0.0066643 | FEC
HU | TYNDP2026 | LEV | 2035 | TWh | 229 | Sub_sector | Industry | Steel | Industry (steel) | Energetic | industry_steel_demand_others_energetic | Others | EU | Energy demand | 0 | FEC
HU | TYNDP2026 | LEV | 2035 | TWh | 230 | Sub_sector | Industry | Steel | Industry (steel) | Energetic | industry_steel_demand_ammonia_energetic | Ammonia | EU | Energy demand | 0 | FEC
HU | TYNDP2026 | LEV | 2035 | TWh | 232 | Sub_sector | Transport | Cars | Transport (cars) | Energetic | transport_cars_final_demand_electricity | Electricity | EU | Energy demand | 1.7011 | FEC
HU | TYNDP2026 | LEV | 2035 | TWh | 233 | Sub_sector | Transport | Cars | Transport (cars) | Energetic | transport_cars_final_demand_hydrogen | Hydrogen | EU | Energy demand | 0.86038 | FEC
HU | TYNDP2026 | LEV | 2035 | TWh | 234 | Sub_sector | Transport | Cars | Transport (cars) | Energetic | transport_cars_final_demand_methane | Methane | EU | Energy demand | 0.014068 | FEC
HU | TYNDP2026 | LEV | 2035 | TWh | 235 | Sub_sector | Transport | Cars | Transport (cars) | Energetic | transport_cars_final_demand_heat | Heat | EU | Energy demand | 0 | FEC
HU | TYNDP2026 | LEV | 2035 | TWh | 236 | Sub_sector | Transport | Cars | Transport (cars) | Energetic | transport_cars_final_demand_biomass | Biomass | EU | Energy demand | 0 | FEC
HU | TYNDP2026 | LEV | 2035 | TWh | 237 | Sub_sector | Transport | Cars | Transport (cars) | Energetic | transport_cars_final_demand_coal | Solids | EU | Energy demand | 0 | FEC
HU | TYNDP2026 | LEV | 2035 | TWh | 238 | Sub_sector | Transport | Cars | Transport (cars) | Energetic | transport_cars_final_demand_oil | Liquids | EU | Energy demand | 22.4577 | FEC
HU | TYNDP2026 | LEV | 2035 | TWh | 239 | Sub_sector | Transport | Cars | Transport (cars) | Energetic | transport_cars_final_demand_other | Others | EU | Energy demand | 0 | FEC
HU | TYNDP2026 | LEV | 2035 | TWh | 240 | Sub_sector | Transport | Cars | Transport (cars) | Energetic | transport_cars_final_demand_ammonia | Ammonia | EU | Energy demand | 0 | FEC
HU | TYNDP2026 | LEV | 2035 | TWh | 242 | Sub_sector | Transport | Busses | Transport (busses) | Energetic | transport_busses_final_demand_electricity | Electricity | EU | Energy demand | 0.22587 | FEC
HU | TYNDP2026 | LEV | 2035 | TWh | 243 | Sub_sector | Transport | Busses | Transport (busses) | Energetic | transport_busses_final_demand_hydrogen | Hydrogen | EU | Energy demand | 0.3388 | FEC
HU | TYNDP2026 | LEV | 2035 | TWh | 244 | Sub_sector | Transport | Busses | Transport (busses) | Energetic | transport_busses_final_demand_methane | Methane | EU | Energy demand | 0.16744 | FEC
HU | TYNDP2026 | LEV | 2035 | TWh | 245 | Sub_sector | Transport | Busses | Transport (busses) | Energetic | transport_busses_final_demand_heat | Heat | EU | Energy demand | 0 | FEC
HU | TYNDP2026 | LEV | 2035 | TWh | 246 | Sub_sector | Transport | Busses | Transport (busses) | Energetic | transport_busses_final_demand_biomass | Biomass | EU | Energy demand | 0 | FEC
HU | TYNDP2026 | LEV | 2035 | TWh | 247 | Sub_sector | Transport | Busses | Transport (busses) | Energetic | transport_busses_final_demand_coal | Solids | EU | Energy demand | 0 | FEC
HU | TYNDP2026 | LEV | 2035 | TWh | 248 | Sub_sector | Transport | Busses | Transport (busses) | Energetic | transport_busses_final_demand_oil | Liquids | EU | Energy demand | 2.4788 | FEC
HU | TYNDP2026 | LEV | 2035 | TWh | 249 | Sub_sector | Transport | Busses | Transport (busses) | Energetic | transport_busses_final_demand_other | Others | EU | Energy demand | 0 | FEC
HU | TYNDP2026 | LEV | 2035 | TWh | 250 | Sub_sector | Transport | Busses | Transport (busses) | Energetic | transport_busses_final_demand_ammonia | Ammonia | EU | Energy demand | 0 | FEC
HU | TYNDP2026 | LEV | 2035 | TWh | 252 | Sub_sector | Transport | Trucks | Transport (trucks) | Energetic | transport_trucks_final_demand_electricity | Electricity | EU | Energy demand | 0.10844 | FEC
HU | TYNDP2026 | LEV | 2035 | TWh | 253 | Sub_sector | Transport | Trucks | Transport (trucks) | Energetic | transport_trucks_final_demand_hydrogen | Hydrogen | EU | Energy demand | 0.63587 | FEC
HU | TYNDP2026 | LEV | 2035 | TWh | 254 | Sub_sector | Transport | Trucks | Transport (trucks) | Energetic | transport_trucks_final_demand_methane | Methane | EU | Energy demand | 0.089875 | FEC
HU | TYNDP2026 | LEV | 2035 | TWh | 255 | Sub_sector | Transport | Trucks | Transport (trucks) | Energetic | transport_trucks_final_demand_heat | Heat | EU | Energy demand | 0 | FEC
HU | TYNDP2026 | LEV | 2035 | TWh | 256 | Sub_sector | Transport | Trucks | Transport (trucks) | Energetic | transport_trucks_final_demand_biomass | Biomass | EU | Energy demand | 0 | FEC
HU | TYNDP2026 | LEV | 2035 | TWh | 257 | Sub_sector | Transport | Trucks | Transport (trucks) | Energetic | transport_trucks_final_demand_coal | Solids | EU | Energy demand | 0 | FEC
HU | TYNDP2026 | LEV | 2035 | TWh | 258 | Sub_sector | Transport | Trucks | Transport (trucks) | Energetic | transport_trucks_final_demand_oil | Liquids | EU | Energy demand | 8.4953 | FEC
HU | TYNDP2026 | LEV | 2035 | TWh | 259 | Sub_sector | Transport | Trucks | Transport (trucks) | Energetic | transport_trucks_final_demand_other | Others | EU | Energy demand | 0 | FEC
HU | TYNDP2026 | LEV | 2035 | TWh | 260 | Sub_sector | Transport | Trucks | Transport (trucks) | Energetic | transport_trucks_final_demand_ammonia | Ammonia | EU | Energy demand | 0 | FEC
HU | TYNDP2026 | LEV | 2035 | TWh | 262 | Sub_sector | Transport | Vans | Transport (vans) | Energetic | transport_vans_final_demand_electricity | Electricity | EU | Energy demand | 0.46089 | FEC
HU | TYNDP2026 | LEV | 2035 | TWh | 263 | Sub_sector | Transport | Vans | Transport (vans) | Energetic | transport_vans_final_demand_hydrogen | Hydrogen | EU | Energy demand | 0.046416 | FEC
HU | TYNDP2026 | LEV | 2035 | TWh | 264 | Sub_sector | Transport | Vans | Transport (vans) | Energetic | transport_vans_final_demand_methane | Methane | EU | Energy demand | 0.0068348 | FEC
HU | TYNDP2026 | LEV | 2035 | TWh | 265 | Sub_sector | Transport | Vans | Transport (vans) | Energetic | transport_vans_final_demand_heat | Heat | EU | Energy demand | 0 | FEC
HU | TYNDP2026 | LEV | 2035 | TWh | 266 | Sub_sector | Transport | Vans | Transport (vans) | Energetic | transport_vans_final_demand_biomass | Biomass | EU | Energy demand | 0 | FEC
HU | TYNDP2026 | LEV | 2035 | TWh | 267 | Sub_sector | Transport | Vans | Transport (vans) | Energetic | transport_vans_final_demand_coal | Solids | EU | Energy demand | 0 | FEC
HU | TYNDP2026 | LEV | 2035 | TWh | 268 | Sub_sector | Transport | Vans | Transport (vans) | Energetic | transport_vans_final_demand_oil | Liquids | EU | Energy demand | 2.2242 | FEC
HU | TYNDP2026 | LEV | 2035 | TWh | 269 | Sub_sector | Transport | Vans | Transport (vans) | Energetic | transport_vans_final_demand_other | Others | EU | Energy demand | 0 | FEC
HU | TYNDP2026 | LEV | 2035 | TWh | 270 | Sub_sector | Transport | Vans | Transport (vans) | Energetic | transport_vans_final_demand_ammonia | Ammonia | EU | Energy demand | 0 | FEC
HU | TYNDP2026 | LEV | 2035 | TWh | 272 | Sub_sector | Transport | Freight trains | Transport (trains) | Energetic | transport_trains_final_demand_electricity | Electricity | EU | Energy demand | 3.17 | FEC
HU | TYNDP2026 | LEV | 2035 | TWh | 273 | Sub_sector | Transport | Freight trains | Transport (trains) | Energetic | transport_trains_final_demand_hydrogen | Hydrogen | EU | Energy demand | 0.24417 | FEC
HU | TYNDP2026 | LEV | 2035 | TWh | 274 | Sub_sector | Transport | Freight trains | Transport (trains) | Energetic | transport_trains_final_demand_methane | Methane | EU | Energy demand | 0 | FEC
HU | TYNDP2026 | LEV | 2035 | TWh | 275 | Sub_sector | Transport | Freight trains | Transport (trains) | Energetic | transport_trains_final_demand_heat | Heat | EU | Energy demand | 0 | FEC
HU | TYNDP2026 | LEV | 2035 | TWh | 276 | Sub_sector | Transport | Freight trains | Transport (trains) | Energetic | transport_trains_final_demand_biomass | Biomass | EU | Energy demand | 0 | FEC
HU | TYNDP2026 | LEV | 2035 | TWh | 277 | Sub_sector | Transport | Freight trains | Transport (trains) | Energetic | transport_trains_final_demand_coal | Solids | EU | Energy demand | 0 | FEC
HU | TYNDP2026 | LEV | 2035 | TWh | 278 | Sub_sector | Transport | Freight trains | Transport (trains) | Energetic | transport_trains_final_demand_oil | Liquids | EU | Energy demand | 0.16493 | FEC
HU | TYNDP2026 | LEV | 2035 | TWh | 279 | Sub_sector | Transport | Freight trains | Transport (trains) | Energetic | transport_trains_final_demand_other | Others | EU | Energy demand | 0 | FEC
HU | TYNDP2026 | LEV | 2035 | TWh | 280 | Sub_sector | Transport | Freight trains | Transport (trains) | Energetic | transport_trains_final_demand_ammonia | Ammonia | EU | Energy demand | 0 | FEC
HU | TYNDP2026 | LEV | 2035 | TWh | 282 | Sub_sector | Transport | Ships | Transport (ships) | Energetic | transport_ships_final_demand_electricity | Electricity | EU | Energy demand | 0.010463 | FEC
HU | TYNDP2026 | LEV | 2035 | TWh | 283 | Sub_sector | Transport | Ships | Transport (ships) | Energetic | transport_ships_final_demand_hydrogen | Hydrogen | EU | Energy demand | 0 | FEC
HU | TYNDP2026 | LEV | 2035 | TWh | 284 | Sub_sector | Transport | Ships | Transport (ships) | Energetic | transport_ships_final_demand_methane | Methane | EU | Energy demand | 0.00064903 | FEC
HU | TYNDP2026 | LEV | 2035 | TWh | 285 | Sub_sector | Transport | Ships | Transport (ships) | Energetic | transport_ships_final_demand_heat | Heat | EU | Energy demand | 0 | FEC
HU | TYNDP2026 | LEV | 2035 | TWh | 286 | Sub_sector | Transport | Ships | Transport (ships) | Energetic | transport_ships_final_demand_biomass | Biomass | EU | Energy demand | 0 | FEC
HU | TYNDP2026 | LEV | 2035 | TWh | 287 | Sub_sector | Transport | Ships | Transport (ships) | Energetic | transport_ships_final_demand_coal | Solids | EU | Energy demand | 0 | FEC
HU | TYNDP2026 | LEV | 2035 | TWh | 288 | Sub_sector | Transport | Ships | Transport (ships) | Energetic | transport_ships_final_demand_oil | Liquids | EU | Energy demand | 0.075562 | FEC
HU | TYNDP2026 | LEV | 2035 | TWh | 289 | Sub_sector | Transport | Ships | Transport (ships) | Energetic | transport_ships_final_demand_other | Others | EU | Energy demand | 0 | FEC
HU | TYNDP2026 | LEV | 2035 | TWh | 290 | Sub_sector | Transport | Ships | Transport (ships) | Energetic | transport_ships_final_demand_ammonia | Ammonia | EU | Energy demand | 0 | FEC
HU | TYNDP2026 | LEV | 2035 | TWh | 292 | Sub_sector | Transport | Planes | Transport (planes) | Energetic | transport_planes_final_demand_electricity | Electricity | EU | Energy demand | 0 | FEC
HU | TYNDP2026 | LEV | 2035 | TWh | 293 | Sub_sector | Transport | Planes | Transport (planes) | Energetic | transport_planes_final_demand_hydrogen | Hydrogen | EU | Energy demand | 0 | FEC
HU | TYNDP2026 | LEV | 2035 | TWh | 294 | Sub_sector | Transport | Planes | Transport (planes) | Energetic | transport_planes_final_demand_methane | Methane | EU | Energy demand | 0 | FEC
HU | TYNDP2026 | LEV | 2035 | TWh | 295 | Sub_sector | Transport | Planes | Transport (planes) | Energetic | transport_planes_final_demand_heat | Heat | EU | Energy demand | 0 | FEC
HU | TYNDP2026 | LEV | 2035 | TWh | 296 | Sub_sector | Transport | Planes | Transport (planes) | Energetic | transport_planes_final_demand_biomass | Biomass | EU | Energy demand | 0 | FEC
HU | TYNDP2026 | LEV | 2035 | TWh | 297 | Sub_sector | Transport | Planes | Transport (planes) | Energetic | transport_planes_final_demand_coal | Solids | EU | Energy demand | 0 | FEC
HU | TYNDP2026 | LEV | 2035 | TWh | 298 | Sub_sector | Transport | Planes | Transport (planes) | Energetic | transport_planes_final_demand_oil | Liquids | EU | Energy demand | 0.022661 | FEC
HU | TYNDP2026 | LEV | 2035 | TWh | 299 | Sub_sector | Transport | Planes | Transport (planes) | Energetic | transport_planes_final_demand_other | Others | EU | Energy demand | 0 | FEC
HU | TYNDP2026 | LEV | 2035 | TWh | 300 | Sub_sector | Transport | Planes | Transport (planes) | Energetic | transport_planes_final_demand_ammonia | Ammonia | EU | Energy demand | 0 | FEC
HU | TYNDP2026 | LEV | 2035 | TWh | 302 | Sub_sector | Transport | Others | Transport (others) | Energetic | transport_other_final_demand_electricity | Electricity | EU | Energy demand | 0.0051293 | FEC
HU | TYNDP2026 | LEV | 2035 | TWh | 303 | Sub_sector | Transport | Others | Transport (others) | Energetic | transport_other_final_demand_hydrogen | Hydrogen | EU | Energy demand | 0 | FEC
HU | TYNDP2026 | LEV | 2035 | TWh | 304 | Sub_sector | Transport | Others | Transport (others) | Energetic | transport_other_final_demand_methane | Methane | EU | Energy demand | 0 | FEC
HU | TYNDP2026 | LEV | 2035 | TWh | 305 | Sub_sector | Transport | Others | Transport (others) | Energetic | transport_other_final_demand_heat | Heat | EU | Energy demand | 0 | FEC
HU | TYNDP2026 | LEV | 2035 | TWh | 306 | Sub_sector | Transport | Others | Transport (others) | Energetic | transport_other_final_demand_biomass | Biomass | EU | Energy demand | 0 | FEC
HU | TYNDP2026 | LEV | 2035 | TWh | 307 | Sub_sector | Transport | Others | Transport (others) | Energetic | transport_other_final_demand_coal | Solids | EU | Energy demand | 0 | FEC
HU | TYNDP2026 | LEV | 2035 | TWh | 308 | Sub_sector | Transport | Others | Transport (others) | Energetic | transport_other_final_demand_oil | Liquids | EU | Energy demand | 0.29467 | FEC
HU | TYNDP2026 | LEV | 2035 | TWh | 309 | Sub_sector | Transport | Others | Transport (others) | Energetic | transport_other_final_demand_other | Others | EU | Energy demand | 0 | FEC
HU | TYNDP2026 | LEV | 2035 | TWh | 310 | Sub_sector | Transport | Others | Transport (others) | Energetic | transport_other_final_demand_ammonia | Ammonia | EU | Energy demand | 0 | FEC
HU | TYNDP2026 | LEV | 2035 | TWh | 312 | Sub_sector | International transport | International aviation | Transport (int. aviation) | Energetic | transport_int_aviation_final_demand_electricity | Electricity | EU | Energy demand | 0 | FEC
HU | TYNDP2026 | LEV | 2035 | TWh | 313 | Sub_sector | International transport | International aviation | Transport (int. aviation) | Energetic | transport_int_aviation_final_demand_hydrogen | Hydrogen | EU | Energy demand | 0 | FEC
HU | TYNDP2026 | LEV | 2035 | TWh | 314 | Sub_sector | International transport | International aviation | Transport (int. aviation) | Energetic | transport_int_aviation_final_demand_methane | Methane | EU | Energy demand | 0 | FEC
HU | TYNDP2026 | LEV | 2035 | TWh | 315 | Sub_sector | International transport | International aviation | Transport (int. aviation) | Energetic | transport_int_aviation_final_demand_heat | Heat | EU | Energy demand | 0 | FEC
HU | TYNDP2026 | LEV | 2035 | TWh | 316 | Sub_sector | International transport | International aviation | Transport (int. aviation) | Energetic | transport_int_aviation_final_demand_biofuels | Biomass | EU | Energy demand | 0 | FEC
HU | TYNDP2026 | LEV | 2035 | TWh | 317 | Sub_sector | International transport | International aviation | Transport (int. aviation) | Energetic | transport_int_aviation_final_demand_coal | Solids | EU | Energy demand | 0 | FEC
HU | TYNDP2026 | LEV | 2035 | TWh | 318 | Sub_sector | International transport | International aviation | Transport (int. aviation) | Energetic | transport_int_aviation_final_demand_oil | Liquids | EU | Energy demand | 2.9432 | FEC
HU | TYNDP2026 | LEV | 2035 | TWh | 319 | Sub_sector | International transport | International aviation | Transport (int. aviation) | Energetic | transport_int_aviation_final_demand_other | Others | EU | Energy demand | 0 | FEC
HU | TYNDP2026 | LEV | 2035 | TWh | 320 | Sub_sector | International transport | International aviation | Transport (int. aviation) | Energetic | transport_int_aviation_final_demand_ammonia | Ammonia | EU | Energy demand | 0 | FEC
HU | TYNDP2026 | LEV | 2035 | TWh | 322 | Sub_sector | International transport | International shipping | Transport (int. shipping) | Energetic | transport_int_shipping_final_demand_electricity | Electricity | EU | Energy demand | 0 | not_included_in_FEC
HU | TYNDP2026 | LEV | 2035 | TWh | 323 | Sub_sector | International transport | International shipping | Transport (int. shipping) | Energetic | transport_int_shipping_final_demand_hydrogen | Hydrogen | EU | Energy demand | 0 | not_included_in_FEC
HU | TYNDP2026 | LEV | 2035 | TWh | 324 | Sub_sector | International transport | International shipping | Transport (int. shipping) | Energetic | transport_int_shipping_final_demand_methane | Methane | EU | Energy demand | 0 | not_included_in_FEC
HU | TYNDP2026 | LEV | 2035 | TWh | 325 | Sub_sector | International transport | International shipping | Transport (int. shipping) | Energetic | transport_int_shipping_final_demand_heat | Heat | EU | Energy demand | 0 | not_included_in_FEC
HU | TYNDP2026 | LEV | 2035 | TWh | 326 | Sub_sector | International transport | International shipping | Transport (int. shipping) | Energetic | transport_int_shipping_final_demand_biofuels | Biomass | EU | Energy demand | 0 | not_included_in_FEC
HU | TYNDP2026 | LEV | 2035 | TWh | 327 | Sub_sector | International transport | International shipping | Transport (int. shipping) | Energetic | transport_int_shipping_final_demand_coal | Solids | EU | Energy demand | 0 | not_included_in_FEC
HU | TYNDP2026 | LEV | 2035 | TWh | 328 | Sub_sector | International transport | International shipping | Transport (int. shipping) | Energetic | transport_int_shipping_final_demand_oil | Liquids | EU | Energy demand | 0 | not_included_in_FEC
HU | TYNDP2026 | LEV | 2035 | TWh | 329 | Sub_sector | International transport | International shipping | Transport (int. shipping) | Energetic | transport_int_shipping_final_demand_other | Others | EU | Energy demand | 0 | not_included_in_FEC
HU | TYNDP2026 | LEV | 2035 | TWh | 330 | Sub_sector | International transport | International shipping | Transport (int. shipping) | Energetic | transport_int_shipping_final_demand_ammonia | Ammonia | EU | Energy demand | 0 | not_included_in_FEC
HU | TYNDP2026 | LEV | 2035 | TWh | 332 | Sub_sector | Households | Space heating | Households (heating) | Energetic | households_heating_final_demand_electricity | Electricity | EU | Energy demand | 1.0559 | FEC
HU | TYNDP2026 | LEV | 2035 | TWh | 333 | Sub_sector | Households | Space heating | Households (heating) | Energetic | households_heating_final_demand_hydrogen | Hydrogen | EU | Energy demand | 0 | FEC
HU | TYNDP2026 | LEV | 2035 | TWh | 334 | Sub_sector | Households | Space heating | Households (heating) | Energetic | households_heating_final_demand_methane | Methane | EU | Energy demand | 17.8997 | FEC
HU | TYNDP2026 | LEV | 2035 | TWh | 335 | Sub_sector | Households | Space heating | Households (heating) | Energetic | households_heating_final_demand_heat | Heat | EU | Energy demand | 4.6227 | FEC
HU | TYNDP2026 | LEV | 2035 | TWh | 336 | Sub_sector | Households | Space heating | Households (heating) | Energetic | households_heating_final_demand_biomass | Biomass | EU | Energy demand | 3.8073 | FEC
HU | TYNDP2026 | LEV | 2035 | TWh | 337 | Sub_sector | Households | Space heating | Households (heating) | Energetic | households_heating_final_demand_coal | Solids | EU | Energy demand | 1.2238 | FEC
HU | TYNDP2026 | LEV | 2035 | TWh | 338 | Sub_sector | Households | Space heating | Households (heating) | Energetic | households_heating_final_demand_oil | Liquids | EU | Energy demand | 0 | FEC
HU | TYNDP2026 | LEV | 2035 | TWh | 339 | Sub_sector | Households | Space heating | Households (heating) | Energetic | households_heating_final_demand_other | Others | EU | Energy demand | 0 | FEC
HU | TYNDP2026 | LEV | 2035 | TWh | 340 | Sub_sector | Households | Space heating | Households (heating) | Energetic | households_heating_final_demand_ammonia | Ammonia | EU | Energy demand | 0 | FEC
HU | TYNDP2026 | LEV | 2035 | TWh | 343 | Sub_sector | Households | Cooling | Households (cooling) | Energetic | households_cooling_final_demand_electricity | Electricity | EU | Energy demand | 0.16362 | FEC
HU | TYNDP2026 | LEV | 2035 | TWh | 344 | Sub_sector | Households | Cooling | Households (cooling) | Energetic | households_cooling_final_demand_hydrogen | Hydrogen | EU | Energy demand | 0 | FEC
HU | TYNDP2026 | LEV | 2035 | TWh | 345 | Sub_sector | Households | Cooling | Households (cooling) | Energetic | households_cooling_final_demand_methane | Methane | EU | Energy demand | 0 | FEC
HU | TYNDP2026 | LEV | 2035 | TWh | 346 | Sub_sector | Households | Cooling | Households (cooling) | Energetic | households_cooling_final_demand_heat | Heat | EU | Energy demand | 0 | FEC
HU | TYNDP2026 | LEV | 2035 | TWh | 347 | Sub_sector | Households | Cooling | Households (cooling) | Energetic | households_cooling_final_demand_biomass | Biomass | EU | Energy demand | 0 | FEC
HU | TYNDP2026 | LEV | 2035 | TWh | 348 | Sub_sector | Households | Cooling | Households (cooling) | Energetic | households_cooling_final_demand_coal | Solids | EU | Energy demand | 0 | FEC
HU | TYNDP2026 | LEV | 2035 | TWh | 349 | Sub_sector | Households | Cooling | Households (cooling) | Energetic | households_cooling_final_demand_oil | Liquids | EU | Energy demand | 0 | FEC
HU | TYNDP2026 | LEV | 2035 | TWh | 350 | Sub_sector | Households | Cooling | Households (cooling) | Energetic | households_cooling_final_demand_other | Others | EU | Energy demand | 0 | FEC
HU | TYNDP2026 | LEV | 2035 | TWh | 351 | Sub_sector | Households | Cooling | Households (cooling) | Energetic | households_cooling_final_demand_ammonia | Ammonia | EU | Energy demand | 0 | FEC
HU | TYNDP2026 | LEV | 2035 | TWh | 354 | Sub_sector | Households | Hot water | Households (hot water) | Energetic | households_hot_water_final_demand_electricity | Electricity | EU | Energy demand | 0.60589 | FEC
HU | TYNDP2026 | LEV | 2035 | TWh | 355 | Sub_sector | Households | Hot water | Households (hot water) | Energetic | households_hot_water_final_demand_hydrogen | Hydrogen | EU | Energy demand | 0 | FEC
HU | TYNDP2026 | LEV | 2035 | TWh | 356 | Sub_sector | Households | Hot water | Households (hot water) | Energetic | households_hot_water_final_demand_methane | Methane | EU | Energy demand | 5.6784 | FEC
HU | TYNDP2026 | LEV | 2035 | TWh | 357 | Sub_sector | Households | Hot water | Households (hot water) | Energetic | households_hot_water_final_demand_heat | Heat | EU | Energy demand | 1.7167 | FEC
HU | TYNDP2026 | LEV | 2035 | TWh | 358 | Sub_sector | Households | Hot water | Households (hot water) | Energetic | households_hot_water_final_demand_biomass | Biomass | EU | Energy demand | 1.0767 | FEC
HU | TYNDP2026 | LEV | 2035 | TWh | 359 | Sub_sector | Households | Hot water | Households (hot water) | Energetic | households_hot_water_final_demand_coal | Solids | EU | Energy demand | 0.21275 | FEC
HU | TYNDP2026 | LEV | 2035 | TWh | 360 | Sub_sector | Households | Hot water | Households (hot water) | Energetic | households_hot_water_final_demand_oil | Liquids | EU | Energy demand | 0 | FEC
HU | TYNDP2026 | LEV | 2035 | TWh | 361 | Sub_sector | Households | Hot water | Households (hot water) | Energetic | households_hot_water_final_demand_other | Others | EU | Energy demand | 0.10185 | FEC
HU | TYNDP2026 | LEV | 2035 | TWh | 362 | Sub_sector | Households | Hot water | Households (hot water) | Energetic | households_hot_water_final_demand_ammonia | Ammonia | EU | Energy demand | 0 | FEC
HU | TYNDP2026 | LEV | 2035 | TWh | 365 | Sub_sector | Households | Appliances | Households (appliances) | Energetic | households_appliances_final_demand_electricity | Electricity | EU | Energy demand | 7.9888 | FEC
HU | TYNDP2026 | LEV | 2035 | TWh | 366 | Sub_sector | Households | Appliances | Households (appliances) | Energetic | households_appliances_final_demand_hydrogen | Hydrogen | EU | Energy demand | 0 | FEC
HU | TYNDP2026 | LEV | 2035 | TWh | 367 | Sub_sector | Households | Appliances | Households (appliances) | Energetic | households_appliances_final_demand_methane | Methane | EU | Energy demand | 1.3478 | FEC
HU | TYNDP2026 | LEV | 2035 | TWh | 368 | Sub_sector | Households | Appliances | Households (appliances) | Energetic | households_appliances_final_demand_heat | Heat | EU | Energy demand | 0 | FEC
HU | TYNDP2026 | LEV | 2035 | TWh | 369 | Sub_sector | Households | Appliances | Households (appliances) | Energetic | households_appliances_final_demand_biomass | Biomass | EU | Energy demand | 0.012973 | FEC
HU | TYNDP2026 | LEV | 2035 | TWh | 370 | Sub_sector | Households | Appliances | Households (appliances) | Energetic | households_appliances_final_demand_coal | Solids | EU | Energy demand | 0 | FEC
HU | TYNDP2026 | LEV | 2035 | TWh | 371 | Sub_sector | Households | Appliances | Households (appliances) | Energetic | households_appliances_final_demand_oil | Liquids | EU | Energy demand | 0 | FEC
HU | TYNDP2026 | LEV | 2035 | TWh | 372 | Sub_sector | Households | Appliances | Households (appliances) | Energetic | households_appliances_final_demand_other | Others | EU | Energy demand | 0 | FEC
HU | TYNDP2026 | LEV | 2035 | TWh | 373 | Sub_sector | Households | Appliances | Households (appliances) | Energetic | households_appliances_final_demand_ammonia | Ammonia | EU | Energy demand | 0 | FEC
HU | TYNDP2026 | LEV | 2035 | TWh | 375 | Sub_sector | Buildings | Space heating | Buildings (heat) | Energetic | buildings_heat_final_demand_electricity | Electricity | EU | Energy demand | 1.9286 | FEC
HU | TYNDP2026 | LEV | 2035 | TWh | 376 | Sub_sector | Buildings | Space heating | Buildings (heat) | Energetic | buildings_heat_final_demand_hydrogen | Hydrogen | EU | Energy demand | 0 | FEC
HU | TYNDP2026 | LEV | 2035 | TWh | 377 | Sub_sector | Buildings | Space heating | Buildings (heat) | Energetic | buildings_heat_final_demand_methane | Methane | EU | Energy demand | 6.077 | FEC
HU | TYNDP2026 | LEV | 2035 | TWh | 378 | Sub_sector | Buildings | Space heating | Buildings (heat) | Energetic | buildings_heat_final_demand_heat | Heat | EU | Energy demand | 1.993 | FEC
HU | TYNDP2026 | LEV | 2035 | TWh | 379 | Sub_sector | Buildings | Space heating | Buildings (heat) | Energetic | buildings_heat_final_demand_biomass | Biomass | EU | Energy demand | 0.24221 | FEC
HU | TYNDP2026 | LEV | 2035 | TWh | 380 | Sub_sector | Buildings | Space heating | Buildings (heat) | Energetic | buildings_heat_final_demand_coal | Solids | EU | Energy demand | 0 | FEC
HU | TYNDP2026 | LEV | 2035 | TWh | 381 | Sub_sector | Buildings | Space heating | Buildings (heat) | Energetic | buildings_heat_final_demand_oil | Liquids | EU | Energy demand | 0 | FEC
HU | TYNDP2026 | LEV | 2035 | TWh | 382 | Sub_sector | Buildings | Space heating | Buildings (heat) | Energetic | buildings_heat_final_demand_other | Others | EU | Energy demand | 0.00035798 | FEC
HU | TYNDP2026 | LEV | 2035 | TWh | 383 | Sub_sector | Buildings | Space heating | Buildings (heat) | Energetic | buildings_heat_final_demand_ammonia | Ammonia | EU | Energy demand | 0 | FEC
HU | TYNDP2026 | LEV | 2035 | TWh | 386 | Sub_sector | Buildings | Cooling | Buildings (cooling) | Energetic | buildings_cooling_final_demand_electricity | Electricity | EU | Energy demand | 0.42798 | FEC
HU | TYNDP2026 | LEV | 2035 | TWh | 387 | Sub_sector | Buildings | Cooling | Buildings (cooling) | Energetic | buildings_cooling_final_demand_hydrogen | Hydrogen | EU | Energy demand | 0 | FEC
HU | TYNDP2026 | LEV | 2035 | TWh | 388 | Sub_sector | Buildings | Cooling | Buildings (cooling) | Energetic | buildings_cooling_final_demand_methane | Methane | EU | Energy demand | 0 | FEC
HU | TYNDP2026 | LEV | 2035 | TWh | 389 | Sub_sector | Buildings | Cooling | Buildings (cooling) | Energetic | buildings_cooling_final_demand_heat | Heat | EU | Energy demand | 0 | FEC
HU | TYNDP2026 | LEV | 2035 | TWh | 390 | Sub_sector | Buildings | Cooling | Buildings (cooling) | Energetic | buildings_cooling_final_demand_biomass | Biomass | EU | Energy demand | 0 | FEC
HU | TYNDP2026 | LEV | 2035 | TWh | 391 | Sub_sector | Buildings | Cooling | Buildings (cooling) | Energetic | buildings_cooling_final_demand_coal | Solids | EU | Energy demand | 0 | FEC
HU | TYNDP2026 | LEV | 2035 | TWh | 392 | Sub_sector | Buildings | Cooling | Buildings (cooling) | Energetic | buildings_cooling_final_demand_oil | Liquids | EU | Energy demand | 0 | FEC
HU | TYNDP2026 | LEV | 2035 | TWh | 393 | Sub_sector | Buildings | Cooling | Buildings (cooling) | Energetic | buildings_cooling_final_demand_other | Others | EU | Energy demand | 0 | FEC
HU | TYNDP2026 | LEV | 2035 | TWh | 394 | Sub_sector | Buildings | Cooling | Buildings (cooling) | Energetic | buildings_cooling_final_demand_ammonia | Ammonia | EU | Energy demand | 0 | FEC
HU | TYNDP2026 | LEV | 2035 | TWh | 397 | Sub_sector | Buildings | Appliances | Buildings (appliances) | Energetic | buildings_appliances_final_demand_electricity | Electricity | EU | Energy demand | 5.7714 | FEC
HU | TYNDP2026 | LEV | 2035 | TWh | 398 | Sub_sector | Buildings | Appliances | Buildings (appliances) | Energetic | buildings_appliances_final_demand_hydrogen | Hydrogen | EU | Energy demand | 0 | FEC
HU | TYNDP2026 | LEV | 2035 | TWh | 399 | Sub_sector | Buildings | Appliances | Buildings (appliances) | Energetic | buildings_appliances_final_demand_methane | Methane | EU | Energy demand | 4.6559 | FEC
HU | TYNDP2026 | LEV | 2035 | TWh | 400 | Sub_sector | Buildings | Appliances | Buildings (appliances) | Energetic | buildings_appliances_final_demand_heat | Heat | EU | Energy demand | 0 | FEC
HU | TYNDP2026 | LEV | 2035 | TWh | 401 | Sub_sector | Buildings | Appliances | Buildings (appliances) | Energetic | buildings_appliances_final_demand_biomass | Biomass | EU | Energy demand | 0 | FEC
HU | TYNDP2026 | LEV | 2035 | TWh | 402 | Sub_sector | Buildings | Appliances | Buildings (appliances) | Energetic | buildings_appliances_final_demand_coal | Solids | EU | Energy demand | 0 | FEC
HU | TYNDP2026 | LEV | 2035 | TWh | 403 | Sub_sector | Buildings | Appliances | Buildings (appliances) | Energetic | buildings_appliances_final_demand_oil | Liquids | EU | Energy demand | 0 | FEC
HU | TYNDP2026 | LEV | 2035 | TWh | 404 | Sub_sector | Buildings | Appliances | Buildings (appliances) | Energetic | buildings_appliances_final_demand_other | Others | EU | Energy demand | 0 | FEC
HU | TYNDP2026 | LEV | 2035 | TWh | 405 | Sub_sector | Buildings | Appliances | Buildings (appliances) | Energetic | buildings_appliances_final_demand_ammonia | Ammonia | EU | Energy demand | 0 | FEC
HU | TYNDP2026 | LEV | 2035 | TWh | 407 | Sub_sector | Buildings | Datacenters | Datacenters & ICT | Energetic | datacentres_final_demand_electricity_energetic | Electricity | EU | Energy demand | 1.6465 | FEC
HU | TYNDP2026 | LEV | 2035 | TWh | 408 | Sub_sector | Buildings | Datacenters | Datacenters & ICT | Energetic | datacentres_final_demand_hydrogen_energetic | Hydrogen | EU | Energy demand | 0 | FEC
HU | TYNDP2026 | LEV | 2035 | TWh | 409 | Sub_sector | Buildings | Datacenters | Datacenters & ICT | Energetic | datacentres_final_demand_methane_energetic | Methane | EU | Energy demand | 0 | FEC
HU | TYNDP2026 | LEV | 2035 | TWh | 410 | Sub_sector | Buildings | Datacenters | Datacenters & ICT | Energetic | datacentres_final_demand_heat_energetic | Heat | EU | Energy demand | 0 | FEC
HU | TYNDP2026 | LEV | 2035 | TWh | 411 | Sub_sector | Buildings | Datacenters | Datacenters & ICT | Energetic | datacentres_final_demand_biomass_energetic | Biomass | EU | Energy demand | 0 | FEC
HU | TYNDP2026 | LEV | 2035 | TWh | 412 | Sub_sector | Buildings | Datacenters | Datacenters & ICT | Energetic | datacentres_final_demand_coal_energetic | Solids | EU | Energy demand | 0 | FEC
HU | TYNDP2026 | LEV | 2035 | TWh | 413 | Sub_sector | Buildings | Datacenters | Datacenters & ICT | Energetic | datacentres_final_demand_oil_energetic | Liquids | EU | Energy demand | 0 | FEC
HU | TYNDP2026 | LEV | 2035 | TWh | 414 | Sub_sector | Buildings | Datacenters | Datacenters & ICT | Energetic | datacentres_final_demand_other_energetic | Others | EU | Energy demand | 0 | FEC
HU | TYNDP2026 | LEV | 2035 | TWh | 415 | Sub_sector | Buildings | Datacenters | Datacenters & ICT | Energetic | datacentres_final_demand_ammonia_energetic | Ammonia | EU | Energy demand | 0 | FEC
HU | TYNDP2026 | LEV | 2035 | TWh | 417 | Sub_sector | Transport | Others_Sector | Others_Sector | Energetic | other_final_demand_electricity_energetic | Electricity | EU | Energy demand | 0.074 | FEC
HU | TYNDP2026 | LEV | 2035 | TWh | 418 | Sub_sector | Transport | Others_Sector | Others_Sector | Energetic | other_final_demand_hydrogen_energetic | Hydrogen | EU | Energy demand | 0 | FEC
HU | TYNDP2026 | LEV | 2035 | TWh | 419 | Sub_sector | Transport | Pipeline Transport | Others_Sector | Energetic | other_final_demand_methane_energetic | Methane | EU | Energy demand | 1.0642 | FEC
HU | TYNDP2026 | LEV | 2035 | TWh | 420 | Sub_sector | Transport | Others_Sector | Others_Sector | Energetic | other_final_demand_heat_energetic | Heat | EU | Energy demand | 0.028611 | FEC
HU | TYNDP2026 | LEV | 2035 | TWh | 421 | Sub_sector | Transport | Others_Sector | Others_Sector | Energetic | other_final_demand_biomass_energetic | Biomass | EU | Energy demand | 0 | FEC
HU | TYNDP2026 | LEV | 2035 | TWh | 422 | Sub_sector | Transport | Others_Sector | Others_Sector | Energetic | other_final_demand_coal_energetic | Solids | EU | Energy demand | 0.0035094 | FEC
HU | TYNDP2026 | LEV | 2035 | TWh | 423 | Sub_sector | Transport | Others_Sector | Others_Sector | Energetic | other_final_demand_oil_energetic | Liquids | EU | Energy demand | 0.10744 | FEC
HU | TYNDP2026 | LEV | 2035 | TWh | 424 | Sub_sector | Others_Sector | Others_Sector | Others_Sector | Non-energetic | other_final_demand_oil_non_energetic | Liquids | EU | Energy demand | 0.43117 | not_included_in_FEC
HU | TYNDP2026 | LEV | 2035 | TWh | 425 | Sub_sector | Transport | Others_Sector | Others_Sector | Energetic | other_final_demand_other_energetic | Others | EU | Energy demand | 0 | FEC
HU | TYNDP2026 | LEV | 2035 | TWh | 426 | Sub_sector | Transport | Others_Sector | Others_Sector | Energetic | other_final_demand_ammonia_energetic | Ammonia | EU | Energy demand | 0 | FEC
HU | TYNDP2026 | LEV | 2035 | TWh | 427 | Sub_sector | Industry | Surplus_Heat_in_Industry | Surplus_Heat_in_Industry | Energetic | final_demand_of_industry_unused_local_production_steam_hot_water | Heat | EU | Energy demand | 0 | FEC
HU | TYNDP2026 | LEV | 2035 | TWh | 429 | Sub_sector | Agriculture | Total | Agriculture | Energetic | agriculture_final_demand_electricity_energetic | Electricity | EU | Energy demand | 1.0091 | FEC
HU | TYNDP2026 | LEV | 2035 | TWh | 430 | Sub_sector | Agriculture | Total | Agriculture | Energetic | agriculture_final_demand_hydrogen_energetic | Hydrogen | EU | Energy demand | 0 | FEC
HU | TYNDP2026 | LEV | 2035 | TWh | 431 | Sub_sector | Agriculture | Total | Agriculture | Energetic | agriculture_final_demand_methane_energetic | Methane | EU | Energy demand | 1.4566 | FEC
HU | TYNDP2026 | LEV | 2035 | TWh | 432 | Sub_sector | Agriculture | Total | Agriculture | Energetic | agriculture_final_demand_heat_energetic | Heat | EU | Energy demand | 0.0044444 | FEC
HU | TYNDP2026 | LEV | 2035 | TWh | 433 | Sub_sector | Agriculture | Total | Agriculture | Energetic | agriculture_final_demand_biomass_energetic | Biomass | EU | Energy demand | 0.18379 | FEC
HU | TYNDP2026 | LEV | 2035 | TWh | 434 | Sub_sector | Agriculture | Total | Agriculture | Energetic | agriculture_final_demand_coal_energetic | Solids | EU | Energy demand | 0 | FEC
HU | TYNDP2026 | LEV | 2035 | TWh | 435 | Sub_sector | Agriculture | Total | Agriculture | Energetic | agriculture_final_demand_oil_energetic | Liquids | EU | Energy demand | 4.6426 | FEC
HU | TYNDP2026 | LEV | 2035 | TWh | 436 | Sub_sector | Agriculture | Total | Agriculture | Energetic | agriculture_final_demand_other_energetic | Others | EU | Energy demand | 0 | FEC
HU | TYNDP2026 | LEV | 2035 | TWh | 437 | Sub_sector | Agriculture | Total | Agriculture | Energetic | agriculture_final_demand_ammonia_energetic | Ammonia | EU | Energy demand | 0 | FEC
HU | TYNDP2026 | LEV | 2035 | TWh | 447 | Sub_sector | Buildings | Surplus Energy | Buildings | Energetic | GAP | Electricity | EU | Energy demand | 0 | FEC
HU | TYNDP2026 | LEV | 2035 | TWh | 448 | Sub_sector | Buildings | Surplus Energy | Buildings | Energetic | GAP | Hydrogen | EU | Energy demand | 0 | FEC
HU | TYNDP2026 | LEV | 2035 | TWh | 449 | Sub_sector | Buildings | Surplus Energy | Buildings | Energetic | GAP | Methane | EU | Energy demand | 0 | FEC
HU | TYNDP2026 | LEV | 2035 | TWh | 450 | Sub_sector | Buildings | Surplus Energy | Buildings | Energetic | GAP | Heat | EU | Energy demand | 0 | FEC
HU | TYNDP2026 | LEV | 2035 | TWh | 451 | Sub_sector | Buildings | Surplus Energy | Buildings | Energetic | GAP | Biomass | EU | Energy demand | 0.052884 | FEC
HU | TYNDP2026 | LEV | 2035 | TWh | 452 | Sub_sector | Buildings | Surplus Energy | Buildings | Energetic | GAP | Solids | EU | Energy demand | 0 | FEC
HU | TYNDP2026 | LEV | 2035 | TWh | 453 | Sub_sector | Buildings | Surplus Energy | Buildings | Energetic | GAP | Liquids | EU | Energy demand | 0.0014186 | FEC
HU | TYNDP2026 | LEV | 2035 | TWh | 454 | Sub_sector | Buildings | Surplus Energy | Buildings | Energetic | GAP | Others | EU | Energy demand | 0 | FEC
HU | TYNDP2026 | LEV | 2035 | TWh | 455 | Sub_sector | Buildings | Surplus Energy | Buildings | Energetic | GAP | Ammonia | EU | Energy demand | 0 | FEC
HU | TYNDP2026 | LEV | 2035 | TWh | 456 | Sub_sector | Households | Surplus Energy | Households | Energetic | GAP | Electricity | EU | Energy demand | 0 | FEC
HU | TYNDP2026 | LEV | 2035 | TWh | 457 | Sub_sector | Households | Surplus Energy | Households | Energetic | GAP | Hydrogen | EU | Energy demand | 0 | FEC
HU | TYNDP2026 | LEV | 2035 | TWh | 458 | Sub_sector | Households | Surplus Energy | Households | Energetic | GAP | Methane | EU | Energy demand | 0 | FEC
HU | TYNDP2026 | LEV | 2035 | TWh | 459 | Sub_sector | Households | Surplus Energy | Households | Energetic | GAP | Heat | EU | Energy demand | 0 | FEC
HU | TYNDP2026 | LEV | 2035 | TWh | 460 | Sub_sector | Households | Surplus Energy | Households | Energetic | GAP | Biomass | EU | Energy demand | 0 | FEC
HU | TYNDP2026 | LEV | 2035 | TWh | 461 | Sub_sector | Households | Surplus Energy | Households | Energetic | GAP | Solids | EU | Energy demand | 0 | FEC
HU | TYNDP2026 | LEV | 2035 | TWh | 462 | Sub_sector | Households | Surplus Energy | Households | Energetic | GAP | Liquids | EU | Energy demand | 0 | FEC
HU | TYNDP2026 | LEV | 2035 | TWh | 463 | Sub_sector | Households | Surplus Energy | Households | Energetic | GAP | Others | EU | Energy demand | 0 | FEC
HU | TYNDP2026 | LEV | 2035 | TWh | 464 | Sub_sector | Households | Surplus Energy | Households | Energetic | GAP | Ammonia | EU | Energy demand | 0 | FEC
HU | TYNDP2026 | LEV | 2040 | TWh | 102 | Sub_sector | Industry | Aluminium | Industry (aluminium) | Energetic | industry_aluminium_demand_electricity_energetic | Electricity | EU | Energy demand | 0 | FEC
HU | TYNDP2026 | LEV | 2040 | TWh | 103 | Sub_sector | Industry | Aluminium | Industry (aluminium) | Energetic | industry_aluminium_demand_hydrogen_energetic | Hydrogen | EU | Energy demand | 0 | FEC
HU | TYNDP2026 | LEV | 2040 | TWh | 104 | Sub_sector | Industry | Aluminium | Industry (aluminium) | Energetic | industry_aluminium_demand_methane_energetic | Methane | EU | Energy demand | 0 | FEC
HU | TYNDP2026 | LEV | 2040 | TWh | 105 | Sub_sector | Industry | Aluminium | Industry (aluminium) | Energetic | industry_aluminium_demand_heat_energetic | Heat | EU | Energy demand | 0 | FEC
HU | TYNDP2026 | LEV | 2040 | TWh | 106 | Sub_sector | Industry | Aluminium | Industry (aluminium) | Energetic | industry_aluminium_demand_biomass_energetic | Biomass | EU | Energy demand | 0 | FEC
HU | TYNDP2026 | LEV | 2040 | TWh | 107 | Sub_sector | Industry | Aluminium | Industry (aluminium) | Energetic | industry_aluminium_demand_coal_energetic | Solids | EU | Energy demand | 0 | FEC
HU | TYNDP2026 | LEV | 2040 | TWh | 108 | Sub_sector | Industry | Aluminium | Industry (aluminium) | Energetic | industry_aluminium_demand_oil_energetic | Liquids | EU | Energy demand | 0 | FEC
HU | TYNDP2026 | LEV | 2040 | TWh | 109 | Sub_sector | Industry | Aluminium | Industry (aluminium) | Energetic | industry_aluminium_demand_others_energetic | Others | EU | Energy demand | 0 | FEC
HU | TYNDP2026 | LEV | 2040 | TWh | 110 | Sub_sector | Industry | Aluminium | Industry (aluminium) | Energetic | industry_ammonia_demand_others_energetic | Ammonia | EU | Energy demand | 0 | FEC
HU | TYNDP2026 | LEV | 2040 | TWh | 112 | Sub_sector | Industry | Chemicals | Industry (chemicals, energetic) | Energetic | industry_chemical_demand_electricity_energetic | Electricity | EU | Energy demand | 3.1705 | FEC
HU | TYNDP2026 | LEV | 2040 | TWh | 113 | Sub_sector | Industry | Chemicals | Industry (chemicals, energetic) | Energetic | industry_chemical_demand_hydrogen_energetic | Hydrogen | EU | Energy demand | 0.72026 | FEC
HU | TYNDP2026 | LEV | 2040 | TWh | 114 | Sub_sector | Industry | Chemicals | Industry (chemicals, energetic) | Energetic | industry_chemical_demand_methane_energetic | Methane | EU | Energy demand | 2.2662 | FEC
HU | TYNDP2026 | LEV | 2040 | TWh | 115 | Sub_sector | Industry | Chemicals | Industry (chemicals, energetic) | Energetic | industry_chemical_demand_heat_energetic | Heat | EU | Energy demand | 1.6851 | FEC
HU | TYNDP2026 | LEV | 2040 | TWh | 116 | Sub_sector | Industry | Chemicals | Industry (chemicals, energetic) | Energetic | industry_chemical_demand_biomass_energetic | Biomass | EU | Energy demand | 0.84256 | FEC
HU | TYNDP2026 | LEV | 2040 | TWh | 117 | Sub_sector | Industry | Chemicals | Industry (chemicals, energetic) | Energetic | industry_chemical_demand_coal_energetic | Solids | EU | Energy demand | 0 | FEC
HU | TYNDP2026 | LEV | 2040 | TWh | 118 | Sub_sector | Industry | Chemicals | Industry (chemicals, energetic) | Energetic | industry_chemical_demand_oil_energetic | Liquids | EU | Energy demand | 1.6382 | FEC
HU | TYNDP2026 | LEV | 2040 | TWh | 119 | Sub_sector | Industry | Chemicals | Industry (chemicals, energetic) | Energetic | industry_chemical_demand_others_energetic | Others | EU | Energy demand | 0 | FEC
HU | TYNDP2026 | LEV | 2040 | TWh | 120 | Sub_sector | Industry | Chemicals | Industry (chemicals, energetic) | Energetic | industry_chemical_demand_ammonia_energetic | Ammonia | EU | Energy demand | 0 | FEC
HU | TYNDP2026 | LEV | 2040 | TWh | 122 | Sub_sector | Industry | Chemicals | Industry (chemicals, non-energetic) | Non-energetic | industry_chemical_demand_electricity_non_energetic | Electricity | EU | Energy demand | 0 | not_included_in_FEC
HU | TYNDP2026 | LEV | 2040 | TWh | 123 | Sub_sector | Industry | Chemicals | Industry (chemicals, non-energetic) | Non-energetic | industry_chemical_demand_hydrogen_non_energetic | Hydrogen | EU | Energy demand | 5.0296 | not_included_in_FEC
HU | TYNDP2026 | LEV | 2040 | TWh | 124 | Sub_sector | Industry | Chemicals | Industry (chemicals, non-energetic) | Non-energetic | industry_chemical_demand_methane_non_energetic | Methane | EU | Energy demand | 5.0296 | not_included_in_FEC
HU | TYNDP2026 | LEV | 2040 | TWh | 125 | Sub_sector | Industry | Chemicals | Industry (chemicals, non-energetic) | Non-energetic | industry_chemical_demand_heat_non_energetic | Heat | EU | Energy demand | 0 | not_included_in_FEC
HU | TYNDP2026 | LEV | 2040 | TWh | 126 | Sub_sector | Industry | Chemicals | Industry (chemicals, non-energetic) | Non-energetic | industry_chemical_demand_biomass_non_energetic | Biomass | EU | Energy demand | 2.5148 | not_included_in_FEC
HU | TYNDP2026 | LEV | 2040 | TWh | 127 | Sub_sector | Industry | Chemicals | Industry (chemicals, non-energetic) | Non-energetic | industry_chemical_demand_coal_non_energetic | Solids | EU | Energy demand | 0 | not_included_in_FEC
HU | TYNDP2026 | LEV | 2040 | TWh | 128 | Sub_sector | Industry | Chemicals | Industry (chemicals, non-energetic) | Non-energetic | industry_chemical_demand_oil_non_energetic | Liquids | EU | Energy demand | 4.1913 | not_included_in_FEC
HU | TYNDP2026 | LEV | 2040 | TWh | 129 | Sub_sector | Industry | Chemicals | Industry (chemicals, non-energetic) | Non-energetic | industry_chemical_demand_others_non_energetic | Others | EU | Energy demand | 0 | not_included_in_FEC
HU | TYNDP2026 | LEV | 2040 | TWh | 130 | Sub_sector | Industry | Chemicals | Industry (chemicals, non-energetic) | Non-energetic | industry_chemical_demand_ammonia_non_energetic | Ammonia | EU | Energy demand | 0 | not_included_in_FEC
HU | TYNDP2026 | LEV | 2040 | TWh | 132 | Sub_sector | Industry | Fertilizers | Industry (fertilizers, energetic) | Energetic | industry_fertilizers_demand_electricity_energetic | Electricity | EU | Energy demand | 0.31476 | FEC
HU | TYNDP2026 | LEV | 2040 | TWh | 133 | Sub_sector | Industry | Fertilizers | Industry (fertilizers, energetic) | Energetic | industry_fertilizers_demand_hydrogen_energetic | Hydrogen | EU | Energy demand | 0.2726 | FEC
HU | TYNDP2026 | LEV | 2040 | TWh | 134 | Sub_sector | Industry | Fertilizers | Industry (fertilizers, energetic) | Energetic | industry_fertilizers_demand_methane_energetic | Methane | EU | Energy demand | 1.4539 | FEC
HU | TYNDP2026 | LEV | 2040 | TWh | 135 | Sub_sector | Industry | Fertilizers | Industry (fertilizers, energetic) | Energetic | industry_fertilizers_demand_heat_energetic | Heat | EU | Energy demand | 0 | FEC
HU | TYNDP2026 | LEV | 2040 | TWh | 136 | Sub_sector | Industry | Fertilizers | Industry (fertilizers, energetic) | Energetic | industry_fertilizers_demand_biomass_energetic | Biomass | EU | Energy demand | 0 | FEC
HU | TYNDP2026 | LEV | 2040 | TWh | 137 | Sub_sector | Industry | Fertilizers | Industry (fertilizers, energetic) | Energetic | industry_fertilizers_demand_coal_energetic | Solids | EU | Energy demand | 0 | FEC
HU | TYNDP2026 | LEV | 2040 | TWh | 138 | Sub_sector | Industry | Fertilizers | Industry (fertilizers, energetic) | Energetic | industry_fertilizers_demand_oil_energetic | Liquids | EU | Energy demand | 0.09853 | FEC
HU | TYNDP2026 | LEV | 2040 | TWh | 139 | Sub_sector | Industry | Fertilizers | Industry (fertilizers, energetic) | Energetic | industry_fertilizers_demand_others_energetic | Others | EU | Energy demand | 0 | FEC
HU | TYNDP2026 | LEV | 2040 | TWh | 140 | Sub_sector | Industry | Fertilizers | Industry (fertilizers, energetic) | Energetic | industry_fertilizers_demand_ammonia_energetic | Ammonia | EU | Energy demand | 0 | FEC
HU | TYNDP2026 | LEV | 2040 | TWh | 142 | Sub_sector | Industry | Fertilizers | Industry (fertilizers, non-energetic) | Non-energetic | industry_fertilizers_demand_electricity_non_energetic | Electricity | EU | Energy demand | 0 | not_included_in_FEC
HU | TYNDP2026 | LEV | 2040 | TWh | 143 | Sub_sector | Industry | Fertilizers | Industry (fertilizers, non-energetic) | Non-energetic | industry_fertilizers_demand_hydrogen_non_energetic | Hydrogen | EU | Energy demand | 2.7546 | not_included_in_FEC
HU | TYNDP2026 | LEV | 2040 | TWh | 144 | Sub_sector | Industry | Fertilizers | Industry (fertilizers, non-energetic) | Non-energetic | industry_fertilizers_demand_methane_non_energetic | Methane | EU | Energy demand | 2.0653 | not_included_in_FEC
HU | TYNDP2026 | LEV | 2040 | TWh | 145 | Sub_sector | Industry | Fertilizers | Industry (fertilizers, non-energetic) | Non-energetic | industry_fertilizers_demand_heat_non_energetic | Heat | EU | Energy demand | 0 | not_included_in_FEC
HU | TYNDP2026 | LEV | 2040 | TWh | 146 | Sub_sector | Industry | Fertilizers | Industry (fertilizers, non-energetic) | Non-energetic | industry_fertilizers_demand_biomass_non_energetic | Biomass | EU | Energy demand | 0 | not_included_in_FEC
HU | TYNDP2026 | LEV | 2040 | TWh | 147 | Sub_sector | Industry | Fertilizers | Industry (fertilizers, non-energetic) | Non-energetic | industry_fertilizers_demand_coal_non_energetic | Solids | EU | Energy demand | 0 | not_included_in_FEC
HU | TYNDP2026 | LEV | 2040 | TWh | 148 | Sub_sector | Industry | Fertilizers | Industry (fertilizers, non-energetic) | Non-energetic | industry_fertilizers_demand_oil_non_energetic | Liquids | EU | Energy demand | 0 | not_included_in_FEC
HU | TYNDP2026 | LEV | 2040 | TWh | 149 | Sub_sector | Industry | Fertilizers | Industry (fertilizers, non-energetic) | Non-energetic | industry_fertilizers_demand_others_non_energetic | Others | EU | Energy demand | 0 | not_included_in_FEC
HU | TYNDP2026 | LEV | 2040 | TWh | 150 | Sub_sector | Industry | Fertilizers | Industry (fertilizers, non-energetic) | Non-energetic | industry_fertilizers_demand_ammonia_non_energetic | Ammonia | EU | Energy demand | 1.9679 | not_included_in_FEC
HU | TYNDP2026 | LEV | 2040 | TWh | 152 | Sub_sector | Industry | Food | Industry (food) | Energetic | industry_food_demand_electricity_energetic | Electricity | EU | Energy demand | 2.5253 | FEC
HU | TYNDP2026 | LEV | 2040 | TWh | 153 | Sub_sector | Industry | Food | Industry (food) | Energetic | industry_food_demand_hydrogen_energetic | Hydrogen | EU | Energy demand | 0.43378 | FEC
HU | TYNDP2026 | LEV | 2040 | TWh | 154 | Sub_sector | Industry | Food | Industry (food) | Energetic | industry_food_demand_methane_energetic | Methane | EU | Energy demand | 2.8363 | FEC
HU | TYNDP2026 | LEV | 2040 | TWh | 155 | Sub_sector | Industry | Food | Industry (food) | Energetic | industry_food_demand_heat_energetic | Heat | EU | Energy demand | 0.18372 | FEC
HU | TYNDP2026 | LEV | 2040 | TWh | 156 | Sub_sector | Industry | Food | Industry (food) | Energetic | industry_food_demand_biomass_energetic | Biomass | EU | Energy demand | 1.0166 | FEC
HU | TYNDP2026 | LEV | 2040 | TWh | 157 | Sub_sector | Industry | Food | Industry (food) | Energetic | industry_food_demand_coal_energetic | Solids | EU | Energy demand | 0 | FEC
HU | TYNDP2026 | LEV | 2040 | TWh | 158 | Sub_sector | Industry | Food | Industry (food) | Energetic | industry_food_demand_oil_energetic | Liquids | EU | Energy demand | 0.15199 | FEC
HU | TYNDP2026 | LEV | 2040 | TWh | 159 | Sub_sector | Industry | Food | Industry (food) | Energetic | industry_food_demand_others_energetic | Others | EU | Energy demand | 0 | FEC
HU | TYNDP2026 | LEV | 2040 | TWh | 160 | Sub_sector | Industry | Food | Industry (food) | Energetic | industry_food_demand_ammonia_energetic | Ammonia | EU | Energy demand | 0 | FEC
HU | TYNDP2026 | LEV | 2040 | TWh | 162 | Sub_sector | Industry | Metals | Industry (metal) | Energetic | industry_metal_demand_electricity_energetic | Electricity | EU | Energy demand | 0.421 | FEC
HU | TYNDP2026 | LEV | 2040 | TWh | 163 | Sub_sector | Industry | Metals | Industry (metal) | Energetic | industry_metal_demand_hydrogen_energetic | Hydrogen | EU | Energy demand | 0 | FEC
HU | TYNDP2026 | LEV | 2040 | TWh | 164 | Sub_sector | Industry | Metals | Industry (metal) | Energetic | industry_metal_demand_methane_energetic | Methane | EU | Energy demand | 0.89775 | FEC
HU | TYNDP2026 | LEV | 2040 | TWh | 165 | Sub_sector | Industry | Metals | Industry (metal) | Energetic | industry_metal_demand_heat_energetic | Heat | EU | Energy demand | 0.025278 | FEC
HU | TYNDP2026 | LEV | 2040 | TWh | 166 | Sub_sector | Industry | Metals | Industry (metal) | Energetic | industry_metal_demand_biomass_energetic | Biomass | EU | Energy demand | 0 | FEC
HU | TYNDP2026 | LEV | 2040 | TWh | 167 | Sub_sector | Industry | Metals | Industry (metal) | Energetic | industry_metal_demand_coal_energetic | Solids | EU | Energy demand | 0 | FEC
HU | TYNDP2026 | LEV | 2040 | TWh | 168 | Sub_sector | Industry | Metals | Industry (metal) | Energetic | industry_metal_demand_oil_energetic | Liquids | EU | Energy demand | 0.011917 | FEC
HU | TYNDP2026 | LEV | 2040 | TWh | 169 | Sub_sector | Industry | Metals | Industry (metal) | Energetic | industry_metal_demand_others_energetic | Others | EU | Energy demand | 0 | FEC
HU | TYNDP2026 | LEV | 2040 | TWh | 170 | Sub_sector | Industry | Metals | Industry (metal) | Energetic | industry_metal_demand_ammonia_energetic | Ammonia | EU | Energy demand | 0 | FEC
HU | TYNDP2026 | LEV | 2040 | TWh | 172 | Sub_sector | Industry | Others | Industry (other, energetic) | Energetic | industry_other_demand_electricity_energetic | Electricity | EU | Energy demand | 11.0789 | FEC
HU | TYNDP2026 | LEV | 2040 | TWh | 173 | Sub_sector | Industry | Others | Industry (other, energetic) | Energetic | industry_other_demand_hydrogen_energetic | Hydrogen | EU | Energy demand | 0.99622 | FEC
HU | TYNDP2026 | LEV | 2040 | TWh | 174 | Sub_sector | Industry | Others | Industry (other, energetic) | Energetic | industry_other_demand_methane_energetic | Methane | EU | Energy demand | 9.8065 | FEC
HU | TYNDP2026 | LEV | 2040 | TWh | 175 | Sub_sector | Industry | Others | Industry (other, energetic) | Energetic | industry_other_demand_heat_energetic | Heat | EU | Energy demand | 0 | FEC
HU | TYNDP2026 | LEV | 2040 | TWh | 176 | Sub_sector | Industry | Others | Industry (other, energetic) | Energetic | industry_other_demand_biomass_energetic | Biomass | EU | Energy demand | 1.4789 | FEC
HU | TYNDP2026 | LEV | 2040 | TWh | 177 | Sub_sector | Industry | Others | Industry (other, energetic) | Energetic | industry_other_demand_coal_energetic | Solids | EU | Energy demand | 0 | FEC
HU | TYNDP2026 | LEV | 2040 | TWh | 178 | Sub_sector | Industry | Others | Industry (other, energetic) | Energetic | industry_other_demand_oil_energetic | Liquids | EU | Energy demand | 1.7049 | FEC
HU | TYNDP2026 | LEV | 2040 | TWh | 179 | Sub_sector | Industry | Others | Industry (other, energetic) | Energetic | industry_other_demand_others_energetic | Others | EU | Energy demand | 0 | FEC
HU | TYNDP2026 | LEV | 2040 | TWh | 180 | Sub_sector | Industry | Others | Industry (other, energetic) | Energetic | industry_other_demand_ammonia_energetic | Ammonia | EU | Energy demand | 0 | FEC
HU | TYNDP2026 | LEV | 2040 | TWh | 182 | Sub_sector | Industry | Others | Industry (other, non-energetic) | Non-energetic | industry_other_demand_electricity_non_energetic | Electricity | EU | Energy demand | 0 | not_included_in_FEC
HU | TYNDP2026 | LEV | 2040 | TWh | 183 | Sub_sector | Industry | Others | Industry (other, non-energetic) | Non-energetic | industry_other_demand_hydrogen_non_energetic | Hydrogen | EU | Energy demand | 0.47158 | not_included_in_FEC
HU | TYNDP2026 | LEV | 2040 | TWh | 184 | Sub_sector | Industry | Others | Industry (other, non-energetic) | Non-energetic | industry_other_demand_methane_non_energetic | Methane | EU | Energy demand | 0.58947 | not_included_in_FEC
HU | TYNDP2026 | LEV | 2040 | TWh | 185 | Sub_sector | Industry | Others | Industry (other, non-energetic) | Non-energetic | industry_other_demand_heat_non_energetic | Heat | EU | Energy demand | 0 | not_included_in_FEC
HU | TYNDP2026 | LEV | 2040 | TWh | 186 | Sub_sector | Industry | Others | Industry (other, non-energetic) | Non-energetic | industry_other_demand_biomass_non_energetic | Biomass | EU | Energy demand | 0.47158 | not_included_in_FEC
HU | TYNDP2026 | LEV | 2040 | TWh | 187 | Sub_sector | Industry | Others | Industry (other, non-energetic) | Non-energetic | industry_other_demand_coal_non_energetic | Solids | EU | Energy demand | 0 | not_included_in_FEC
HU | TYNDP2026 | LEV | 2040 | TWh | 188 | Sub_sector | Industry | Others | Industry (other, non-energetic) | Non-energetic | industry_other_demand_oil_non_energetic | Liquids | EU | Energy demand | 0.82527 | not_included_in_FEC
HU | TYNDP2026 | LEV | 2040 | TWh | 189 | Sub_sector | Industry | Others | Industry (other, non-energetic) | Non-energetic | industry_other_demand_others_non_energetic | Others | EU | Energy demand | 0 | not_included_in_FEC
HU | TYNDP2026 | LEV | 2040 | TWh | 190 | Sub_sector | Industry | Others | Industry (other, non-energetic) | Non-energetic | industry_other_demand_ammonia_non_energetic | Ammonia | EU | Energy demand | 0 | not_included_in_FEC
HU | TYNDP2026 | LEV | 2040 | TWh | 192 | Sub_sector | Industry | Paper | Industry (paper) | Energetic | industry_paper_demand_electricity_energetic | Electricity | EU | Energy demand | 0.84175 | FEC
HU | TYNDP2026 | LEV | 2040 | TWh | 193 | Sub_sector | Industry | Paper | Industry (paper) | Energetic | industry_paper_demand_hydrogen_energetic | Hydrogen | EU | Energy demand | 0.1435 | FEC
HU | TYNDP2026 | LEV | 2040 | TWh | 194 | Sub_sector | Industry | Paper | Industry (paper) | Energetic | industry_paper_demand_methane_energetic | Methane | EU | Energy demand | 0.83694 | FEC
HU | TYNDP2026 | LEV | 2040 | TWh | 195 | Sub_sector | Industry | Paper | Industry (paper) | Energetic | industry_paper_demand_heat_energetic | Heat | EU | Energy demand | 0.17806 | FEC
HU | TYNDP2026 | LEV | 2040 | TWh | 196 | Sub_sector | Industry | Paper | Industry (paper) | Energetic | industry_paper_demand_biomass_energetic | Biomass | EU | Energy demand | 0.32678 | FEC
HU | TYNDP2026 | LEV | 2040 | TWh | 197 | Sub_sector | Industry | Paper | Industry (paper) | Energetic | industry_paper_demand_coal_energetic | Solids | EU | Energy demand | 0 | FEC
HU | TYNDP2026 | LEV | 2040 | TWh | 198 | Sub_sector | Industry | Paper | Industry (paper) | Energetic | industry_paper_demand_oil_energetic | Liquids | EU | Energy demand | 0.022618 | FEC
HU | TYNDP2026 | LEV | 2040 | TWh | 199 | Sub_sector | Industry | Paper | Industry (paper) | Energetic | industry_paper_demand_others_energetic | Others | EU | Energy demand | 0 | FEC
HU | TYNDP2026 | LEV | 2040 | TWh | 200 | Sub_sector | Industry | Paper | Industry (paper) | Energetic | industry_paper_demand_ammonia_energetic | Ammonia | EU | Energy demand | 0 | FEC
HU | TYNDP2026 | LEV | 2040 | TWh | 202 | Sub_sector | Industry | Refineries | Industry (refineries, energetic) | Energetic | industry_refinery_demand_electricity_energetic | Electricity | EU | Energy demand | 0.46881 | not_included_in_FEC
HU | TYNDP2026 | LEV | 2040 | TWh | 203 | Sub_sector | Industry | Refineries | Industry (refineries, energetic) | Energetic | industry_refinery_demand_hydrogen_energetic | Hydrogen | EU | Energy demand | 2.4425 | not_included_in_FEC
HU | TYNDP2026 | LEV | 2040 | TWh | 204 | Sub_sector | Industry | Refineries | Industry (refineries, energetic) | Energetic | industry_refinery_demand_methane_energetic | Methane | EU | Energy demand | 0.42018 | not_included_in_FEC
HU | TYNDP2026 | LEV | 2040 | TWh | 205 | Sub_sector | Industry | Refineries | Industry (refineries, energetic) | Energetic | industry_refinery_demand_heat_energetic | Heat | EU | Energy demand | 0 | not_included_in_FEC
HU | TYNDP2026 | LEV | 2040 | TWh | 206 | Sub_sector | Industry | Refineries | Industry (refineries, energetic) | Energetic | industry_refinery_demand_biomass_energetic | Biomass | EU | Energy demand | 1.2428 | not_included_in_FEC
HU | TYNDP2026 | LEV | 2040 | TWh | 207 | Sub_sector | Industry | Refineries | Industry (refineries, energetic) | Energetic | industry_refinery_demand_coal_energetic | Solids | EU | Energy demand | 0 | not_included_in_FEC
HU | TYNDP2026 | LEV | 2040 | TWh | 208 | Sub_sector | Industry | Refineries | Industry (refineries, energetic) | Energetic | industry_refinery_demand_oil_energetic | Liquids | EU | Energy demand | 0.48608 | not_included_in_FEC
HU | TYNDP2026 | LEV | 2040 | TWh | 209 | Sub_sector | Industry | Refineries | Industry (refineries, energetic) | Energetic | industry_refinery_demand_others_energetic | Others | EU | Energy demand | 0 | not_included_in_FEC
HU | TYNDP2026 | LEV | 2040 | TWh | 210 | Sub_sector | Industry | Refineries | Industry (refineries, energetic) | Energetic | industry_refinery_demand_ammonia_energetic | Ammonia | EU | Energy demand | 0 | not_included_in_FEC
HU | TYNDP2026 | LEV | 2040 | TWh | 212 | Sub_sector | Industry | Refineries | Industry (refineries, non-energetic) | Non-energetic | industry_refinery_demand_electricity_non_energetic | Electricity | EU | Energy demand | 0 | not_included_in_FEC
HU | TYNDP2026 | LEV | 2040 | TWh | 213 | Sub_sector | Industry | Refineries | Industry (refineries, non-energetic) | Non-energetic | industry_refinery_demand_hydrogen_non_energetic | Hydrogen | EU | Energy demand | 0 | not_included_in_FEC
HU | TYNDP2026 | LEV | 2040 | TWh | 214 | Sub_sector | Industry | Refineries | Industry (refineries, non-energetic) | Non-energetic | industry_refinery_demand_methane_non_energetic | Methane | EU | Energy demand | 0 | not_included_in_FEC
HU | TYNDP2026 | LEV | 2040 | TWh | 215 | Sub_sector | Industry | Refineries | Industry (refineries, non-energetic) | Non-energetic | industry_refinery_demand_heat_non_energetic | Heat | EU | Energy demand | 0 | not_included_in_FEC
HU | TYNDP2026 | LEV | 2040 | TWh | 216 | Sub_sector | Industry | Refineries | Industry (refineries, non-energetic) | Non-energetic | industry_refinery_demand_biomass_non_energetic | Biomass | EU | Energy demand | 0 | not_included_in_FEC
HU | TYNDP2026 | LEV | 2040 | TWh | 217 | Sub_sector | Industry | Refineries | Industry (refineries, non-energetic) | Non-energetic | industry_refinery_demand_coal_non_energetic | Solids | EU | Energy demand | 0 | not_included_in_FEC
HU | TYNDP2026 | LEV | 2040 | TWh | 218 | Sub_sector | Industry | Refineries | Industry (refineries, non-energetic) | Non-energetic | industry_refinery_demand_oil_non_energetic | Liquids | EU | Energy demand | 0 | not_included_in_FEC
HU | TYNDP2026 | LEV | 2040 | TWh | 219 | Sub_sector | Industry | Refineries | Industry (refineries, non-energetic) | Non-energetic | industry_refinery_demand_others_non_energetic | Others | EU | Energy demand | 0 | not_included_in_FEC
HU | TYNDP2026 | LEV | 2040 | TWh | 220 | Sub_sector | Industry | Refineries | Industry (refineries, non-energetic) | Non-energetic | industry_refinery_demand_ammonia_non_energetic | Ammonia | EU | Energy demand | 0 | not_included_in_FEC
HU | TYNDP2026 | LEV | 2040 | TWh | 222 | Sub_sector | Industry | Steel | Industry (steel) | Energetic | industry_steel_demand_electricity_energetic | Electricity | EU | Energy demand | 0.97171 | FEC
HU | TYNDP2026 | LEV | 2040 | TWh | 223 | Sub_sector | Industry | Steel | Industry (steel) | Energetic | industry_steel_demand_hydrogen_energetic | Hydrogen | EU | Energy demand | 1.6132 | FEC
HU | TYNDP2026 | LEV | 2040 | TWh | 224 | Sub_sector | Industry | Steel | Industry (steel) | Energetic | industry_steel_demand_methane_energetic | Methane | EU | Energy demand | 0.75283 | FEC
HU | TYNDP2026 | LEV | 2040 | TWh | 225 | Sub_sector | Industry | Steel | Industry (steel) | Energetic | industry_steel_demand_heat_energetic | Heat | EU | Energy demand | 0.13546 | FEC
HU | TYNDP2026 | LEV | 2040 | TWh | 226 | Sub_sector | Industry | Steel | Industry (steel) | Energetic | industry_steel_demand_biomass_energetic | Biomass | EU | Energy demand | 0.00060338 | FEC
HU | TYNDP2026 | LEV | 2040 | TWh | 227 | Sub_sector | Industry | Steel | Industry (steel) | Energetic | industry_steel_demand_coal_energetic | Solids | EU | Energy demand | 1.0166 | FEC
HU | TYNDP2026 | LEV | 2040 | TWh | 228 | Sub_sector | Industry | Steel | Industry (steel) | Energetic | industry_steel_demand_oil_energetic | Liquids | EU | Energy demand | 0.0043142 | FEC
HU | TYNDP2026 | LEV | 2040 | TWh | 229 | Sub_sector | Industry | Steel | Industry (steel) | Energetic | industry_steel_demand_others_energetic | Others | EU | Energy demand | 0 | FEC
HU | TYNDP2026 | LEV | 2040 | TWh | 230 | Sub_sector | Industry | Steel | Industry (steel) | Energetic | industry_steel_demand_ammonia_energetic | Ammonia | EU | Energy demand | 0 | FEC
HU | TYNDP2026 | LEV | 2040 | TWh | 232 | Sub_sector | Transport | Cars | Transport (cars) | Energetic | transport_cars_final_demand_electricity | Electricity | EU | Energy demand | 2.3976 | FEC
HU | TYNDP2026 | LEV | 2040 | TWh | 233 | Sub_sector | Transport | Cars | Transport (cars) | Energetic | transport_cars_final_demand_hydrogen | Hydrogen | EU | Energy demand | 0.83002 | FEC
HU | TYNDP2026 | LEV | 2040 | TWh | 234 | Sub_sector | Transport | Cars | Transport (cars) | Energetic | transport_cars_final_demand_methane | Methane | EU | Energy demand | 0.44883 | FEC
HU | TYNDP2026 | LEV | 2040 | TWh | 235 | Sub_sector | Transport | Cars | Transport (cars) | Energetic | transport_cars_final_demand_heat | Heat | EU | Energy demand | 0 | FEC
HU | TYNDP2026 | LEV | 2040 | TWh | 236 | Sub_sector | Transport | Cars | Transport (cars) | Energetic | transport_cars_final_demand_biomass | Biomass | EU | Energy demand | 0 | FEC
HU | TYNDP2026 | LEV | 2040 | TWh | 237 | Sub_sector | Transport | Cars | Transport (cars) | Energetic | transport_cars_final_demand_coal | Solids | EU | Energy demand | 0 | FEC
HU | TYNDP2026 | LEV | 2040 | TWh | 238 | Sub_sector | Transport | Cars | Transport (cars) | Energetic | transport_cars_final_demand_oil | Liquids | EU | Energy demand | 12.3019 | FEC
HU | TYNDP2026 | LEV | 2040 | TWh | 239 | Sub_sector | Transport | Cars | Transport (cars) | Energetic | transport_cars_final_demand_other | Others | EU | Energy demand | 0 | FEC
HU | TYNDP2026 | LEV | 2040 | TWh | 240 | Sub_sector | Transport | Cars | Transport (cars) | Energetic | transport_cars_final_demand_ammonia | Ammonia | EU | Energy demand | 0 | FEC
HU | TYNDP2026 | LEV | 2040 | TWh | 242 | Sub_sector | Transport | Busses | Transport (busses) | Energetic | transport_busses_final_demand_electricity | Electricity | EU | Energy demand | 0.64681 | FEC
HU | TYNDP2026 | LEV | 2040 | TWh | 243 | Sub_sector | Transport | Busses | Transport (busses) | Energetic | transport_busses_final_demand_hydrogen | Hydrogen | EU | Energy demand | 0.39322 | FEC
HU | TYNDP2026 | LEV | 2040 | TWh | 244 | Sub_sector | Transport | Busses | Transport (busses) | Energetic | transport_busses_final_demand_methane | Methane | EU | Energy demand | 0.20701 | FEC
HU | TYNDP2026 | LEV | 2040 | TWh | 245 | Sub_sector | Transport | Busses | Transport (busses) | Energetic | transport_busses_final_demand_heat | Heat | EU | Energy demand | 0 | FEC
HU | TYNDP2026 | LEV | 2040 | TWh | 246 | Sub_sector | Transport | Busses | Transport (busses) | Energetic | transport_busses_final_demand_biomass | Biomass | EU | Energy demand | 0 | FEC
HU | TYNDP2026 | LEV | 2040 | TWh | 247 | Sub_sector | Transport | Busses | Transport (busses) | Energetic | transport_busses_final_demand_coal | Solids | EU | Energy demand | 0 | FEC
HU | TYNDP2026 | LEV | 2040 | TWh | 248 | Sub_sector | Transport | Busses | Transport (busses) | Energetic | transport_busses_final_demand_oil | Liquids | EU | Energy demand | 1.9878 | FEC
HU | TYNDP2026 | LEV | 2040 | TWh | 249 | Sub_sector | Transport | Busses | Transport (busses) | Energetic | transport_busses_final_demand_other | Others | EU | Energy demand | 0 | FEC
HU | TYNDP2026 | LEV | 2040 | TWh | 250 | Sub_sector | Transport | Busses | Transport (busses) | Energetic | transport_busses_final_demand_ammonia | Ammonia | EU | Energy demand | 0 | FEC
HU | TYNDP2026 | LEV | 2040 | TWh | 252 | Sub_sector | Transport | Trucks | Transport (trucks) | Energetic | transport_trucks_final_demand_electricity | Electricity | EU | Energy demand | 0 | FEC
HU | TYNDP2026 | LEV | 2040 | TWh | 253 | Sub_sector | Transport | Trucks | Transport (trucks) | Energetic | transport_trucks_final_demand_hydrogen | Hydrogen | EU | Energy demand | 1.231 | FEC
HU | TYNDP2026 | LEV | 2040 | TWh | 254 | Sub_sector | Transport | Trucks | Transport (trucks) | Energetic | transport_trucks_final_demand_methane | Methane | EU | Energy demand | 0.088099 | FEC
HU | TYNDP2026 | LEV | 2040 | TWh | 255 | Sub_sector | Transport | Trucks | Transport (trucks) | Energetic | transport_trucks_final_demand_heat | Heat | EU | Energy demand | 0 | FEC
HU | TYNDP2026 | LEV | 2040 | TWh | 256 | Sub_sector | Transport | Trucks | Transport (trucks) | Energetic | transport_trucks_final_demand_biomass | Biomass | EU | Energy demand | 0 | FEC
HU | TYNDP2026 | LEV | 2040 | TWh | 257 | Sub_sector | Transport | Trucks | Transport (trucks) | Energetic | transport_trucks_final_demand_coal | Solids | EU | Energy demand | 0 | FEC
HU | TYNDP2026 | LEV | 2040 | TWh | 258 | Sub_sector | Transport | Trucks | Transport (trucks) | Energetic | transport_trucks_final_demand_oil | Liquids | EU | Energy demand | 7.6974 | FEC
HU | TYNDP2026 | LEV | 2040 | TWh | 259 | Sub_sector | Transport | Trucks | Transport (trucks) | Energetic | transport_trucks_final_demand_other | Others | EU | Energy demand | 0 | FEC
HU | TYNDP2026 | LEV | 2040 | TWh | 260 | Sub_sector | Transport | Trucks | Transport (trucks) | Energetic | transport_trucks_final_demand_ammonia | Ammonia | EU | Energy demand | 0 | FEC
HU | TYNDP2026 | LEV | 2040 | TWh | 262 | Sub_sector | Transport | Vans | Transport (vans) | Energetic | transport_vans_final_demand_electricity | Electricity | EU | Energy demand | 0.30269 | FEC
HU | TYNDP2026 | LEV | 2040 | TWh | 263 | Sub_sector | Transport | Vans | Transport (vans) | Energetic | transport_vans_final_demand_hydrogen | Hydrogen | EU | Energy demand | 0.11431 | FEC
HU | TYNDP2026 | LEV | 2040 | TWh | 264 | Sub_sector | Transport | Vans | Transport (vans) | Energetic | transport_vans_final_demand_methane | Methane | EU | Energy demand | 0.0036409 | FEC
HU | TYNDP2026 | LEV | 2040 | TWh | 265 | Sub_sector | Transport | Vans | Transport (vans) | Energetic | transport_vans_final_demand_heat | Heat | EU | Energy demand | 0 | FEC
HU | TYNDP2026 | LEV | 2040 | TWh | 266 | Sub_sector | Transport | Vans | Transport (vans) | Energetic | transport_vans_final_demand_biomass | Biomass | EU | Energy demand | 0 | FEC
HU | TYNDP2026 | LEV | 2040 | TWh | 267 | Sub_sector | Transport | Vans | Transport (vans) | Energetic | transport_vans_final_demand_coal | Solids | EU | Energy demand | 0 | FEC
HU | TYNDP2026 | LEV | 2040 | TWh | 268 | Sub_sector | Transport | Vans | Transport (vans) | Energetic | transport_vans_final_demand_oil | Liquids | EU | Energy demand | 2.4086 | FEC
HU | TYNDP2026 | LEV | 2040 | TWh | 269 | Sub_sector | Transport | Vans | Transport (vans) | Energetic | transport_vans_final_demand_other | Others | EU | Energy demand | 0 | FEC
HU | TYNDP2026 | LEV | 2040 | TWh | 270 | Sub_sector | Transport | Vans | Transport (vans) | Energetic | transport_vans_final_demand_ammonia | Ammonia | EU | Energy demand | 0 | FEC
HU | TYNDP2026 | LEV | 2040 | TWh | 272 | Sub_sector | Transport | Freight trains | Transport (trains) | Energetic | transport_trains_final_demand_electricity | Electricity | EU | Energy demand | 4.0102 | FEC
HU | TYNDP2026 | LEV | 2040 | TWh | 273 | Sub_sector | Transport | Freight trains | Transport (trains) | Energetic | transport_trains_final_demand_hydrogen | Hydrogen | EU | Energy demand | 0.32218 | FEC
HU | TYNDP2026 | LEV | 2040 | TWh | 274 | Sub_sector | Transport | Freight trains | Transport (trains) | Energetic | transport_trains_final_demand_methane | Methane | EU | Energy demand | 0 | FEC
HU | TYNDP2026 | LEV | 2040 | TWh | 275 | Sub_sector | Transport | Freight trains | Transport (trains) | Energetic | transport_trains_final_demand_heat | Heat | EU | Energy demand | 0 | FEC
HU | TYNDP2026 | LEV | 2040 | TWh | 276 | Sub_sector | Transport | Freight trains | Transport (trains) | Energetic | transport_trains_final_demand_biomass | Biomass | EU | Energy demand | 0 | FEC
HU | TYNDP2026 | LEV | 2040 | TWh | 277 | Sub_sector | Transport | Freight trains | Transport (trains) | Energetic | transport_trains_final_demand_coal | Solids | EU | Energy demand | 0 | FEC
HU | TYNDP2026 | LEV | 2040 | TWh | 278 | Sub_sector | Transport | Freight trains | Transport (trains) | Energetic | transport_trains_final_demand_oil | Liquids | EU | Energy demand | 0.56723 | FEC
HU | TYNDP2026 | LEV | 2040 | TWh | 279 | Sub_sector | Transport | Freight trains | Transport (trains) | Energetic | transport_trains_final_demand_other | Others | EU | Energy demand | 0 | FEC
HU | TYNDP2026 | LEV | 2040 | TWh | 280 | Sub_sector | Transport | Freight trains | Transport (trains) | Energetic | transport_trains_final_demand_ammonia | Ammonia | EU | Energy demand | 0 | FEC
HU | TYNDP2026 | LEV | 2040 | TWh | 282 | Sub_sector | Transport | Ships | Transport (ships) | Energetic | transport_ships_final_demand_electricity | Electricity | EU | Energy demand | 0.0082901 | FEC
HU | TYNDP2026 | LEV | 2040 | TWh | 283 | Sub_sector | Transport | Ships | Transport (ships) | Energetic | transport_ships_final_demand_hydrogen | Hydrogen | EU | Energy demand | 0 | FEC
HU | TYNDP2026 | LEV | 2040 | TWh | 284 | Sub_sector | Transport | Ships | Transport (ships) | Energetic | transport_ships_final_demand_methane | Methane | EU | Energy demand | 0.0006206 | FEC
HU | TYNDP2026 | LEV | 2040 | TWh | 285 | Sub_sector | Transport | Ships | Transport (ships) | Energetic | transport_ships_final_demand_heat | Heat | EU | Energy demand | 0 | FEC
HU | TYNDP2026 | LEV | 2040 | TWh | 286 | Sub_sector | Transport | Ships | Transport (ships) | Energetic | transport_ships_final_demand_biomass | Biomass | EU | Energy demand | 0 | FEC
HU | TYNDP2026 | LEV | 2040 | TWh | 287 | Sub_sector | Transport | Ships | Transport (ships) | Energetic | transport_ships_final_demand_coal | Solids | EU | Energy demand | 0 | FEC
HU | TYNDP2026 | LEV | 2040 | TWh | 288 | Sub_sector | Transport | Ships | Transport (ships) | Energetic | transport_ships_final_demand_oil | Liquids | EU | Energy demand | 0.066727 | FEC
HU | TYNDP2026 | LEV | 2040 | TWh | 289 | Sub_sector | Transport | Ships | Transport (ships) | Energetic | transport_ships_final_demand_other | Others | EU | Energy demand | 0 | FEC
HU | TYNDP2026 | LEV | 2040 | TWh | 290 | Sub_sector | Transport | Ships | Transport (ships) | Energetic | transport_ships_final_demand_ammonia | Ammonia | EU | Energy demand | 0.0075708 | FEC
HU | TYNDP2026 | LEV | 2040 | TWh | 292 | Sub_sector | Transport | Planes | Transport (planes) | Energetic | transport_planes_final_demand_electricity | Electricity | EU | Energy demand | 0 | FEC
HU | TYNDP2026 | LEV | 2040 | TWh | 293 | Sub_sector | Transport | Planes | Transport (planes) | Energetic | transport_planes_final_demand_hydrogen | Hydrogen | EU | Energy demand | 0.000745 | FEC
HU | TYNDP2026 | LEV | 2040 | TWh | 294 | Sub_sector | Transport | Planes | Transport (planes) | Energetic | transport_planes_final_demand_methane | Methane | EU | Energy demand | 0 | FEC
HU | TYNDP2026 | LEV | 2040 | TWh | 295 | Sub_sector | Transport | Planes | Transport (planes) | Energetic | transport_planes_final_demand_heat | Heat | EU | Energy demand | 0 | FEC
HU | TYNDP2026 | LEV | 2040 | TWh | 296 | Sub_sector | Transport | Planes | Transport (planes) | Energetic | transport_planes_final_demand_biomass | Biomass | EU | Energy demand | 0 | FEC
HU | TYNDP2026 | LEV | 2040 | TWh | 297 | Sub_sector | Transport | Planes | Transport (planes) | Energetic | transport_planes_final_demand_coal | Solids | EU | Energy demand | 0 | FEC
HU | TYNDP2026 | LEV | 2040 | TWh | 298 | Sub_sector | Transport | Planes | Transport (planes) | Energetic | transport_planes_final_demand_oil | Liquids | EU | Energy demand | 0.020712 | FEC
HU | TYNDP2026 | LEV | 2040 | TWh | 299 | Sub_sector | Transport | Planes | Transport (planes) | Energetic | transport_planes_final_demand_other | Others | EU | Energy demand | 0 | FEC
HU | TYNDP2026 | LEV | 2040 | TWh | 300 | Sub_sector | Transport | Planes | Transport (planes) | Energetic | transport_planes_final_demand_ammonia | Ammonia | EU | Energy demand | 0 | FEC
HU | TYNDP2026 | LEV | 2040 | TWh | 302 | Sub_sector | Transport | Others | Transport (others) | Energetic | transport_other_final_demand_electricity | Electricity | EU | Energy demand | 0.0048603 | FEC
HU | TYNDP2026 | LEV | 2040 | TWh | 303 | Sub_sector | Transport | Others | Transport (others) | Energetic | transport_other_final_demand_hydrogen | Hydrogen | EU | Energy demand | 0 | FEC
HU | TYNDP2026 | LEV | 2040 | TWh | 304 | Sub_sector | Transport | Others | Transport (others) | Energetic | transport_other_final_demand_methane | Methane | EU | Energy demand | 0 | FEC
HU | TYNDP2026 | LEV | 2040 | TWh | 305 | Sub_sector | Transport | Others | Transport (others) | Energetic | transport_other_final_demand_heat | Heat | EU | Energy demand | 0 | FEC
HU | TYNDP2026 | LEV | 2040 | TWh | 306 | Sub_sector | Transport | Others | Transport (others) | Energetic | transport_other_final_demand_biomass | Biomass | EU | Energy demand | 0 | FEC
HU | TYNDP2026 | LEV | 2040 | TWh | 307 | Sub_sector | Transport | Others | Transport (others) | Energetic | transport_other_final_demand_coal | Solids | EU | Energy demand | 0 | FEC
HU | TYNDP2026 | LEV | 2040 | TWh | 308 | Sub_sector | Transport | Others | Transport (others) | Energetic | transport_other_final_demand_oil | Liquids | EU | Energy demand | 0.27783 | FEC
HU | TYNDP2026 | LEV | 2040 | TWh | 309 | Sub_sector | Transport | Others | Transport (others) | Energetic | transport_other_final_demand_other | Others | EU | Energy demand | 0 | FEC
HU | TYNDP2026 | LEV | 2040 | TWh | 310 | Sub_sector | Transport | Others | Transport (others) | Energetic | transport_other_final_demand_ammonia | Ammonia | EU | Energy demand | 0 | FEC
HU | TYNDP2026 | LEV | 2040 | TWh | 312 | Sub_sector | International transport | International aviation | Transport (int. aviation) | Energetic | transport_int_aviation_final_demand_electricity | Electricity | EU | Energy demand | 0 | FEC
HU | TYNDP2026 | LEV | 2040 | TWh | 313 | Sub_sector | International transport | International aviation | Transport (int. aviation) | Energetic | transport_int_aviation_final_demand_hydrogen | Hydrogen | EU | Energy demand | 0 | FEC
HU | TYNDP2026 | LEV | 2040 | TWh | 314 | Sub_sector | International transport | International aviation | Transport (int. aviation) | Energetic | transport_int_aviation_final_demand_methane | Methane | EU | Energy demand | 0 | FEC
HU | TYNDP2026 | LEV | 2040 | TWh | 315 | Sub_sector | International transport | International aviation | Transport (int. aviation) | Energetic | transport_int_aviation_final_demand_heat | Heat | EU | Energy demand | 0 | FEC
HU | TYNDP2026 | LEV | 2040 | TWh | 316 | Sub_sector | International transport | International aviation | Transport (int. aviation) | Energetic | transport_int_aviation_final_demand_biofuels | Biomass | EU | Energy demand | 0 | FEC
HU | TYNDP2026 | LEV | 2040 | TWh | 317 | Sub_sector | International transport | International aviation | Transport (int. aviation) | Energetic | transport_int_aviation_final_demand_coal | Solids | EU | Energy demand | 0 | FEC
HU | TYNDP2026 | LEV | 2040 | TWh | 318 | Sub_sector | International transport | International aviation | Transport (int. aviation) | Energetic | transport_int_aviation_final_demand_oil | Liquids | EU | Energy demand | 2.8536 | FEC
HU | TYNDP2026 | LEV | 2040 | TWh | 319 | Sub_sector | International transport | International aviation | Transport (int. aviation) | Energetic | transport_int_aviation_final_demand_other | Others | EU | Energy demand | 0 | FEC
HU | TYNDP2026 | LEV | 2040 | TWh | 320 | Sub_sector | International transport | International aviation | Transport (int. aviation) | Energetic | transport_int_aviation_final_demand_ammonia | Ammonia | EU | Energy demand | 0 | FEC
HU | TYNDP2026 | LEV | 2040 | TWh | 322 | Sub_sector | International transport | International shipping | Transport (int. shipping) | Energetic | transport_int_shipping_final_demand_electricity | Electricity | EU | Energy demand | 0 | not_included_in_FEC
HU | TYNDP2026 | LEV | 2040 | TWh | 323 | Sub_sector | International transport | International shipping | Transport (int. shipping) | Energetic | transport_int_shipping_final_demand_hydrogen | Hydrogen | EU | Energy demand | 0 | not_included_in_FEC
HU | TYNDP2026 | LEV | 2040 | TWh | 324 | Sub_sector | International transport | International shipping | Transport (int. shipping) | Energetic | transport_int_shipping_final_demand_methane | Methane | EU | Energy demand | 0 | not_included_in_FEC
HU | TYNDP2026 | LEV | 2040 | TWh | 325 | Sub_sector | International transport | International shipping | Transport (int. shipping) | Energetic | transport_int_shipping_final_demand_heat | Heat | EU | Energy demand | 0 | not_included_in_FEC
HU | TYNDP2026 | LEV | 2040 | TWh | 326 | Sub_sector | International transport | International shipping | Transport (int. shipping) | Energetic | transport_int_shipping_final_demand_biofuels | Biomass | EU | Energy demand | 0 | not_included_in_FEC
HU | TYNDP2026 | LEV | 2040 | TWh | 327 | Sub_sector | International transport | International shipping | Transport (int. shipping) | Energetic | transport_int_shipping_final_demand_coal | Solids | EU | Energy demand | 0 | not_included_in_FEC
HU | TYNDP2026 | LEV | 2040 | TWh | 328 | Sub_sector | International transport | International shipping | Transport (int. shipping) | Energetic | transport_int_shipping_final_demand_oil | Liquids | EU | Energy demand | 0 | not_included_in_FEC
HU | TYNDP2026 | LEV | 2040 | TWh | 329 | Sub_sector | International transport | International shipping | Transport (int. shipping) | Energetic | transport_int_shipping_final_demand_other | Others | EU | Energy demand | 0 | not_included_in_FEC
HU | TYNDP2026 | LEV | 2040 | TWh | 330 | Sub_sector | International transport | International shipping | Transport (int. shipping) | Energetic | transport_int_shipping_final_demand_ammonia | Ammonia | EU | Energy demand | 0 | not_included_in_FEC
HU | TYNDP2026 | LEV | 2040 | TWh | 332 | Sub_sector | Households | Space heating | Households (heating) | Energetic | households_heating_final_demand_electricity | Electricity | EU | Energy demand | 0.61689 | FEC
HU | TYNDP2026 | LEV | 2040 | TWh | 333 | Sub_sector | Households | Space heating | Households (heating) | Energetic | households_heating_final_demand_hydrogen | Hydrogen | EU | Energy demand | 0 | FEC
HU | TYNDP2026 | LEV | 2040 | TWh | 334 | Sub_sector | Households | Space heating | Households (heating) | Energetic | households_heating_final_demand_methane | Methane | EU | Energy demand | 9.6376 | FEC
HU | TYNDP2026 | LEV | 2040 | TWh | 335 | Sub_sector | Households | Space heating | Households (heating) | Energetic | households_heating_final_demand_heat | Heat | EU | Energy demand | 2.1792 | FEC
HU | TYNDP2026 | LEV | 2040 | TWh | 336 | Sub_sector | Households | Space heating | Households (heating) | Energetic | households_heating_final_demand_biomass | Biomass | EU | Energy demand | 2.7627 | FEC
HU | TYNDP2026 | LEV | 2040 | TWh | 337 | Sub_sector | Households | Space heating | Households (heating) | Energetic | households_heating_final_demand_coal | Solids | EU | Energy demand | 0 | FEC
HU | TYNDP2026 | LEV | 2040 | TWh | 338 | Sub_sector | Households | Space heating | Households (heating) | Energetic | households_heating_final_demand_oil | Liquids | EU | Energy demand | 0.0017697 | FEC
HU | TYNDP2026 | LEV | 2040 | TWh | 339 | Sub_sector | Households | Space heating | Households (heating) | Energetic | households_heating_final_demand_other | Others | EU | Energy demand | 0 | FEC
HU | TYNDP2026 | LEV | 2040 | TWh | 340 | Sub_sector | Households | Space heating | Households (heating) | Energetic | households_heating_final_demand_ammonia | Ammonia | EU | Energy demand | 0 | FEC
HU | TYNDP2026 | LEV | 2040 | TWh | 343 | Sub_sector | Households | Cooling | Households (cooling) | Energetic | households_cooling_final_demand_electricity | Electricity | EU | Energy demand | 0.15954 | FEC
HU | TYNDP2026 | LEV | 2040 | TWh | 344 | Sub_sector | Households | Cooling | Households (cooling) | Energetic | households_cooling_final_demand_hydrogen | Hydrogen | EU | Energy demand | 0 | FEC
HU | TYNDP2026 | LEV | 2040 | TWh | 345 | Sub_sector | Households | Cooling | Households (cooling) | Energetic | households_cooling_final_demand_methane | Methane | EU | Energy demand | 0 | FEC
HU | TYNDP2026 | LEV | 2040 | TWh | 346 | Sub_sector | Households | Cooling | Households (cooling) | Energetic | households_cooling_final_demand_heat | Heat | EU | Energy demand | 0 | FEC
HU | TYNDP2026 | LEV | 2040 | TWh | 347 | Sub_sector | Households | Cooling | Households (cooling) | Energetic | households_cooling_final_demand_biomass | Biomass | EU | Energy demand | 0 | FEC
HU | TYNDP2026 | LEV | 2040 | TWh | 348 | Sub_sector | Households | Cooling | Households (cooling) | Energetic | households_cooling_final_demand_coal | Solids | EU | Energy demand | 0 | FEC
HU | TYNDP2026 | LEV | 2040 | TWh | 349 | Sub_sector | Households | Cooling | Households (cooling) | Energetic | households_cooling_final_demand_oil | Liquids | EU | Energy demand | 0 | FEC
HU | TYNDP2026 | LEV | 2040 | TWh | 350 | Sub_sector | Households | Cooling | Households (cooling) | Energetic | households_cooling_final_demand_other | Others | EU | Energy demand | 0 | FEC
HU | TYNDP2026 | LEV | 2040 | TWh | 351 | Sub_sector | Households | Cooling | Households (cooling) | Energetic | households_cooling_final_demand_ammonia | Ammonia | EU | Energy demand | 0 | FEC
HU | TYNDP2026 | LEV | 2040 | TWh | 354 | Sub_sector | Households | Hot water | Households (hot water) | Energetic | households_hot_water_final_demand_electricity | Electricity | EU | Energy demand | 0.58922 | FEC
HU | TYNDP2026 | LEV | 2040 | TWh | 355 | Sub_sector | Households | Hot water | Households (hot water) | Energetic | households_hot_water_final_demand_hydrogen | Hydrogen | EU | Energy demand | 0 | FEC
HU | TYNDP2026 | LEV | 2040 | TWh | 356 | Sub_sector | Households | Hot water | Households (hot water) | Energetic | households_hot_water_final_demand_methane | Methane | EU | Energy demand | 5.4777 | FEC
HU | TYNDP2026 | LEV | 2040 | TWh | 357 | Sub_sector | Households | Hot water | Households (hot water) | Energetic | households_hot_water_final_demand_heat | Heat | EU | Energy demand | 1.8011 | FEC
HU | TYNDP2026 | LEV | 2040 | TWh | 358 | Sub_sector | Households | Hot water | Households (hot water) | Energetic | households_hot_water_final_demand_biomass | Biomass | EU | Energy demand | 1.0767 | FEC
HU | TYNDP2026 | LEV | 2040 | TWh | 359 | Sub_sector | Households | Hot water | Households (hot water) | Energetic | households_hot_water_final_demand_coal | Solids | EU | Energy demand | 0 | FEC
HU | TYNDP2026 | LEV | 2040 | TWh | 360 | Sub_sector | Households | Hot water | Households (hot water) | Energetic | households_hot_water_final_demand_oil | Liquids | EU | Energy demand | 0.00054824 | FEC
HU | TYNDP2026 | LEV | 2040 | TWh | 361 | Sub_sector | Households | Hot water | Households (hot water) | Energetic | households_hot_water_final_demand_other | Others | EU | Energy demand | 0.10185 | FEC
HU | TYNDP2026 | LEV | 2040 | TWh | 362 | Sub_sector | Households | Hot water | Households (hot water) | Energetic | households_hot_water_final_demand_ammonia | Ammonia | EU | Energy demand | 0 | FEC
HU | TYNDP2026 | LEV | 2040 | TWh | 365 | Sub_sector | Households | Appliances | Households (appliances) | Energetic | households_appliances_final_demand_electricity | Electricity | EU | Energy demand | 7.9342 | FEC
HU | TYNDP2026 | LEV | 2040 | TWh | 366 | Sub_sector | Households | Appliances | Households (appliances) | Energetic | households_appliances_final_demand_hydrogen | Hydrogen | EU | Energy demand | 0 | FEC
HU | TYNDP2026 | LEV | 2040 | TWh | 367 | Sub_sector | Households | Appliances | Households (appliances) | Energetic | households_appliances_final_demand_methane | Methane | EU | Energy demand | 1.32 | FEC
HU | TYNDP2026 | LEV | 2040 | TWh | 368 | Sub_sector | Households | Appliances | Households (appliances) | Energetic | households_appliances_final_demand_heat | Heat | EU | Energy demand | 0 | FEC
HU | TYNDP2026 | LEV | 2040 | TWh | 369 | Sub_sector | Households | Appliances | Households (appliances) | Energetic | households_appliances_final_demand_biomass | Biomass | EU | Energy demand | 0.19391 | FEC
HU | TYNDP2026 | LEV | 2040 | TWh | 370 | Sub_sector | Households | Appliances | Households (appliances) | Energetic | households_appliances_final_demand_coal | Solids | EU | Energy demand | 0 | FEC
HU | TYNDP2026 | LEV | 2040 | TWh | 371 | Sub_sector | Households | Appliances | Households (appliances) | Energetic | households_appliances_final_demand_oil | Liquids | EU | Energy demand | 0 | FEC
HU | TYNDP2026 | LEV | 2040 | TWh | 372 | Sub_sector | Households | Appliances | Households (appliances) | Energetic | households_appliances_final_demand_other | Others | EU | Energy demand | 0 | FEC
HU | TYNDP2026 | LEV | 2040 | TWh | 373 | Sub_sector | Households | Appliances | Households (appliances) | Energetic | households_appliances_final_demand_ammonia | Ammonia | EU | Energy demand | 0 | FEC
HU | TYNDP2026 | LEV | 2040 | TWh | 375 | Sub_sector | Buildings | Space heating | Buildings (heat) | Energetic | buildings_heat_final_demand_electricity | Electricity | EU | Energy demand | 1.5138 | FEC
HU | TYNDP2026 | LEV | 2040 | TWh | 376 | Sub_sector | Buildings | Space heating | Buildings (heat) | Energetic | buildings_heat_final_demand_hydrogen | Hydrogen | EU | Energy demand | 0 | FEC
HU | TYNDP2026 | LEV | 2040 | TWh | 377 | Sub_sector | Buildings | Space heating | Buildings (heat) | Energetic | buildings_heat_final_demand_methane | Methane | EU | Energy demand | 4.2987 | FEC
HU | TYNDP2026 | LEV | 2040 | TWh | 378 | Sub_sector | Buildings | Space heating | Buildings (heat) | Energetic | buildings_heat_final_demand_heat | Heat | EU | Energy demand | 1.6173 | FEC
HU | TYNDP2026 | LEV | 2040 | TWh | 379 | Sub_sector | Buildings | Space heating | Buildings (heat) | Energetic | buildings_heat_final_demand_biomass | Biomass | EU | Energy demand | 0.19695 | FEC
HU | TYNDP2026 | LEV | 2040 | TWh | 380 | Sub_sector | Buildings | Space heating | Buildings (heat) | Energetic | buildings_heat_final_demand_coal | Solids | EU | Energy demand | 0 | FEC
HU | TYNDP2026 | LEV | 2040 | TWh | 381 | Sub_sector | Buildings | Space heating | Buildings (heat) | Energetic | buildings_heat_final_demand_oil | Liquids | EU | Energy demand | 0 | FEC
HU | TYNDP2026 | LEV | 2040 | TWh | 382 | Sub_sector | Buildings | Space heating | Buildings (heat) | Energetic | buildings_heat_final_demand_other | Others | EU | Energy demand | 0.0066759 | FEC
HU | TYNDP2026 | LEV | 2040 | TWh | 383 | Sub_sector | Buildings | Space heating | Buildings (heat) | Energetic | buildings_heat_final_demand_ammonia | Ammonia | EU | Energy demand | 0 | FEC
HU | TYNDP2026 | LEV | 2040 | TWh | 386 | Sub_sector | Buildings | Cooling | Buildings (cooling) | Energetic | buildings_cooling_final_demand_electricity | Electricity | EU | Energy demand | 0.43105 | FEC
HU | TYNDP2026 | LEV | 2040 | TWh | 387 | Sub_sector | Buildings | Cooling | Buildings (cooling) | Energetic | buildings_cooling_final_demand_hydrogen | Hydrogen | EU | Energy demand | 0 | FEC
HU | TYNDP2026 | LEV | 2040 | TWh | 388 | Sub_sector | Buildings | Cooling | Buildings (cooling) | Energetic | buildings_cooling_final_demand_methane | Methane | EU | Energy demand | 0 | FEC
HU | TYNDP2026 | LEV | 2040 | TWh | 389 | Sub_sector | Buildings | Cooling | Buildings (cooling) | Energetic | buildings_cooling_final_demand_heat | Heat | EU | Energy demand | 0 | FEC
HU | TYNDP2026 | LEV | 2040 | TWh | 390 | Sub_sector | Buildings | Cooling | Buildings (cooling) | Energetic | buildings_cooling_final_demand_biomass | Biomass | EU | Energy demand | 0 | FEC
HU | TYNDP2026 | LEV | 2040 | TWh | 391 | Sub_sector | Buildings | Cooling | Buildings (cooling) | Energetic | buildings_cooling_final_demand_coal | Solids | EU | Energy demand | 0 | FEC
HU | TYNDP2026 | LEV | 2040 | TWh | 392 | Sub_sector | Buildings | Cooling | Buildings (cooling) | Energetic | buildings_cooling_final_demand_oil | Liquids | EU | Energy demand | 0 | FEC
HU | TYNDP2026 | LEV | 2040 | TWh | 393 | Sub_sector | Buildings | Cooling | Buildings (cooling) | Energetic | buildings_cooling_final_demand_other | Others | EU | Energy demand | 0 | FEC
HU | TYNDP2026 | LEV | 2040 | TWh | 394 | Sub_sector | Buildings | Cooling | Buildings (cooling) | Energetic | buildings_cooling_final_demand_ammonia | Ammonia | EU | Energy demand | 0 | FEC
HU | TYNDP2026 | LEV | 2040 | TWh | 397 | Sub_sector | Buildings | Appliances | Buildings (appliances) | Energetic | buildings_appliances_final_demand_electricity | Electricity | EU | Energy demand | 5.8642 | FEC
HU | TYNDP2026 | LEV | 2040 | TWh | 398 | Sub_sector | Buildings | Appliances | Buildings (appliances) | Energetic | buildings_appliances_final_demand_hydrogen | Hydrogen | EU | Energy demand | 0 | FEC
HU | TYNDP2026 | LEV | 2040 | TWh | 399 | Sub_sector | Buildings | Appliances | Buildings (appliances) | Energetic | buildings_appliances_final_demand_methane | Methane | EU | Energy demand | 4.7305 | FEC
HU | TYNDP2026 | LEV | 2040 | TWh | 400 | Sub_sector | Buildings | Appliances | Buildings (appliances) | Energetic | buildings_appliances_final_demand_heat | Heat | EU | Energy demand | 0 | FEC
HU | TYNDP2026 | LEV | 2040 | TWh | 401 | Sub_sector | Buildings | Appliances | Buildings (appliances) | Energetic | buildings_appliances_final_demand_biomass | Biomass | EU | Energy demand | 0 | FEC
HU | TYNDP2026 | LEV | 2040 | TWh | 402 | Sub_sector | Buildings | Appliances | Buildings (appliances) | Energetic | buildings_appliances_final_demand_coal | Solids | EU | Energy demand | 0 | FEC
HU | TYNDP2026 | LEV | 2040 | TWh | 403 | Sub_sector | Buildings | Appliances | Buildings (appliances) | Energetic | buildings_appliances_final_demand_oil | Liquids | EU | Energy demand | 0 | FEC
HU | TYNDP2026 | LEV | 2040 | TWh | 404 | Sub_sector | Buildings | Appliances | Buildings (appliances) | Energetic | buildings_appliances_final_demand_other | Others | EU | Energy demand | 0 | FEC
HU | TYNDP2026 | LEV | 2040 | TWh | 405 | Sub_sector | Buildings | Appliances | Buildings (appliances) | Energetic | buildings_appliances_final_demand_ammonia | Ammonia | EU | Energy demand | 0 | FEC
HU | TYNDP2026 | LEV | 2040 | TWh | 407 | Sub_sector | Buildings | Datacenters | Datacenters & ICT | Energetic | datacentres_final_demand_electricity_energetic | Electricity | EU | Energy demand | 1.6465 | FEC
HU | TYNDP2026 | LEV | 2040 | TWh | 408 | Sub_sector | Buildings | Datacenters | Datacenters & ICT | Energetic | datacentres_final_demand_hydrogen_energetic | Hydrogen | EU | Energy demand | 0 | FEC
HU | TYNDP2026 | LEV | 2040 | TWh | 409 | Sub_sector | Buildings | Datacenters | Datacenters & ICT | Energetic | datacentres_final_demand_methane_energetic | Methane | EU | Energy demand | 0 | FEC
HU | TYNDP2026 | LEV | 2040 | TWh | 410 | Sub_sector | Buildings | Datacenters | Datacenters & ICT | Energetic | datacentres_final_demand_heat_energetic | Heat | EU | Energy demand | 0 | FEC
HU | TYNDP2026 | LEV | 2040 | TWh | 411 | Sub_sector | Buildings | Datacenters | Datacenters & ICT | Energetic | datacentres_final_demand_biomass_energetic | Biomass | EU | Energy demand | 0 | FEC
HU | TYNDP2026 | LEV | 2040 | TWh | 412 | Sub_sector | Buildings | Datacenters | Datacenters & ICT | Energetic | datacentres_final_demand_coal_energetic | Solids | EU | Energy demand | 0 | FEC
HU | TYNDP2026 | LEV | 2040 | TWh | 413 | Sub_sector | Buildings | Datacenters | Datacenters & ICT | Energetic | datacentres_final_demand_oil_energetic | Liquids | EU | Energy demand | 0 | FEC
HU | TYNDP2026 | LEV | 2040 | TWh | 414 | Sub_sector | Buildings | Datacenters | Datacenters & ICT | Energetic | datacentres_final_demand_other_energetic | Others | EU | Energy demand | 0 | FEC
HU | TYNDP2026 | LEV | 2040 | TWh | 415 | Sub_sector | Buildings | Datacenters | Datacenters & ICT | Energetic | datacentres_final_demand_ammonia_energetic | Ammonia | EU | Energy demand | 0 | FEC
HU | TYNDP2026 | LEV | 2040 | TWh | 417 | Sub_sector | Transport | Others_Sector | Others_Sector | Energetic | other_final_demand_electricity_energetic | Electricity | EU | Energy demand | 0.074 | FEC
HU | TYNDP2026 | LEV | 2040 | TWh | 418 | Sub_sector | Transport | Others_Sector | Others_Sector | Energetic | other_final_demand_hydrogen_energetic | Hydrogen | EU | Energy demand | 0 | FEC
HU | TYNDP2026 | LEV | 2040 | TWh | 419 | Sub_sector | Transport | Pipeline Transport | Others_Sector | Energetic | other_final_demand_methane_energetic | Methane | EU | Energy demand | 1.0642 | FEC
HU | TYNDP2026 | LEV | 2040 | TWh | 420 | Sub_sector | Transport | Others_Sector | Others_Sector | Energetic | other_final_demand_heat_energetic | Heat | EU | Energy demand | 0.028611 | FEC
HU | TYNDP2026 | LEV | 2040 | TWh | 421 | Sub_sector | Transport | Others_Sector | Others_Sector | Energetic | other_final_demand_biomass_energetic | Biomass | EU | Energy demand | 0 | FEC
HU | TYNDP2026 | LEV | 2040 | TWh | 422 | Sub_sector | Transport | Others_Sector | Others_Sector | Energetic | other_final_demand_coal_energetic | Solids | EU | Energy demand | 0.0035094 | FEC
HU | TYNDP2026 | LEV | 2040 | TWh | 423 | Sub_sector | Transport | Others_Sector | Others_Sector | Energetic | other_final_demand_oil_energetic | Liquids | EU | Energy demand | 0.10744 | FEC
HU | TYNDP2026 | LEV | 2040 | TWh | 424 | Sub_sector | Others_Sector | Others_Sector | Others_Sector | Non-energetic | other_final_demand_oil_non_energetic | Liquids | EU | Energy demand | 0.43117 | not_included_in_FEC
HU | TYNDP2026 | LEV | 2040 | TWh | 425 | Sub_sector | Transport | Others_Sector | Others_Sector | Energetic | other_final_demand_other_energetic | Others | EU | Energy demand | 0 | FEC
HU | TYNDP2026 | LEV | 2040 | TWh | 426 | Sub_sector | Transport | Others_Sector | Others_Sector | Energetic | other_final_demand_ammonia_energetic | Ammonia | EU | Energy demand | 0 | FEC
HU | TYNDP2026 | LEV | 2040 | TWh | 427 | Sub_sector | Industry | Surplus_Heat_in_Industry | Surplus_Heat_in_Industry | Energetic | final_demand_of_industry_unused_local_production_steam_hot_water | Heat | EU | Energy demand | 0 | FEC
HU | TYNDP2026 | LEV | 2040 | TWh | 429 | Sub_sector | Agriculture | Total | Agriculture | Energetic | agriculture_final_demand_electricity_energetic | Electricity | EU | Energy demand | 1.0091 | FEC
HU | TYNDP2026 | LEV | 2040 | TWh | 430 | Sub_sector | Agriculture | Total | Agriculture | Energetic | agriculture_final_demand_hydrogen_energetic | Hydrogen | EU | Energy demand | 0 | FEC
HU | TYNDP2026 | LEV | 2040 | TWh | 431 | Sub_sector | Agriculture | Total | Agriculture | Energetic | agriculture_final_demand_methane_energetic | Methane | EU | Energy demand | 1.4566 | FEC
HU | TYNDP2026 | LEV | 2040 | TWh | 432 | Sub_sector | Agriculture | Total | Agriculture | Energetic | agriculture_final_demand_heat_energetic | Heat | EU | Energy demand | 0.0044444 | FEC
HU | TYNDP2026 | LEV | 2040 | TWh | 433 | Sub_sector | Agriculture | Total | Agriculture | Energetic | agriculture_final_demand_biomass_energetic | Biomass | EU | Energy demand | 0.18379 | FEC
HU | TYNDP2026 | LEV | 2040 | TWh | 434 | Sub_sector | Agriculture | Total | Agriculture | Energetic | agriculture_final_demand_coal_energetic | Solids | EU | Energy demand | 0 | FEC
HU | TYNDP2026 | LEV | 2040 | TWh | 435 | Sub_sector | Agriculture | Total | Agriculture | Energetic | agriculture_final_demand_oil_energetic | Liquids | EU | Energy demand | 4.6426 | FEC
HU | TYNDP2026 | LEV | 2040 | TWh | 436 | Sub_sector | Agriculture | Total | Agriculture | Energetic | agriculture_final_demand_other_energetic | Others | EU | Energy demand | 0 | FEC
HU | TYNDP2026 | LEV | 2040 | TWh | 437 | Sub_sector | Agriculture | Total | Agriculture | Energetic | agriculture_final_demand_ammonia_energetic | Ammonia | EU | Energy demand | 0 | FEC
HU | TYNDP2026 | LEV | 2040 | TWh | 447 | Sub_sector | Buildings | Surplus Energy | Buildings | Energetic | GAP | Electricity | EU | Energy demand | 0 | FEC
HU | TYNDP2026 | LEV | 2040 | TWh | 448 | Sub_sector | Buildings | Surplus Energy | Buildings | Energetic | GAP | Hydrogen | EU | Energy demand | 0 | FEC
HU | TYNDP2026 | LEV | 2040 | TWh | 449 | Sub_sector | Buildings | Surplus Energy | Buildings | Energetic | GAP | Methane | EU | Energy demand | 0 | FEC
HU | TYNDP2026 | LEV | 2040 | TWh | 450 | Sub_sector | Buildings | Surplus Energy | Buildings | Energetic | GAP | Heat | EU | Energy demand | 0 | FEC
HU | TYNDP2026 | LEV | 2040 | TWh | 451 | Sub_sector | Buildings | Surplus Energy | Buildings | Energetic | GAP | Biomass | EU | Energy demand | 0.053731 | FEC
HU | TYNDP2026 | LEV | 2040 | TWh | 452 | Sub_sector | Buildings | Surplus Energy | Buildings | Energetic | GAP | Solids | EU | Energy demand | 0 | FEC
HU | TYNDP2026 | LEV | 2040 | TWh | 453 | Sub_sector | Buildings | Surplus Energy | Buildings | Energetic | GAP | Liquids | EU | Energy demand | 0.0014413 | FEC
HU | TYNDP2026 | LEV | 2040 | TWh | 454 | Sub_sector | Buildings | Surplus Energy | Buildings | Energetic | GAP | Others | EU | Energy demand | 0 | FEC
HU | TYNDP2026 | LEV | 2040 | TWh | 455 | Sub_sector | Buildings | Surplus Energy | Buildings | Energetic | GAP | Ammonia | EU | Energy demand | 0 | FEC
HU | TYNDP2026 | LEV | 2040 | TWh | 456 | Sub_sector | Households | Surplus Energy | Households | Energetic | GAP | Electricity | EU | Energy demand | 0 | FEC
HU | TYNDP2026 | LEV | 2040 | TWh | 457 | Sub_sector | Households | Surplus Energy | Households | Energetic | GAP | Hydrogen | EU | Energy demand | 0 | FEC
HU | TYNDP2026 | LEV | 2040 | TWh | 458 | Sub_sector | Households | Surplus Energy | Households | Energetic | GAP | Methane | EU | Energy demand | 0 | FEC
HU | TYNDP2026 | LEV | 2040 | TWh | 459 | Sub_sector | Households | Surplus Energy | Households | Energetic | GAP | Heat | EU | Energy demand | 0 | FEC
HU | TYNDP2026 | LEV | 2040 | TWh | 460 | Sub_sector | Households | Surplus Energy | Households | Energetic | GAP | Biomass | EU | Energy demand | 0 | FEC
HU | TYNDP2026 | LEV | 2040 | TWh | 461 | Sub_sector | Households | Surplus Energy | Households | Energetic | GAP | Solids | EU | Energy demand | 0 | FEC
HU | TYNDP2026 | LEV | 2040 | TWh | 462 | Sub_sector | Households | Surplus Energy | Households | Energetic | GAP | Liquids | EU | Energy demand | 0 | FEC
HU | TYNDP2026 | LEV | 2040 | TWh | 463 | Sub_sector | Households | Surplus Energy | Households | Energetic | GAP | Others | EU | Energy demand | 0 | FEC
HU | TYNDP2026 | LEV | 2040 | TWh | 464 | Sub_sector | Households | Surplus Energy | Households | Energetic | GAP | Ammonia | EU | Energy demand | 0 | FEC
IE | TYNDP2026 | NT | 2030 | TWh | 102 | Sub_sector | Industry | Aluminium | Industry (aluminium) | Energetic | industry_aluminium_demand_electricity_energetic | Electricity | EU | Energy demand | 0 | FEC
IE | TYNDP2026 | NT | 2030 | TWh | 103 | Sub_sector | Industry | Aluminium | Industry (aluminium) | Energetic | industry_aluminium_demand_hydrogen_energetic | Hydrogen | EU | Energy demand | 0 | FEC
IE | TYNDP2026 | NT | 2030 | TWh | 104 | Sub_sector | Industry | Aluminium | Industry (aluminium) | Energetic | industry_aluminium_demand_methane_energetic | Methane | EU | Energy demand | 0 | FEC
IE | TYNDP2026 | NT | 2030 | TWh | 105 | Sub_sector | Industry | Aluminium | Industry (aluminium) | Energetic | industry_aluminium_demand_heat_energetic | Heat | EU | Energy demand | 0 | FEC
IE | TYNDP2026 | NT | 2030 | TWh | 106 | Sub_sector | Industry | Aluminium | Industry (aluminium) | Energetic | industry_aluminium_demand_biomass_energetic | Biomass | EU | Energy demand | 0 | FEC
IE | TYNDP2026 | NT | 2030 | TWh | 107 | Sub_sector | Industry | Aluminium | Industry (aluminium) | Energetic | industry_aluminium_demand_coal_energetic | Solids | EU | Energy demand | 0 | FEC
IE | TYNDP2026 | NT | 2030 | TWh | 108 | Sub_sector | Industry | Aluminium | Industry (aluminium) | Energetic | industry_aluminium_demand_oil_energetic | Liquids | EU | Energy demand | 0 | FEC
IE | TYNDP2026 | NT | 2030 | TWh | 109 | Sub_sector | Industry | Aluminium | Industry (aluminium) | Energetic | industry_aluminium_demand_others_energetic | Others | EU | Energy demand | 0 | FEC
IE | TYNDP2026 | NT | 2030 | TWh | 110 | Sub_sector | Industry | Aluminium | Industry (aluminium) | Energetic | industry_ammonia_demand_others_energetic | Ammonia | EU | Energy demand | 0 | FEC
IE | TYNDP2026 | NT | 2030 | TWh | 112 | Sub_sector | Industry | Chemicals | Industry (chemicals, energetic) | Energetic | industry_chemical_demand_electricity_energetic | Electricity | EU | Energy demand | 1.7781 | FEC
IE | TYNDP2026 | NT | 2030 | TWh | 113 | Sub_sector | Industry | Chemicals | Industry (chemicals, energetic) | Energetic | industry_chemical_demand_hydrogen_energetic | Hydrogen | EU | Energy demand | 0.051885 | FEC
IE | TYNDP2026 | NT | 2030 | TWh | 114 | Sub_sector | Industry | Chemicals | Industry (chemicals, energetic) | Energetic | industry_chemical_demand_methane_energetic | Methane | EU | Energy demand | 0.51885 | FEC
IE | TYNDP2026 | NT | 2030 | TWh | 115 | Sub_sector | Industry | Chemicals | Industry (chemicals, energetic) | Energetic | industry_chemical_demand_heat_energetic | Heat | EU | Energy demand | 0.18679 | FEC
IE | TYNDP2026 | NT | 2030 | TWh | 116 | Sub_sector | Industry | Chemicals | Industry (chemicals, energetic) | Energetic | industry_chemical_demand_biomass_energetic | Biomass | EU | Energy demand | 0.21403 | FEC
IE | TYNDP2026 | NT | 2030 | TWh | 117 | Sub_sector | Industry | Chemicals | Industry (chemicals, energetic) | Energetic | industry_chemical_demand_coal_energetic | Solids | EU | Energy demand | 0.019457 | FEC
IE | TYNDP2026 | NT | 2030 | TWh | 118 | Sub_sector | Industry | Chemicals | Industry (chemicals, energetic) | Energetic | industry_chemical_demand_oil_energetic | Liquids | EU | Energy demand | 0.018754 | FEC
IE | TYNDP2026 | NT | 2030 | TWh | 119 | Sub_sector | Industry | Chemicals | Industry (chemicals, energetic) | Energetic | industry_chemical_demand_others_energetic | Others | EU | Energy demand | 0 | FEC
IE | TYNDP2026 | NT | 2030 | TWh | 120 | Sub_sector | Industry | Chemicals | Industry (chemicals, energetic) | Energetic | industry_chemical_demand_ammonia_energetic | Ammonia | EU | Energy demand | 0 | FEC
IE | TYNDP2026 | NT | 2030 | TWh | 122 | Sub_sector | Industry | Chemicals | Industry (chemicals, non-energetic) | Non-energetic | industry_chemical_demand_electricity_non_energetic | Electricity | EU | Energy demand | 0 | not_included_in_FEC
IE | TYNDP2026 | NT | 2030 | TWh | 123 | Sub_sector | Industry | Chemicals | Industry (chemicals, non-energetic) | Non-energetic | industry_chemical_demand_hydrogen_non_energetic | Hydrogen | EU | Energy demand | 0 | not_included_in_FEC
IE | TYNDP2026 | NT | 2030 | TWh | 124 | Sub_sector | Industry | Chemicals | Industry (chemicals, non-energetic) | Non-energetic | industry_chemical_demand_methane_non_energetic | Methane | EU | Energy demand | 0 | not_included_in_FEC
IE | TYNDP2026 | NT | 2030 | TWh | 125 | Sub_sector | Industry | Chemicals | Industry (chemicals, non-energetic) | Non-energetic | industry_chemical_demand_heat_non_energetic | Heat | EU | Energy demand | 0 | not_included_in_FEC
IE | TYNDP2026 | NT | 2030 | TWh | 126 | Sub_sector | Industry | Chemicals | Industry (chemicals, non-energetic) | Non-energetic | industry_chemical_demand_biomass_non_energetic | Biomass | EU | Energy demand | 0 | not_included_in_FEC
IE | TYNDP2026 | NT | 2030 | TWh | 127 | Sub_sector | Industry | Chemicals | Industry (chemicals, non-energetic) | Non-energetic | industry_chemical_demand_coal_non_energetic | Solids | EU | Energy demand | 0 | not_included_in_FEC
IE | TYNDP2026 | NT | 2030 | TWh | 128 | Sub_sector | Industry | Chemicals | Industry (chemicals, non-energetic) | Non-energetic | industry_chemical_demand_oil_non_energetic | Liquids | EU | Energy demand | 0 | not_included_in_FEC
IE | TYNDP2026 | NT | 2030 | TWh | 129 | Sub_sector | Industry | Chemicals | Industry (chemicals, non-energetic) | Non-energetic | industry_chemical_demand_others_non_energetic | Others | EU | Energy demand | 0 | not_included_in_FEC
IE | TYNDP2026 | NT | 2030 | TWh | 130 | Sub_sector | Industry | Chemicals | Industry (chemicals, non-energetic) | Non-energetic | industry_chemical_demand_ammonia_non_energetic | Ammonia | EU | Energy demand | 0 | not_included_in_FEC
IE | TYNDP2026 | NT | 2030 | TWh | 132 | Sub_sector | Industry | Fertilizers | Industry (fertilizers, energetic) | Energetic | industry_fertilizers_demand_electricity_energetic | Electricity | EU | Energy demand | 0 | FEC
IE | TYNDP2026 | NT | 2030 | TWh | 133 | Sub_sector | Industry | Fertilizers | Industry (fertilizers, energetic) | Energetic | industry_fertilizers_demand_hydrogen_energetic | Hydrogen | EU | Energy demand | 0 | FEC
IE | TYNDP2026 | NT | 2030 | TWh | 134 | Sub_sector | Industry | Fertilizers | Industry (fertilizers, energetic) | Energetic | industry_fertilizers_demand_methane_energetic | Methane | EU | Energy demand | 0 | FEC
IE | TYNDP2026 | NT | 2030 | TWh | 135 | Sub_sector | Industry | Fertilizers | Industry (fertilizers, energetic) | Energetic | industry_fertilizers_demand_heat_energetic | Heat | EU | Energy demand | 0 | FEC
IE | TYNDP2026 | NT | 2030 | TWh | 136 | Sub_sector | Industry | Fertilizers | Industry (fertilizers, energetic) | Energetic | industry_fertilizers_demand_biomass_energetic | Biomass | EU | Energy demand | 0 | FEC
IE | TYNDP2026 | NT | 2030 | TWh | 137 | Sub_sector | Industry | Fertilizers | Industry (fertilizers, energetic) | Energetic | industry_fertilizers_demand_coal_energetic | Solids | EU | Energy demand | 0 | FEC
IE | TYNDP2026 | NT | 2030 | TWh | 138 | Sub_sector | Industry | Fertilizers | Industry (fertilizers, energetic) | Energetic | industry_fertilizers_demand_oil_energetic | Liquids | EU | Energy demand | 0 | FEC
IE | TYNDP2026 | NT | 2030 | TWh | 139 | Sub_sector | Industry | Fertilizers | Industry (fertilizers, energetic) | Energetic | industry_fertilizers_demand_others_energetic | Others | EU | Energy demand | 0 | FEC
IE | TYNDP2026 | NT | 2030 | TWh | 140 | Sub_sector | Industry | Fertilizers | Industry (fertilizers, energetic) | Energetic | industry_fertilizers_demand_ammonia_energetic | Ammonia | EU | Energy demand | 0 | FEC
IE | TYNDP2026 | NT | 2030 | TWh | 142 | Sub_sector | Industry | Fertilizers | Industry (fertilizers, non-energetic) | Non-energetic | industry_fertilizers_demand_electricity_non_energetic | Electricity | EU | Energy demand | 0 | not_included_in_FEC
IE | TYNDP2026 | NT | 2030 | TWh | 143 | Sub_sector | Industry | Fertilizers | Industry (fertilizers, non-energetic) | Non-energetic | industry_fertilizers_demand_hydrogen_non_energetic | Hydrogen | EU | Energy demand | 0 | not_included_in_FEC
IE | TYNDP2026 | NT | 2030 | TWh | 144 | Sub_sector | Industry | Fertilizers | Industry (fertilizers, non-energetic) | Non-energetic | industry_fertilizers_demand_methane_non_energetic | Methane | EU | Energy demand | 0 | not_included_in_FEC
IE | TYNDP2026 | NT | 2030 | TWh | 145 | Sub_sector | Industry | Fertilizers | Industry (fertilizers, non-energetic) | Non-energetic | industry_fertilizers_demand_heat_non_energetic | Heat | EU | Energy demand | 0 | not_included_in_FEC
IE | TYNDP2026 | NT | 2030 | TWh | 146 | Sub_sector | Industry | Fertilizers | Industry (fertilizers, non-energetic) | Non-energetic | industry_fertilizers_demand_biomass_non_energetic | Biomass | EU | Energy demand | 0 | not_included_in_FEC
IE | TYNDP2026 | NT | 2030 | TWh | 147 | Sub_sector | Industry | Fertilizers | Industry (fertilizers, non-energetic) | Non-energetic | industry_fertilizers_demand_coal_non_energetic | Solids | EU | Energy demand | 0 | not_included_in_FEC
IE | TYNDP2026 | NT | 2030 | TWh | 148 | Sub_sector | Industry | Fertilizers | Industry (fertilizers, non-energetic) | Non-energetic | industry_fertilizers_demand_oil_non_energetic | Liquids | EU | Energy demand | 0 | not_included_in_FEC
IE | TYNDP2026 | NT | 2030 | TWh | 149 | Sub_sector | Industry | Fertilizers | Industry (fertilizers, non-energetic) | Non-energetic | industry_fertilizers_demand_others_non_energetic | Others | EU | Energy demand | 0 | not_included_in_FEC
IE | TYNDP2026 | NT | 2030 | TWh | 150 | Sub_sector | Industry | Fertilizers | Industry (fertilizers, non-energetic) | Non-energetic | industry_fertilizers_demand_ammonia_non_energetic | Ammonia | EU | Energy demand | 0 | not_included_in_FEC
IE | TYNDP2026 | NT | 2030 | TWh | 152 | Sub_sector | Industry | Food | Industry (food) | Energetic | industry_food_demand_electricity_energetic | Electricity | EU | Energy demand | 2.7191 | FEC
IE | TYNDP2026 | NT | 2030 | TWh | 153 | Sub_sector | Industry | Food | Industry (food) | Energetic | industry_food_demand_hydrogen_energetic | Hydrogen | EU | Energy demand | 0 | FEC
IE | TYNDP2026 | NT | 2030 | TWh | 154 | Sub_sector | Industry | Food | Industry (food) | Energetic | industry_food_demand_methane_energetic | Methane | EU | Energy demand | 1.751 | FEC
IE | TYNDP2026 | NT | 2030 | TWh | 155 | Sub_sector | Industry | Food | Industry (food) | Energetic | industry_food_demand_heat_energetic | Heat | EU | Energy demand | 0 | FEC
IE | TYNDP2026 | NT | 2030 | TWh | 156 | Sub_sector | Industry | Food | Industry (food) | Energetic | industry_food_demand_biomass_energetic | Biomass | EU | Energy demand | 0 | FEC
IE | TYNDP2026 | NT | 2030 | TWh | 157 | Sub_sector | Industry | Food | Industry (food) | Energetic | industry_food_demand_coal_energetic | Solids | EU | Energy demand | 0 | FEC
IE | TYNDP2026 | NT | 2030 | TWh | 158 | Sub_sector | Industry | Food | Industry (food) | Energetic | industry_food_demand_oil_energetic | Liquids | EU | Energy demand | 0.11169 | FEC
IE | TYNDP2026 | NT | 2030 | TWh | 159 | Sub_sector | Industry | Food | Industry (food) | Energetic | industry_food_demand_others_energetic | Others | EU | Energy demand | 0 | FEC
IE | TYNDP2026 | NT | 2030 | TWh | 160 | Sub_sector | Industry | Food | Industry (food) | Energetic | industry_food_demand_ammonia_energetic | Ammonia | EU | Energy demand | 0 | FEC
IE | TYNDP2026 | NT | 2030 | TWh | 162 | Sub_sector | Industry | Metals | Industry (metal) | Energetic | industry_metal_demand_electricity_energetic | Electricity | EU | Energy demand | 0.52284 | FEC
IE | TYNDP2026 | NT | 2030 | TWh | 163 | Sub_sector | Industry | Metals | Industry (metal) | Energetic | industry_metal_demand_hydrogen_energetic | Hydrogen | EU | Energy demand | 0 | FEC
IE | TYNDP2026 | NT | 2030 | TWh | 164 | Sub_sector | Industry | Metals | Industry (metal) | Energetic | industry_metal_demand_methane_energetic | Methane | EU | Energy demand | 4.7013 | FEC
IE | TYNDP2026 | NT | 2030 | TWh | 165 | Sub_sector | Industry | Metals | Industry (metal) | Energetic | industry_metal_demand_heat_energetic | Heat | EU | Energy demand | 0 | FEC
IE | TYNDP2026 | NT | 2030 | TWh | 166 | Sub_sector | Industry | Metals | Industry (metal) | Energetic | industry_metal_demand_biomass_energetic | Biomass | EU | Energy demand | 0 | FEC
IE | TYNDP2026 | NT | 2030 | TWh | 167 | Sub_sector | Industry | Metals | Industry (metal) | Energetic | industry_metal_demand_coal_energetic | Solids | EU | Energy demand | 0 | FEC
IE | TYNDP2026 | NT | 2030 | TWh | 168 | Sub_sector | Industry | Metals | Industry (metal) | Energetic | industry_metal_demand_oil_energetic | Liquids | EU | Energy demand | 0.1236 | FEC
IE | TYNDP2026 | NT | 2030 | TWh | 169 | Sub_sector | Industry | Metals | Industry (metal) | Energetic | industry_metal_demand_others_energetic | Others | EU | Energy demand | 0 | FEC
IE | TYNDP2026 | NT | 2030 | TWh | 170 | Sub_sector | Industry | Metals | Industry (metal) | Energetic | industry_metal_demand_ammonia_energetic | Ammonia | EU | Energy demand | 0 | FEC
IE | TYNDP2026 | NT | 2030 | TWh | 172 | Sub_sector | Industry | Others | Industry (other, energetic) | Energetic | industry_other_demand_electricity_energetic | Electricity | EU | Energy demand | 4.953 | FEC
IE | TYNDP2026 | NT | 2030 | TWh | 173 | Sub_sector | Industry | Others | Industry (other, energetic) | Energetic | industry_other_demand_hydrogen_energetic | Hydrogen | EU | Energy demand | 1.2899 | FEC
IE | TYNDP2026 | NT | 2030 | TWh | 174 | Sub_sector | Industry | Others | Industry (other, energetic) | Energetic | industry_other_demand_methane_energetic | Methane | EU | Energy demand | 1.7026 | FEC
IE | TYNDP2026 | NT | 2030 | TWh | 175 | Sub_sector | Industry | Others | Industry (other, energetic) | Energetic | industry_other_demand_heat_energetic | Heat | EU | Energy demand | 0 | FEC
IE | TYNDP2026 | NT | 2030 | TWh | 176 | Sub_sector | Industry | Others | Industry (other, energetic) | Energetic | industry_other_demand_biomass_energetic | Biomass | EU | Energy demand | 1.2383 | FEC
IE | TYNDP2026 | NT | 2030 | TWh | 177 | Sub_sector | Industry | Others | Industry (other, energetic) | Energetic | industry_other_demand_coal_energetic | Solids | EU | Energy demand | 0.36116 | FEC
IE | TYNDP2026 | NT | 2030 | TWh | 178 | Sub_sector | Industry | Others | Industry (other, energetic) | Energetic | industry_other_demand_oil_energetic | Liquids | EU | Energy demand | 0.77391 | FEC
IE | TYNDP2026 | NT | 2030 | TWh | 179 | Sub_sector | Industry | Others | Industry (other, energetic) | Energetic | industry_other_demand_others_energetic | Others | EU | Energy demand | 0 | FEC
IE | TYNDP2026 | NT | 2030 | TWh | 180 | Sub_sector | Industry | Others | Industry (other, energetic) | Energetic | industry_other_demand_ammonia_energetic | Ammonia | EU | Energy demand | 0 | FEC
IE | TYNDP2026 | NT | 2030 | TWh | 182 | Sub_sector | Industry | Others | Industry (other, non-energetic) | Non-energetic | industry_other_demand_electricity_non_energetic | Electricity | EU | Energy demand | 0 | not_included_in_FEC
IE | TYNDP2026 | NT | 2030 | TWh | 183 | Sub_sector | Industry | Others | Industry (other, non-energetic) | Non-energetic | industry_other_demand_hydrogen_non_energetic | Hydrogen | EU | Energy demand | 0 | not_included_in_FEC
IE | TYNDP2026 | NT | 2030 | TWh | 184 | Sub_sector | Industry | Others | Industry (other, non-energetic) | Non-energetic | industry_other_demand_methane_non_energetic | Methane | EU | Energy demand | 0 | not_included_in_FEC
IE | TYNDP2026 | NT | 2030 | TWh | 185 | Sub_sector | Industry | Others | Industry (other, non-energetic) | Non-energetic | industry_other_demand_heat_non_energetic | Heat | EU | Energy demand | 0 | not_included_in_FEC
IE | TYNDP2026 | NT | 2030 | TWh | 186 | Sub_sector | Industry | Others | Industry (other, non-energetic) | Non-energetic | industry_other_demand_biomass_non_energetic | Biomass | EU | Energy demand | 0 | not_included_in_FEC
IE | TYNDP2026 | NT | 2030 | TWh | 187 | Sub_sector | Industry | Others | Industry (other, non-energetic) | Non-energetic | industry_other_demand_coal_non_energetic | Solids | EU | Energy demand | 0 | not_included_in_FEC
IE | TYNDP2026 | NT | 2030 | TWh | 188 | Sub_sector | Industry | Others | Industry (other, non-energetic) | Non-energetic | industry_other_demand_oil_non_energetic | Liquids | EU | Energy demand | 2.3219 | not_included_in_FEC
IE | TYNDP2026 | NT | 2030 | TWh | 189 | Sub_sector | Industry | Others | Industry (other, non-energetic) | Non-energetic | industry_other_demand_others_non_energetic | Others | EU | Energy demand | 0 | not_included_in_FEC
IE | TYNDP2026 | NT | 2030 | TWh | 190 | Sub_sector | Industry | Others | Industry (other, non-energetic) | Non-energetic | industry_other_demand_ammonia_non_energetic | Ammonia | EU | Energy demand | 0 | not_included_in_FEC
IE | TYNDP2026 | NT | 2030 | TWh | 192 | Sub_sector | Industry | Paper | Industry (paper) | Energetic | industry_paper_demand_electricity_energetic | Electricity | EU | Energy demand | 0.13021 | FEC
IE | TYNDP2026 | NT | 2030 | TWh | 193 | Sub_sector | Industry | Paper | Industry (paper) | Energetic | industry_paper_demand_hydrogen_energetic | Hydrogen | EU | Energy demand | 0.0058016 | FEC
IE | TYNDP2026 | NT | 2030 | TWh | 194 | Sub_sector | Industry | Paper | Industry (paper) | Energetic | industry_paper_demand_methane_energetic | Methane | EU | Energy demand | 0.018855 | FEC
IE | TYNDP2026 | NT | 2030 | TWh | 195 | Sub_sector | Industry | Paper | Industry (paper) | Energetic | industry_paper_demand_heat_energetic | Heat | EU | Energy demand | 0 | FEC
IE | TYNDP2026 | NT | 2030 | TWh | 196 | Sub_sector | Industry | Paper | Industry (paper) | Energetic | industry_paper_demand_biomass_energetic | Biomass | EU | Energy demand | 0.017133 | FEC
IE | TYNDP2026 | NT | 2030 | TWh | 197 | Sub_sector | Industry | Paper | Industry (paper) | Energetic | industry_paper_demand_coal_energetic | Solids | EU | Energy demand | 0.0032634 | FEC
IE | TYNDP2026 | NT | 2030 | TWh | 198 | Sub_sector | Industry | Paper | Industry (paper) | Energetic | industry_paper_demand_oil_energetic | Liquids | EU | Energy demand | 0 | FEC
IE | TYNDP2026 | NT | 2030 | TWh | 199 | Sub_sector | Industry | Paper | Industry (paper) | Energetic | industry_paper_demand_others_energetic | Others | EU | Energy demand | 0 | FEC
IE | TYNDP2026 | NT | 2030 | TWh | 200 | Sub_sector | Industry | Paper | Industry (paper) | Energetic | industry_paper_demand_ammonia_energetic | Ammonia | EU | Energy demand | 0 | FEC
IE | TYNDP2026 | NT | 2030 | TWh | 202 | Sub_sector | Industry | Refineries | Industry (refineries, energetic) | Energetic | industry_refinery_demand_electricity_energetic | Electricity | EU | Energy demand | 0.039223 | not_included_in_FEC
IE | TYNDP2026 | NT | 2030 | TWh | 203 | Sub_sector | Industry | Refineries | Industry (refineries, energetic) | Energetic | industry_refinery_demand_hydrogen_energetic | Hydrogen | EU | Energy demand | 0 | not_included_in_FEC
IE | TYNDP2026 | NT | 2030 | TWh | 204 | Sub_sector | Industry | Refineries | Industry (refineries, energetic) | Energetic | industry_refinery_demand_methane_energetic | Methane | EU | Energy demand | 0 | not_included_in_FEC
IE | TYNDP2026 | NT | 2030 | TWh | 205 | Sub_sector | Industry | Refineries | Industry (refineries, energetic) | Energetic | industry_refinery_demand_heat_energetic | Heat | EU | Energy demand | 0 | not_included_in_FEC
IE | TYNDP2026 | NT | 2030 | TWh | 206 | Sub_sector | Industry | Refineries | Industry (refineries, energetic) | Energetic | industry_refinery_demand_biomass_energetic | Biomass | EU | Energy demand | 0 | not_included_in_FEC
IE | TYNDP2026 | NT | 2030 | TWh | 207 | Sub_sector | Industry | Refineries | Industry (refineries, energetic) | Energetic | industry_refinery_demand_coal_energetic | Solids | EU | Energy demand | 0 | not_included_in_FEC
IE | TYNDP2026 | NT | 2030 | TWh | 208 | Sub_sector | Industry | Refineries | Industry (refineries, energetic) | Energetic | industry_refinery_demand_oil_energetic | Liquids | EU | Energy demand | 0.97977 | not_included_in_FEC
IE | TYNDP2026 | NT | 2030 | TWh | 209 | Sub_sector | Industry | Refineries | Industry (refineries, energetic) | Energetic | industry_refinery_demand_others_energetic | Others | EU | Energy demand | 0 | not_included_in_FEC
IE | TYNDP2026 | NT | 2030 | TWh | 210 | Sub_sector | Industry | Refineries | Industry (refineries, energetic) | Energetic | industry_refinery_demand_ammonia_energetic | Ammonia | EU | Energy demand | 0 | not_included_in_FEC
IE | TYNDP2026 | NT | 2030 | TWh | 212 | Sub_sector | Industry | Refineries | Industry (refineries, non-energetic) | Non-energetic | industry_refinery_demand_electricity_non_energetic | Electricity | EU | Energy demand | 0 | not_included_in_FEC
IE | TYNDP2026 | NT | 2030 | TWh | 213 | Sub_sector | Industry | Refineries | Industry (refineries, non-energetic) | Non-energetic | industry_refinery_demand_hydrogen_non_energetic | Hydrogen | EU | Energy demand | 0 | not_included_in_FEC
IE | TYNDP2026 | NT | 2030 | TWh | 214 | Sub_sector | Industry | Refineries | Industry (refineries, non-energetic) | Non-energetic | industry_refinery_demand_methane_non_energetic | Methane | EU | Energy demand | 0 | not_included_in_FEC
IE | TYNDP2026 | NT | 2030 | TWh | 215 | Sub_sector | Industry | Refineries | Industry (refineries, non-energetic) | Non-energetic | industry_refinery_demand_heat_non_energetic | Heat | EU | Energy demand | 0 | not_included_in_FEC
IE | TYNDP2026 | NT | 2030 | TWh | 216 | Sub_sector | Industry | Refineries | Industry (refineries, non-energetic) | Non-energetic | industry_refinery_demand_biomass_non_energetic | Biomass | EU | Energy demand | 0 | not_included_in_FEC
IE | TYNDP2026 | NT | 2030 | TWh | 217 | Sub_sector | Industry | Refineries | Industry (refineries, non-energetic) | Non-energetic | industry_refinery_demand_coal_non_energetic | Solids | EU | Energy demand | 0 | not_included_in_FEC
IE | TYNDP2026 | NT | 2030 | TWh | 218 | Sub_sector | Industry | Refineries | Industry (refineries, non-energetic) | Non-energetic | industry_refinery_demand_oil_non_energetic | Liquids | EU | Energy demand | 0 | not_included_in_FEC
IE | TYNDP2026 | NT | 2030 | TWh | 219 | Sub_sector | Industry | Refineries | Industry (refineries, non-energetic) | Non-energetic | industry_refinery_demand_others_non_energetic | Others | EU | Energy demand | 0 | not_included_in_FEC
IE | TYNDP2026 | NT | 2030 | TWh | 220 | Sub_sector | Industry | Refineries | Industry (refineries, non-energetic) | Non-energetic | industry_refinery_demand_ammonia_non_energetic | Ammonia | EU | Energy demand | 0 | not_included_in_FEC
IE | TYNDP2026 | NT | 2030 | TWh | 222 | Sub_sector | Industry | Steel | Industry (steel) | Energetic | industry_steel_demand_electricity_energetic | Electricity | EU | Energy demand | 0 | FEC
IE | TYNDP2026 | NT | 2030 | TWh | 223 | Sub_sector | Industry | Steel | Industry (steel) | Energetic | industry_steel_demand_hydrogen_energetic | Hydrogen | EU | Energy demand | 0 | FEC
IE | TYNDP2026 | NT | 2030 | TWh | 224 | Sub_sector | Industry | Steel | Industry (steel) | Energetic | industry_steel_demand_methane_energetic | Methane | EU | Energy demand | 0 | FEC
IE | TYNDP2026 | NT | 2030 | TWh | 225 | Sub_sector | Industry | Steel | Industry (steel) | Energetic | industry_steel_demand_heat_energetic | Heat | EU | Energy demand | 0 | FEC
IE | TYNDP2026 | NT | 2030 | TWh | 226 | Sub_sector | Industry | Steel | Industry (steel) | Energetic | industry_steel_demand_biomass_energetic | Biomass | EU | Energy demand | 0 | FEC
IE | TYNDP2026 | NT | 2030 | TWh | 227 | Sub_sector | Industry | Steel | Industry (steel) | Energetic | industry_steel_demand_coal_energetic | Solids | EU | Energy demand | 0 | FEC
IE | TYNDP2026 | NT | 2030 | TWh | 228 | Sub_sector | Industry | Steel | Industry (steel) | Energetic | industry_steel_demand_oil_energetic | Liquids | EU | Energy demand | 0 | FEC
IE | TYNDP2026 | NT | 2030 | TWh | 229 | Sub_sector | Industry | Steel | Industry (steel) | Energetic | industry_steel_demand_others_energetic | Others | EU | Energy demand | 0 | FEC
IE | TYNDP2026 | NT | 2030 | TWh | 230 | Sub_sector | Industry | Steel | Industry (steel) | Energetic | industry_steel_demand_ammonia_energetic | Ammonia | EU | Energy demand | 0 | FEC
IE | TYNDP2026 | NT | 2030 | TWh | 232 | Sub_sector | Transport | Cars | Transport (cars) | Energetic | transport_cars_final_demand_electricity | Electricity | EU | Energy demand | 1.2154 | FEC
IE | TYNDP2026 | NT | 2030 | TWh | 233 | Sub_sector | Transport | Cars | Transport (cars) | Energetic | transport_cars_final_demand_hydrogen | Hydrogen | EU | Energy demand | 0.14279 | FEC
IE | TYNDP2026 | NT | 2030 | TWh | 234 | Sub_sector | Transport | Cars | Transport (cars) | Energetic | transport_cars_final_demand_methane | Methane | EU | Energy demand | 0.9079 | FEC
IE | TYNDP2026 | NT | 2030 | TWh | 235 | Sub_sector | Transport | Cars | Transport (cars) | Energetic | transport_cars_final_demand_heat | Heat | EU | Energy demand | 0 | FEC
IE | TYNDP2026 | NT | 2030 | TWh | 236 | Sub_sector | Transport | Cars | Transport (cars) | Energetic | transport_cars_final_demand_biomass | Biomass | EU | Energy demand | 0 | FEC
IE | TYNDP2026 | NT | 2030 | TWh | 237 | Sub_sector | Transport | Cars | Transport (cars) | Energetic | transport_cars_final_demand_coal | Solids | EU | Energy demand | 0 | FEC
IE | TYNDP2026 | NT | 2030 | TWh | 238 | Sub_sector | Transport | Cars | Transport (cars) | Energetic | transport_cars_final_demand_oil | Liquids | EU | Energy demand | 24.3764 | FEC
IE | TYNDP2026 | NT | 2030 | TWh | 239 | Sub_sector | Transport | Cars | Transport (cars) | Energetic | transport_cars_final_demand_other | Others | EU | Energy demand | 0 | FEC
IE | TYNDP2026 | NT | 2030 | TWh | 240 | Sub_sector | Transport | Cars | Transport (cars) | Energetic | transport_cars_final_demand_ammonia | Ammonia | EU | Energy demand | 0 | FEC
IE | TYNDP2026 | NT | 2030 | TWh | 242 | Sub_sector | Transport | Busses | Transport (busses) | Energetic | transport_busses_final_demand_electricity | Electricity | EU | Energy demand | 0.063937 | FEC
IE | TYNDP2026 | NT | 2030 | TWh | 243 | Sub_sector | Transport | Busses | Transport (busses) | Energetic | transport_busses_final_demand_hydrogen | Hydrogen | EU | Energy demand | 0.033849 | FEC
IE | TYNDP2026 | NT | 2030 | TWh | 244 | Sub_sector | Transport | Busses | Transport (busses) | Energetic | transport_busses_final_demand_methane | Methane | EU | Energy demand | 0.24427 | FEC
IE | TYNDP2026 | NT | 2030 | TWh | 245 | Sub_sector | Transport | Busses | Transport (busses) | Energetic | transport_busses_final_demand_heat | Heat | EU | Energy demand | 0 | FEC
IE | TYNDP2026 | NT | 2030 | TWh | 246 | Sub_sector | Transport | Busses | Transport (busses) | Energetic | transport_busses_final_demand_biomass | Biomass | EU | Energy demand | 0 | FEC
IE | TYNDP2026 | NT | 2030 | TWh | 247 | Sub_sector | Transport | Busses | Transport (busses) | Energetic | transport_busses_final_demand_coal | Solids | EU | Energy demand | 0 | FEC
IE | TYNDP2026 | NT | 2030 | TWh | 248 | Sub_sector | Transport | Busses | Transport (busses) | Energetic | transport_busses_final_demand_oil | Liquids | EU | Energy demand | 2.9262 | FEC
IE | TYNDP2026 | NT | 2030 | TWh | 249 | Sub_sector | Transport | Busses | Transport (busses) | Energetic | transport_busses_final_demand_other | Others | EU | Energy demand | 0 | FEC
IE | TYNDP2026 | NT | 2030 | TWh | 250 | Sub_sector | Transport | Busses | Transport (busses) | Energetic | transport_busses_final_demand_ammonia | Ammonia | EU | Energy demand | 0 | FEC
IE | TYNDP2026 | NT | 2030 | TWh | 252 | Sub_sector | Transport | Trucks | Transport (trucks) | Energetic | transport_trucks_final_demand_electricity | Electricity | EU | Energy demand | 0.039799 | FEC
IE | TYNDP2026 | NT | 2030 | TWh | 253 | Sub_sector | Transport | Trucks | Transport (trucks) | Energetic | transport_trucks_final_demand_hydrogen | Hydrogen | EU | Energy demand | 0.10369 | FEC
IE | TYNDP2026 | NT | 2030 | TWh | 254 | Sub_sector | Transport | Trucks | Transport (trucks) | Energetic | transport_trucks_final_demand_methane | Methane | EU | Energy demand | 0.70888 | FEC
IE | TYNDP2026 | NT | 2030 | TWh | 255 | Sub_sector | Transport | Trucks | Transport (trucks) | Energetic | transport_trucks_final_demand_heat | Heat | EU | Energy demand | 0 | FEC
IE | TYNDP2026 | NT | 2030 | TWh | 256 | Sub_sector | Transport | Trucks | Transport (trucks) | Energetic | transport_trucks_final_demand_biomass | Biomass | EU | Energy demand | 0 | FEC
IE | TYNDP2026 | NT | 2030 | TWh | 257 | Sub_sector | Transport | Trucks | Transport (trucks) | Energetic | transport_trucks_final_demand_coal | Solids | EU | Energy demand | 0 | FEC
IE | TYNDP2026 | NT | 2030 | TWh | 258 | Sub_sector | Transport | Trucks | Transport (trucks) | Energetic | transport_trucks_final_demand_oil | Liquids | EU | Energy demand | 8.5301 | FEC
IE | TYNDP2026 | NT | 2030 | TWh | 259 | Sub_sector | Transport | Trucks | Transport (trucks) | Energetic | transport_trucks_final_demand_other | Others | EU | Energy demand | 0 | FEC
IE | TYNDP2026 | NT | 2030 | TWh | 260 | Sub_sector | Transport | Trucks | Transport (trucks) | Energetic | transport_trucks_final_demand_ammonia | Ammonia | EU | Energy demand | 0 | FEC
IE | TYNDP2026 | NT | 2030 | TWh | 262 | Sub_sector | Transport | Vans | Transport (vans) | Energetic | transport_vans_final_demand_electricity | Electricity | EU | Energy demand | 0.12028 | FEC
IE | TYNDP2026 | NT | 2030 | TWh | 263 | Sub_sector | Transport | Vans | Transport (vans) | Energetic | transport_vans_final_demand_hydrogen | Hydrogen | EU | Energy demand | 0.017034 | FEC
IE | TYNDP2026 | NT | 2030 | TWh | 264 | Sub_sector | Transport | Vans | Transport (vans) | Energetic | transport_vans_final_demand_methane | Methane | EU | Energy demand | 0.069055 | FEC
IE | TYNDP2026 | NT | 2030 | TWh | 265 | Sub_sector | Transport | Vans | Transport (vans) | Energetic | transport_vans_final_demand_heat | Heat | EU | Energy demand | 0 | FEC
IE | TYNDP2026 | NT | 2030 | TWh | 266 | Sub_sector | Transport | Vans | Transport (vans) | Energetic | transport_vans_final_demand_biomass | Biomass | EU | Energy demand | 0 | FEC
IE | TYNDP2026 | NT | 2030 | TWh | 267 | Sub_sector | Transport | Vans | Transport (vans) | Energetic | transport_vans_final_demand_coal | Solids | EU | Energy demand | 0 | FEC
IE | TYNDP2026 | NT | 2030 | TWh | 268 | Sub_sector | Transport | Vans | Transport (vans) | Energetic | transport_vans_final_demand_oil | Liquids | EU | Energy demand | 2.0655 | FEC
IE | TYNDP2026 | NT | 2030 | TWh | 269 | Sub_sector | Transport | Vans | Transport (vans) | Energetic | transport_vans_final_demand_other | Others | EU | Energy demand | 0 | FEC
IE | TYNDP2026 | NT | 2030 | TWh | 270 | Sub_sector | Transport | Vans | Transport (vans) | Energetic | transport_vans_final_demand_ammonia | Ammonia | EU | Energy demand | 0 | FEC
IE | TYNDP2026 | NT | 2030 | TWh | 272 | Sub_sector | Transport | Freight trains | Transport (trains) | Energetic | transport_trains_final_demand_electricity | Electricity | EU | Energy demand | 0.24485 | FEC
IE | TYNDP2026 | NT | 2030 | TWh | 273 | Sub_sector | Transport | Freight trains | Transport (trains) | Energetic | transport_trains_final_demand_hydrogen | Hydrogen | EU | Energy demand | 0.019999 | FEC
IE | TYNDP2026 | NT | 2030 | TWh | 274 | Sub_sector | Transport | Freight trains | Transport (trains) | Energetic | transport_trains_final_demand_methane | Methane | EU | Energy demand | 0 | FEC
IE | TYNDP2026 | NT | 2030 | TWh | 275 | Sub_sector | Transport | Freight trains | Transport (trains) | Energetic | transport_trains_final_demand_heat | Heat | EU | Energy demand | 0 | FEC
IE | TYNDP2026 | NT | 2030 | TWh | 276 | Sub_sector | Transport | Freight trains | Transport (trains) | Energetic | transport_trains_final_demand_biomass | Biomass | EU | Energy demand | 0 | FEC
IE | TYNDP2026 | NT | 2030 | TWh | 277 | Sub_sector | Transport | Freight trains | Transport (trains) | Energetic | transport_trains_final_demand_coal | Solids | EU | Energy demand | 0 | FEC
IE | TYNDP2026 | NT | 2030 | TWh | 278 | Sub_sector | Transport | Freight trains | Transport (trains) | Energetic | transport_trains_final_demand_oil | Liquids | EU | Energy demand | 0.078243 | FEC
IE | TYNDP2026 | NT | 2030 | TWh | 279 | Sub_sector | Transport | Freight trains | Transport (trains) | Energetic | transport_trains_final_demand_other | Others | EU | Energy demand | 0 | FEC
IE | TYNDP2026 | NT | 2030 | TWh | 280 | Sub_sector | Transport | Freight trains | Transport (trains) | Energetic | transport_trains_final_demand_ammonia | Ammonia | EU | Energy demand | 0 | FEC
IE | TYNDP2026 | NT | 2030 | TWh | 282 | Sub_sector | Transport | Ships | Transport (ships) | Energetic | transport_ships_final_demand_electricity | Electricity | EU | Energy demand | 0 | FEC
IE | TYNDP2026 | NT | 2030 | TWh | 283 | Sub_sector | Transport | Ships | Transport (ships) | Energetic | transport_ships_final_demand_hydrogen | Hydrogen | EU | Energy demand | 0 | FEC
IE | TYNDP2026 | NT | 2030 | TWh | 284 | Sub_sector | Transport | Ships | Transport (ships) | Energetic | transport_ships_final_demand_methane | Methane | EU | Energy demand | 0.27426 | FEC
IE | TYNDP2026 | NT | 2030 | TWh | 285 | Sub_sector | Transport | Ships | Transport (ships) | Energetic | transport_ships_final_demand_heat | Heat | EU | Energy demand | 0 | FEC
IE | TYNDP2026 | NT | 2030 | TWh | 286 | Sub_sector | Transport | Ships | Transport (ships) | Energetic | transport_ships_final_demand_biomass | Biomass | EU | Energy demand | 0 | FEC
IE | TYNDP2026 | NT | 2030 | TWh | 287 | Sub_sector | Transport | Ships | Transport (ships) | Energetic | transport_ships_final_demand_coal | Solids | EU | Energy demand | 0 | FEC
IE | TYNDP2026 | NT | 2030 | TWh | 288 | Sub_sector | Transport | Ships | Transport (ships) | Energetic | transport_ships_final_demand_oil | Liquids | EU | Energy demand | 0.82279 | FEC
IE | TYNDP2026 | NT | 2030 | TWh | 289 | Sub_sector | Transport | Ships | Transport (ships) | Energetic | transport_ships_final_demand_other | Others | EU | Energy demand | 0 | FEC
IE | TYNDP2026 | NT | 2030 | TWh | 290 | Sub_sector | Transport | Ships | Transport (ships) | Energetic | transport_ships_final_demand_ammonia | Ammonia | EU | Energy demand | 0 | FEC
IE | TYNDP2026 | NT | 2030 | TWh | 292 | Sub_sector | Transport | Planes | Transport (planes) | Energetic | transport_planes_final_demand_electricity | Electricity | EU | Energy demand | 0.0012314 | FEC
IE | TYNDP2026 | NT | 2030 | TWh | 293 | Sub_sector | Transport | Planes | Transport (planes) | Energetic | transport_planes_final_demand_hydrogen | Hydrogen | EU | Energy demand | 0.001179 | FEC
IE | TYNDP2026 | NT | 2030 | TWh | 294 | Sub_sector | Transport | Planes | Transport (planes) | Energetic | transport_planes_final_demand_methane | Methane | EU | Energy demand | 0 | FEC
IE | TYNDP2026 | NT | 2030 | TWh | 295 | Sub_sector | Transport | Planes | Transport (planes) | Energetic | transport_planes_final_demand_heat | Heat | EU | Energy demand | 0 | FEC
IE | TYNDP2026 | NT | 2030 | TWh | 296 | Sub_sector | Transport | Planes | Transport (planes) | Energetic | transport_planes_final_demand_biomass | Biomass | EU | Energy demand | 0 | FEC
IE | TYNDP2026 | NT | 2030 | TWh | 297 | Sub_sector | Transport | Planes | Transport (planes) | Energetic | transport_planes_final_demand_coal | Solids | EU | Energy demand | 0 | FEC
IE | TYNDP2026 | NT | 2030 | TWh | 298 | Sub_sector | Transport | Planes | Transport (planes) | Energetic | transport_planes_final_demand_oil | Liquids | EU | Energy demand | 0.066788 | FEC
IE | TYNDP2026 | NT | 2030 | TWh | 299 | Sub_sector | Transport | Planes | Transport (planes) | Energetic | transport_planes_final_demand_other | Others | EU | Energy demand | 0 | FEC
IE | TYNDP2026 | NT | 2030 | TWh | 300 | Sub_sector | Transport | Planes | Transport (planes) | Energetic | transport_planes_final_demand_ammonia | Ammonia | EU | Energy demand | 0 | FEC
IE | TYNDP2026 | NT | 2030 | TWh | 302 | Sub_sector | Transport | Others | Transport (others) | Energetic | transport_other_final_demand_electricity | Electricity | EU | Energy demand | 0.00074113 | FEC
IE | TYNDP2026 | NT | 2030 | TWh | 303 | Sub_sector | Transport | Others | Transport (others) | Energetic | transport_other_final_demand_hydrogen | Hydrogen | EU | Energy demand | 0 | FEC
IE | TYNDP2026 | NT | 2030 | TWh | 304 | Sub_sector | Transport | Others | Transport (others) | Energetic | transport_other_final_demand_methane | Methane | EU | Energy demand | 0 | FEC
IE | TYNDP2026 | NT | 2030 | TWh | 305 | Sub_sector | Transport | Others | Transport (others) | Energetic | transport_other_final_demand_heat | Heat | EU | Energy demand | 0 | FEC
IE | TYNDP2026 | NT | 2030 | TWh | 306 | Sub_sector | Transport | Others | Transport (others) | Energetic | transport_other_final_demand_biomass | Biomass | EU | Energy demand | 0 | FEC
IE | TYNDP2026 | NT | 2030 | TWh | 307 | Sub_sector | Transport | Others | Transport (others) | Energetic | transport_other_final_demand_coal | Solids | EU | Energy demand | 0 | FEC
IE | TYNDP2026 | NT | 2030 | TWh | 308 | Sub_sector | Transport | Others | Transport (others) | Energetic | transport_other_final_demand_oil | Liquids | EU | Energy demand | 0.099555 | FEC
IE | TYNDP2026 | NT | 2030 | TWh | 309 | Sub_sector | Transport | Others | Transport (others) | Energetic | transport_other_final_demand_other | Others | EU | Energy demand | 0 | FEC
IE | TYNDP2026 | NT | 2030 | TWh | 310 | Sub_sector | Transport | Others | Transport (others) | Energetic | transport_other_final_demand_ammonia | Ammonia | EU | Energy demand | 0 | FEC
IE | TYNDP2026 | NT | 2030 | TWh | 312 | Sub_sector | International transport | International aviation | Transport (int. aviation) | Energetic | transport_int_aviation_final_demand_electricity | Electricity | EU | Energy demand | 0 | FEC
IE | TYNDP2026 | NT | 2030 | TWh | 313 | Sub_sector | International transport | International aviation | Transport (int. aviation) | Energetic | transport_int_aviation_final_demand_hydrogen | Hydrogen | EU | Energy demand | 0 | FEC
IE | TYNDP2026 | NT | 2030 | TWh | 314 | Sub_sector | International transport | International aviation | Transport (int. aviation) | Energetic | transport_int_aviation_final_demand_methane | Methane | EU | Energy demand | 0 | FEC
IE | TYNDP2026 | NT | 2030 | TWh | 315 | Sub_sector | International transport | International aviation | Transport (int. aviation) | Energetic | transport_int_aviation_final_demand_heat | Heat | EU | Energy demand | 0 | FEC
IE | TYNDP2026 | NT | 2030 | TWh | 316 | Sub_sector | International transport | International aviation | Transport (int. aviation) | Energetic | transport_int_aviation_final_demand_biofuels | Biomass | EU | Energy demand | 0 | FEC
IE | TYNDP2026 | NT | 2030 | TWh | 317 | Sub_sector | International transport | International aviation | Transport (int. aviation) | Energetic | transport_int_aviation_final_demand_coal | Solids | EU | Energy demand | 0 | FEC
IE | TYNDP2026 | NT | 2030 | TWh | 318 | Sub_sector | International transport | International aviation | Transport (int. aviation) | Energetic | transport_int_aviation_final_demand_oil | Liquids | EU | Energy demand | 12.9141 | FEC
IE | TYNDP2026 | NT | 2030 | TWh | 319 | Sub_sector | International transport | International aviation | Transport (int. aviation) | Energetic | transport_int_aviation_final_demand_other | Others | EU | Energy demand | 0 | FEC
IE | TYNDP2026 | NT | 2030 | TWh | 320 | Sub_sector | International transport | International aviation | Transport (int. aviation) | Energetic | transport_int_aviation_final_demand_ammonia | Ammonia | EU | Energy demand | 0 | FEC
IE | TYNDP2026 | NT | 2030 | TWh | 322 | Sub_sector | International transport | International shipping | Transport (int. shipping) | Energetic | transport_int_shipping_final_demand_electricity | Electricity | EU | Energy demand | 0 | not_included_in_FEC
IE | TYNDP2026 | NT | 2030 | TWh | 323 | Sub_sector | International transport | International shipping | Transport (int. shipping) | Energetic | transport_int_shipping_final_demand_hydrogen | Hydrogen | EU | Energy demand | 0 | not_included_in_FEC
IE | TYNDP2026 | NT | 2030 | TWh | 324 | Sub_sector | International transport | International shipping | Transport (int. shipping) | Energetic | transport_int_shipping_final_demand_methane | Methane | EU | Energy demand | 0.30938 | not_included_in_FEC
IE | TYNDP2026 | NT | 2030 | TWh | 325 | Sub_sector | International transport | International shipping | Transport (int. shipping) | Energetic | transport_int_shipping_final_demand_heat | Heat | EU | Energy demand | 0 | not_included_in_FEC
IE | TYNDP2026 | NT | 2030 | TWh | 326 | Sub_sector | International transport | International shipping | Transport (int. shipping) | Energetic | transport_int_shipping_final_demand_biofuels | Biomass | EU | Energy demand | 0 | not_included_in_FEC
IE | TYNDP2026 | NT | 2030 | TWh | 327 | Sub_sector | International transport | International shipping | Transport (int. shipping) | Energetic | transport_int_shipping_final_demand_coal | Solids | EU | Energy demand | 0 | not_included_in_FEC
IE | TYNDP2026 | NT | 2030 | TWh | 328 | Sub_sector | International transport | International shipping | Transport (int. shipping) | Energetic | transport_int_shipping_final_demand_oil | Liquids | EU | Energy demand | 1.156 | not_included_in_FEC
IE | TYNDP2026 | NT | 2030 | TWh | 329 | Sub_sector | International transport | International shipping | Transport (int. shipping) | Energetic | transport_int_shipping_final_demand_other | Others | EU | Energy demand | 0 | not_included_in_FEC
IE | TYNDP2026 | NT | 2030 | TWh | 330 | Sub_sector | International transport | International shipping | Transport (int. shipping) | Energetic | transport_int_shipping_final_demand_ammonia | Ammonia | EU | Energy demand | 0 | not_included_in_FEC
IE | TYNDP2026 | NT | 2030 | TWh | 332 | Sub_sector | Households | Space heating | Households (heating) | Energetic | households_heating_final_demand_electricity | Electricity | EU | Energy demand | 2.924 | FEC
IE | TYNDP2026 | NT | 2030 | TWh | 333 | Sub_sector | Households | Space heating | Households (heating) | Energetic | households_heating_final_demand_hydrogen | Hydrogen | EU | Energy demand | 0.23165 | FEC
IE | TYNDP2026 | NT | 2030 | TWh | 334 | Sub_sector | Households | Space heating | Households (heating) | Energetic | households_heating_final_demand_methane | Methane | EU | Energy demand | 3.7114 | FEC
IE | TYNDP2026 | NT | 2030 | TWh | 335 | Sub_sector | Households | Space heating | Households (heating) | Energetic | households_heating_final_demand_heat | Heat | EU | Energy demand | 0.70003 | FEC
IE | TYNDP2026 | NT | 2030 | TWh | 336 | Sub_sector | Households | Space heating | Households (heating) | Energetic | households_heating_final_demand_biomass | Biomass | EU | Energy demand | 0.32789 | FEC
IE | TYNDP2026 | NT | 2030 | TWh | 337 | Sub_sector | Households | Space heating | Households (heating) | Energetic | households_heating_final_demand_coal | Solids | EU | Energy demand | 2.7315 | FEC
IE | TYNDP2026 | NT | 2030 | TWh | 338 | Sub_sector | Households | Space heating | Households (heating) | Energetic | households_heating_final_demand_oil | Liquids | EU | Energy demand | 3.5885 | FEC
IE | TYNDP2026 | NT | 2030 | TWh | 339 | Sub_sector | Households | Space heating | Households (heating) | Energetic | households_heating_final_demand_other | Others | EU | Energy demand | 0.022426 | FEC
IE | TYNDP2026 | NT | 2030 | TWh | 340 | Sub_sector | Households | Space heating | Households (heating) | Energetic | households_heating_final_demand_ammonia | Ammonia | EU | Energy demand | 0 | FEC
IE | TYNDP2026 | NT | 2030 | TWh | 343 | Sub_sector | Households | Cooling | Households (cooling) | Energetic | households_cooling_final_demand_electricity | Electricity | EU | Energy demand | 0 | FEC
IE | TYNDP2026 | NT | 2030 | TWh | 344 | Sub_sector | Households | Cooling | Households (cooling) | Energetic | households_cooling_final_demand_hydrogen | Hydrogen | EU | Energy demand | 0 | FEC
IE | TYNDP2026 | NT | 2030 | TWh | 345 | Sub_sector | Households | Cooling | Households (cooling) | Energetic | households_cooling_final_demand_methane | Methane | EU | Energy demand | 0 | FEC
IE | TYNDP2026 | NT | 2030 | TWh | 346 | Sub_sector | Households | Cooling | Households (cooling) | Energetic | households_cooling_final_demand_heat | Heat | EU | Energy demand | 0 | FEC
IE | TYNDP2026 | NT | 2030 | TWh | 347 | Sub_sector | Households | Cooling | Households (cooling) | Energetic | households_cooling_final_demand_biomass | Biomass | EU | Energy demand | 0 | FEC
IE | TYNDP2026 | NT | 2030 | TWh | 348 | Sub_sector | Households | Cooling | Households (cooling) | Energetic | households_cooling_final_demand_coal | Solids | EU | Energy demand | 0 | FEC
IE | TYNDP2026 | NT | 2030 | TWh | 349 | Sub_sector | Households | Cooling | Households (cooling) | Energetic | households_cooling_final_demand_oil | Liquids | EU | Energy demand | 0 | FEC
IE | TYNDP2026 | NT | 2030 | TWh | 350 | Sub_sector | Households | Cooling | Households (cooling) | Energetic | households_cooling_final_demand_other | Others | EU | Energy demand | 0 | FEC
IE | TYNDP2026 | NT | 2030 | TWh | 351 | Sub_sector | Households | Cooling | Households (cooling) | Energetic | households_cooling_final_demand_ammonia | Ammonia | EU | Energy demand | 0 | FEC
IE | TYNDP2026 | NT | 2030 | TWh | 354 | Sub_sector | Households | Hot water | Households (hot water) | Energetic | households_hot_water_final_demand_electricity | Electricity | EU | Energy demand | 1.459 | FEC
IE | TYNDP2026 | NT | 2030 | TWh | 355 | Sub_sector | Households | Hot water | Households (hot water) | Energetic | households_hot_water_final_demand_hydrogen | Hydrogen | EU | Energy demand | 0.20483 | FEC
IE | TYNDP2026 | NT | 2030 | TWh | 356 | Sub_sector | Households | Hot water | Households (hot water) | Energetic | households_hot_water_final_demand_methane | Methane | EU | Energy demand | 1.8029 | FEC
IE | TYNDP2026 | NT | 2030 | TWh | 357 | Sub_sector | Households | Hot water | Households (hot water) | Energetic | households_hot_water_final_demand_heat | Heat | EU | Energy demand | 0.2592 | FEC
IE | TYNDP2026 | NT | 2030 | TWh | 358 | Sub_sector | Households | Hot water | Households (hot water) | Energetic | households_hot_water_final_demand_biomass | Biomass | EU | Energy demand | 0.097709 | FEC
IE | TYNDP2026 | NT | 2030 | TWh | 359 | Sub_sector | Households | Hot water | Households (hot water) | Energetic | households_hot_water_final_demand_coal | Solids | EU | Energy demand | 0.7924 | FEC
IE | TYNDP2026 | NT | 2030 | TWh | 360 | Sub_sector | Households | Hot water | Households (hot water) | Energetic | households_hot_water_final_demand_oil | Liquids | EU | Energy demand | 1.0497 | FEC
IE | TYNDP2026 | NT | 2030 | TWh | 361 | Sub_sector | Households | Hot water | Households (hot water) | Energetic | households_hot_water_final_demand_other | Others | EU | Energy demand | 0.32126 | FEC
IE | TYNDP2026 | NT | 2030 | TWh | 362 | Sub_sector | Households | Hot water | Households (hot water) | Energetic | households_hot_water_final_demand_ammonia | Ammonia | EU | Energy demand | 0 | FEC
IE | TYNDP2026 | NT | 2030 | TWh | 365 | Sub_sector | Households | Appliances | Households (appliances) | Energetic | households_appliances_final_demand_electricity | Electricity | EU | Energy demand | 5.8087 | FEC
IE | TYNDP2026 | NT | 2030 | TWh | 366 | Sub_sector | Households | Appliances | Households (appliances) | Energetic | households_appliances_final_demand_hydrogen | Hydrogen | EU | Energy demand | 0 | FEC
IE | TYNDP2026 | NT | 2030 | TWh | 367 | Sub_sector | Households | Appliances | Households (appliances) | Energetic | households_appliances_final_demand_methane | Methane | EU | Energy demand | 0.62712 | FEC
IE | TYNDP2026 | NT | 2030 | TWh | 368 | Sub_sector | Households | Appliances | Households (appliances) | Energetic | households_appliances_final_demand_heat | Heat | EU | Energy demand | 0 | FEC
IE | TYNDP2026 | NT | 2030 | TWh | 369 | Sub_sector | Households | Appliances | Households (appliances) | Energetic | households_appliances_final_demand_biomass | Biomass | EU | Energy demand | 0.007186 | FEC
IE | TYNDP2026 | NT | 2030 | TWh | 370 | Sub_sector | Households | Appliances | Households (appliances) | Energetic | households_appliances_final_demand_coal | Solids | EU | Energy demand | 0 | FEC
IE | TYNDP2026 | NT | 2030 | TWh | 371 | Sub_sector | Households | Appliances | Households (appliances) | Energetic | households_appliances_final_demand_oil | Liquids | EU | Energy demand | 0 | FEC
IE | TYNDP2026 | NT | 2030 | TWh | 372 | Sub_sector | Households | Appliances | Households (appliances) | Energetic | households_appliances_final_demand_other | Others | EU | Energy demand | 0 | FEC
IE | TYNDP2026 | NT | 2030 | TWh | 373 | Sub_sector | Households | Appliances | Households (appliances) | Energetic | households_appliances_final_demand_ammonia | Ammonia | EU | Energy demand | 0 | FEC
IE | TYNDP2026 | NT | 2030 | TWh | 375 | Sub_sector | Buildings | Space heating | Buildings (heat) | Energetic | buildings_heat_final_demand_electricity | Electricity | EU | Energy demand | 2.4607 | FEC
IE | TYNDP2026 | NT | 2030 | TWh | 376 | Sub_sector | Buildings | Space heating | Buildings (heat) | Energetic | buildings_heat_final_demand_hydrogen | Hydrogen | EU | Energy demand | 0.2048 | FEC
IE | TYNDP2026 | NT | 2030 | TWh | 377 | Sub_sector | Buildings | Space heating | Buildings (heat) | Energetic | buildings_heat_final_demand_methane | Methane | EU | Energy demand | 2.6567 | FEC
IE | TYNDP2026 | NT | 2030 | TWh | 378 | Sub_sector | Buildings | Space heating | Buildings (heat) | Energetic | buildings_heat_final_demand_heat | Heat | EU | Energy demand | 0.056193 | FEC
IE | TYNDP2026 | NT | 2030 | TWh | 379 | Sub_sector | Buildings | Space heating | Buildings (heat) | Energetic | buildings_heat_final_demand_biomass | Biomass | EU | Energy demand | 0.16532 | FEC
IE | TYNDP2026 | NT | 2030 | TWh | 380 | Sub_sector | Buildings | Space heating | Buildings (heat) | Energetic | buildings_heat_final_demand_coal | Solids | EU | Energy demand | 0 | FEC
IE | TYNDP2026 | NT | 2030 | TWh | 381 | Sub_sector | Buildings | Space heating | Buildings (heat) | Energetic | buildings_heat_final_demand_oil | Liquids | EU | Energy demand | 0.98439 | FEC
IE | TYNDP2026 | NT | 2030 | TWh | 382 | Sub_sector | Buildings | Space heating | Buildings (heat) | Energetic | buildings_heat_final_demand_other | Others | EU | Energy demand | 0.00025177 | FEC
IE | TYNDP2026 | NT | 2030 | TWh | 383 | Sub_sector | Buildings | Space heating | Buildings (heat) | Energetic | buildings_heat_final_demand_ammonia | Ammonia | EU | Energy demand | 0 | FEC
IE | TYNDP2026 | NT | 2030 | TWh | 386 | Sub_sector | Buildings | Cooling | Buildings (cooling) | Energetic | buildings_cooling_final_demand_electricity | Electricity | EU | Energy demand | 0.5808 | FEC
IE | TYNDP2026 | NT | 2030 | TWh | 387 | Sub_sector | Buildings | Cooling | Buildings (cooling) | Energetic | buildings_cooling_final_demand_hydrogen | Hydrogen | EU | Energy demand | 0 | FEC
IE | TYNDP2026 | NT | 2030 | TWh | 388 | Sub_sector | Buildings | Cooling | Buildings (cooling) | Energetic | buildings_cooling_final_demand_methane | Methane | EU | Energy demand | 0 | FEC
IE | TYNDP2026 | NT | 2030 | TWh | 389 | Sub_sector | Buildings | Cooling | Buildings (cooling) | Energetic | buildings_cooling_final_demand_heat | Heat | EU | Energy demand | 0 | FEC
IE | TYNDP2026 | NT | 2030 | TWh | 390 | Sub_sector | Buildings | Cooling | Buildings (cooling) | Energetic | buildings_cooling_final_demand_biomass | Biomass | EU | Energy demand | 0 | FEC
IE | TYNDP2026 | NT | 2030 | TWh | 391 | Sub_sector | Buildings | Cooling | Buildings (cooling) | Energetic | buildings_cooling_final_demand_coal | Solids | EU | Energy demand | 0 | FEC
IE | TYNDP2026 | NT | 2030 | TWh | 392 | Sub_sector | Buildings | Cooling | Buildings (cooling) | Energetic | buildings_cooling_final_demand_oil | Liquids | EU | Energy demand | 0 | FEC
IE | TYNDP2026 | NT | 2030 | TWh | 393 | Sub_sector | Buildings | Cooling | Buildings (cooling) | Energetic | buildings_cooling_final_demand_other | Others | EU | Energy demand | 0 | FEC
IE | TYNDP2026 | NT | 2030 | TWh | 394 | Sub_sector | Buildings | Cooling | Buildings (cooling) | Energetic | buildings_cooling_final_demand_ammonia | Ammonia | EU | Energy demand | 0 | FEC
IE | TYNDP2026 | NT | 2030 | TWh | 397 | Sub_sector | Buildings | Appliances | Buildings (appliances) | Energetic | buildings_appliances_final_demand_electricity | Electricity | EU | Energy demand | 8.3977 | FEC
IE | TYNDP2026 | NT | 2030 | TWh | 398 | Sub_sector | Buildings | Appliances | Buildings (appliances) | Energetic | buildings_appliances_final_demand_hydrogen | Hydrogen | EU | Energy demand | 0 | FEC
IE | TYNDP2026 | NT | 2030 | TWh | 399 | Sub_sector | Buildings | Appliances | Buildings (appliances) | Energetic | buildings_appliances_final_demand_methane | Methane | EU | Energy demand | 1.7933 | FEC
IE | TYNDP2026 | NT | 2030 | TWh | 400 | Sub_sector | Buildings | Appliances | Buildings (appliances) | Energetic | buildings_appliances_final_demand_heat | Heat | EU | Energy demand | 0 | FEC
IE | TYNDP2026 | NT | 2030 | TWh | 401 | Sub_sector | Buildings | Appliances | Buildings (appliances) | Energetic | buildings_appliances_final_demand_biomass | Biomass | EU | Energy demand | 0 | FEC
IE | TYNDP2026 | NT | 2030 | TWh | 402 | Sub_sector | Buildings | Appliances | Buildings (appliances) | Energetic | buildings_appliances_final_demand_coal | Solids | EU | Energy demand | 0 | FEC
IE | TYNDP2026 | NT | 2030 | TWh | 403 | Sub_sector | Buildings | Appliances | Buildings (appliances) | Energetic | buildings_appliances_final_demand_oil | Liquids | EU | Energy demand | 0 | FEC
IE | TYNDP2026 | NT | 2030 | TWh | 404 | Sub_sector | Buildings | Appliances | Buildings (appliances) | Energetic | buildings_appliances_final_demand_other | Others | EU | Energy demand | 0 | FEC
IE | TYNDP2026 | NT | 2030 | TWh | 405 | Sub_sector | Buildings | Appliances | Buildings (appliances) | Energetic | buildings_appliances_final_demand_ammonia | Ammonia | EU | Energy demand | 0 | FEC
IE | TYNDP2026 | NT | 2030 | TWh | 407 | Sub_sector | Buildings | Datacenters | Datacenters & ICT | Energetic | datacentres_final_demand_electricity_energetic | Electricity | EU | Energy demand | 1.9673 | FEC
IE | TYNDP2026 | NT | 2030 | TWh | 408 | Sub_sector | Buildings | Datacenters | Datacenters & ICT | Energetic | datacentres_final_demand_hydrogen_energetic | Hydrogen | EU | Energy demand | 0 | FEC
IE | TYNDP2026 | NT | 2030 | TWh | 409 | Sub_sector | Buildings | Datacenters | Datacenters & ICT | Energetic | datacentres_final_demand_methane_energetic | Methane | EU | Energy demand | 0 | FEC
IE | TYNDP2026 | NT | 2030 | TWh | 410 | Sub_sector | Buildings | Datacenters | Datacenters & ICT | Energetic | datacentres_final_demand_heat_energetic | Heat | EU | Energy demand | 0 | FEC
IE | TYNDP2026 | NT | 2030 | TWh | 411 | Sub_sector | Buildings | Datacenters | Datacenters & ICT | Energetic | datacentres_final_demand_biomass_energetic | Biomass | EU | Energy demand | 0 | FEC
IE | TYNDP2026 | NT | 2030 | TWh | 412 | Sub_sector | Buildings | Datacenters | Datacenters & ICT | Energetic | datacentres_final_demand_coal_energetic | Solids | EU | Energy demand | 0 | FEC
IE | TYNDP2026 | NT | 2030 | TWh | 413 | Sub_sector | Buildings | Datacenters | Datacenters & ICT | Energetic | datacentres_final_demand_oil_energetic | Liquids | EU | Energy demand | 0 | FEC
IE | TYNDP2026 | NT | 2030 | TWh | 414 | Sub_sector | Buildings | Datacenters | Datacenters & ICT | Energetic | datacentres_final_demand_other_energetic | Others | EU | Energy demand | 0 | FEC
IE | TYNDP2026 | NT | 2030 | TWh | 415 | Sub_sector | Buildings | Datacenters | Datacenters & ICT | Energetic | datacentres_final_demand_ammonia_energetic | Ammonia | EU | Energy demand | 0 | FEC
IE | TYNDP2026 | NT | 2030 | TWh | 417 | Sub_sector | Transport | Others_Sector | Others_Sector | Energetic | other_final_demand_electricity_energetic | Electricity | EU | Energy demand | 0 | FEC
IE | TYNDP2026 | NT | 2030 | TWh | 418 | Sub_sector | Transport | Others_Sector | Others_Sector | Energetic | other_final_demand_hydrogen_energetic | Hydrogen | EU | Energy demand | 0 | FEC
IE | TYNDP2026 | NT | 2030 | TWh | 419 | Sub_sector | Transport | Pipeline Transport | Others_Sector | Energetic | other_final_demand_methane_energetic | Methane | EU | Energy demand | 0.19744 | FEC
IE | TYNDP2026 | NT | 2030 | TWh | 420 | Sub_sector | Transport | Others_Sector | Others_Sector | Energetic | other_final_demand_heat_energetic | Heat | EU | Energy demand | 0 | FEC
IE | TYNDP2026 | NT | 2030 | TWh | 421 | Sub_sector | Transport | Others_Sector | Others_Sector | Energetic | other_final_demand_biomass_energetic | Biomass | EU | Energy demand | 0 | FEC
IE | TYNDP2026 | NT | 2030 | TWh | 422 | Sub_sector | Transport | Others_Sector | Others_Sector | Energetic | other_final_demand_coal_energetic | Solids | EU | Energy demand | 0 | FEC
IE | TYNDP2026 | NT | 2030 | TWh | 423 | Sub_sector | Transport | Others_Sector | Others_Sector | Energetic | other_final_demand_oil_energetic | Liquids | EU | Energy demand | 0 | FEC
IE | TYNDP2026 | NT | 2030 | TWh | 424 | Sub_sector | Others_Sector | Others_Sector | Others_Sector | Non-energetic | other_final_demand_oil_non_energetic | Liquids | EU | Energy demand | 0.36097 | not_included_in_FEC
IE | TYNDP2026 | NT | 2030 | TWh | 425 | Sub_sector | Transport | Others_Sector | Others_Sector | Energetic | other_final_demand_other_energetic | Others | EU | Energy demand | 0 | FEC
IE | TYNDP2026 | NT | 2030 | TWh | 426 | Sub_sector | Transport | Others_Sector | Others_Sector | Energetic | other_final_demand_ammonia_energetic | Ammonia | EU | Energy demand | 0 | FEC
IE | TYNDP2026 | NT | 2030 | TWh | 427 | Sub_sector | Industry | Surplus_Heat_in_Industry | Surplus_Heat_in_Industry | Energetic | final_demand_of_industry_unused_local_production_steam_hot_water | Heat | EU | Energy demand | 0 | FEC
IE | TYNDP2026 | NT | 2030 | TWh | 429 | Sub_sector | Agriculture | Total | Agriculture | Energetic | agriculture_final_demand_electricity_energetic | Electricity | EU | Energy demand | 0.57475 | FEC
IE | TYNDP2026 | NT | 2030 | TWh | 430 | Sub_sector | Agriculture | Total | Agriculture | Energetic | agriculture_final_demand_hydrogen_energetic | Hydrogen | EU | Energy demand | 0 | FEC
IE | TYNDP2026 | NT | 2030 | TWh | 431 | Sub_sector | Agriculture | Total | Agriculture | Energetic | agriculture_final_demand_methane_energetic | Methane | EU | Energy demand | 0.018593 | FEC
IE | TYNDP2026 | NT | 2030 | TWh | 432 | Sub_sector | Agriculture | Total | Agriculture | Energetic | agriculture_final_demand_heat_energetic | Heat | EU | Energy demand | 0 | FEC
IE | TYNDP2026 | NT | 2030 | TWh | 433 | Sub_sector | Agriculture | Total | Agriculture | Energetic | agriculture_final_demand_biomass_energetic | Biomass | EU | Energy demand | 0.011261 | FEC
IE | TYNDP2026 | NT | 2030 | TWh | 434 | Sub_sector | Agriculture | Total | Agriculture | Energetic | agriculture_final_demand_coal_energetic | Solids | EU | Energy demand | 0 | FEC
IE | TYNDP2026 | NT | 2030 | TWh | 435 | Sub_sector | Agriculture | Total | Agriculture | Energetic | agriculture_final_demand_oil_energetic | Liquids | EU | Energy demand | 1.6041 | FEC
IE | TYNDP2026 | NT | 2030 | TWh | 436 | Sub_sector | Agriculture | Total | Agriculture | Energetic | agriculture_final_demand_other_energetic | Others | EU | Energy demand | 0 | FEC
IE | TYNDP2026 | NT | 2030 | TWh | 437 | Sub_sector | Agriculture | Total | Agriculture | Energetic | agriculture_final_demand_ammonia_energetic | Ammonia | EU | Energy demand | 0 | FEC
IE | TYNDP2026 | NT | 2030 | TWh | 447 | Sub_sector | Buildings | Surplus Energy | Buildings | Energetic | GAP | Electricity | EU | Energy demand | 0 | FEC
IE | TYNDP2026 | NT | 2030 | TWh | 448 | Sub_sector | Buildings | Surplus Energy | Buildings | Energetic | GAP | Hydrogen | EU | Energy demand | 0 | FEC
IE | TYNDP2026 | NT | 2030 | TWh | 449 | Sub_sector | Buildings | Surplus Energy | Buildings | Energetic | GAP | Methane | EU | Energy demand | 0.016192 | FEC
IE | TYNDP2026 | NT | 2030 | TWh | 450 | Sub_sector | Buildings | Surplus Energy | Buildings | Energetic | GAP | Heat | EU | Energy demand | 0 | FEC
IE | TYNDP2026 | NT | 2030 | TWh | 451 | Sub_sector | Buildings | Surplus Energy | Buildings | Energetic | GAP | Biomass | EU | Energy demand | 0.0004329 | FEC
IE | TYNDP2026 | NT | 2030 | TWh | 452 | Sub_sector | Buildings | Surplus Energy | Buildings | Energetic | GAP | Solids | EU | Energy demand | 0.0053514 | FEC
IE | TYNDP2026 | NT | 2030 | TWh | 453 | Sub_sector | Buildings | Surplus Energy | Buildings | Energetic | GAP | Liquids | EU | Energy demand | 0.55467 | FEC
IE | TYNDP2026 | NT | 2030 | TWh | 454 | Sub_sector | Buildings | Surplus Energy | Buildings | Energetic | GAP | Others | EU | Energy demand | 0 | FEC
IE | TYNDP2026 | NT | 2030 | TWh | 455 | Sub_sector | Buildings | Surplus Energy | Buildings | Energetic | GAP | Ammonia | EU | Energy demand | 0 | FEC
IE | TYNDP2026 | NT | 2030 | TWh | 456 | Sub_sector | Households | Surplus Energy | Households | Energetic | GAP | Electricity | EU | Energy demand | 0 | FEC
IE | TYNDP2026 | NT | 2030 | TWh | 457 | Sub_sector | Households | Surplus Energy | Households | Energetic | GAP | Hydrogen | EU | Energy demand | 0 | FEC
IE | TYNDP2026 | NT | 2030 | TWh | 458 | Sub_sector | Households | Surplus Energy | Households | Energetic | GAP | Methane | EU | Energy demand | 0.055449 | FEC
IE | TYNDP2026 | NT | 2030 | TWh | 459 | Sub_sector | Households | Surplus Energy | Households | Energetic | GAP | Heat | EU | Energy demand | 0 | FEC
IE | TYNDP2026 | NT | 2030 | TWh | 460 | Sub_sector | Households | Surplus Energy | Households | Energetic | GAP | Biomass | EU | Energy demand | 0 | FEC
IE | TYNDP2026 | NT | 2030 | TWh | 461 | Sub_sector | Households | Surplus Energy | Households | Energetic | GAP | Solids | EU | Energy demand | 0 | FEC
IE | TYNDP2026 | NT | 2030 | TWh | 462 | Sub_sector | Households | Surplus Energy | Households | Energetic | GAP | Liquids | EU | Energy demand | 0 | FEC
IE | TYNDP2026 | NT | 2030 | TWh | 463 | Sub_sector | Households | Surplus Energy | Households | Energetic | GAP | Others | EU | Energy demand | 0 | FEC
IE | TYNDP2026 | NT | 2030 | TWh | 464 | Sub_sector | Households | Surplus Energy | Households | Energetic | GAP | Ammonia | EU | Energy demand | 0 | FEC
IE | TYNDP2026 | NT | 2035 | TWh | 102 | Sub_sector | Industry | Aluminium | Industry (aluminium) | Energetic | industry_aluminium_demand_electricity_energetic | Electricity | EU | Energy demand | 0 | FEC
IE | TYNDP2026 | NT | 2035 | TWh | 103 | Sub_sector | Industry | Aluminium | Industry (aluminium) | Energetic | industry_aluminium_demand_hydrogen_energetic | Hydrogen | EU | Energy demand | 0 | FEC
IE | TYNDP2026 | NT | 2035 | TWh | 104 | Sub_sector | Industry | Aluminium | Industry (aluminium) | Energetic | industry_aluminium_demand_methane_energetic | Methane | EU | Energy demand | 0 | FEC
IE | TYNDP2026 | NT | 2035 | TWh | 105 | Sub_sector | Industry | Aluminium | Industry (aluminium) | Energetic | industry_aluminium_demand_heat_energetic | Heat | EU | Energy demand | 0 | FEC
IE | TYNDP2026 | NT | 2035 | TWh | 106 | Sub_sector | Industry | Aluminium | Industry (aluminium) | Energetic | industry_aluminium_demand_biomass_energetic | Biomass | EU | Energy demand | 0 | FEC
IE | TYNDP2026 | NT | 2035 | TWh | 107 | Sub_sector | Industry | Aluminium | Industry (aluminium) | Energetic | industry_aluminium_demand_coal_energetic | Solids | EU | Energy demand | 0 | FEC
IE | TYNDP2026 | NT | 2035 | TWh | 108 | Sub_sector | Industry | Aluminium | Industry (aluminium) | Energetic | industry_aluminium_demand_oil_energetic | Liquids | EU | Energy demand | 0 | FEC
IE | TYNDP2026 | NT | 2035 | TWh | 109 | Sub_sector | Industry | Aluminium | Industry (aluminium) | Energetic | industry_aluminium_demand_others_energetic | Others | EU | Energy demand | 0 | FEC
IE | TYNDP2026 | NT | 2035 | TWh | 110 | Sub_sector | Industry | Aluminium | Industry (aluminium) | Energetic | industry_ammonia_demand_others_energetic | Ammonia | EU | Energy demand | 0 | FEC
IE | TYNDP2026 | NT | 2035 | TWh | 112 | Sub_sector | Industry | Chemicals | Industry (chemicals, energetic) | Energetic | industry_chemical_demand_electricity_energetic | Electricity | EU | Energy demand | 1.8459 | FEC
IE | TYNDP2026 | NT | 2035 | TWh | 113 | Sub_sector | Industry | Chemicals | Industry (chemicals, energetic) | Energetic | industry_chemical_demand_hydrogen_energetic | Hydrogen | EU | Energy demand | 0.23563 | FEC
IE | TYNDP2026 | NT | 2035 | TWh | 114 | Sub_sector | Industry | Chemicals | Industry (chemicals, energetic) | Energetic | industry_chemical_demand_methane_energetic | Methane | EU | Energy demand | 0.41123 | FEC
IE | TYNDP2026 | NT | 2035 | TWh | 115 | Sub_sector | Industry | Chemicals | Industry (chemicals, energetic) | Energetic | industry_chemical_demand_heat_energetic | Heat | EU | Energy demand | 0.14004 | FEC
IE | TYNDP2026 | NT | 2035 | TWh | 116 | Sub_sector | Industry | Chemicals | Industry (chemicals, energetic) | Energetic | industry_chemical_demand_biomass_energetic | Biomass | EU | Energy demand | 0.22207 | FEC
IE | TYNDP2026 | NT | 2035 | TWh | 117 | Sub_sector | Industry | Chemicals | Industry (chemicals, energetic) | Energetic | industry_chemical_demand_coal_energetic | Solids | EU | Energy demand | 0.010003 | FEC
IE | TYNDP2026 | NT | 2035 | TWh | 118 | Sub_sector | Industry | Chemicals | Industry (chemicals, energetic) | Energetic | industry_chemical_demand_oil_energetic | Liquids | EU | Energy demand | 0.0096414 | FEC
IE | TYNDP2026 | NT | 2035 | TWh | 119 | Sub_sector | Industry | Chemicals | Industry (chemicals, energetic) | Energetic | industry_chemical_demand_others_energetic | Others | EU | Energy demand | 0 | FEC
IE | TYNDP2026 | NT | 2035 | TWh | 120 | Sub_sector | Industry | Chemicals | Industry (chemicals, energetic) | Energetic | industry_chemical_demand_ammonia_energetic | Ammonia | EU | Energy demand | 0 | FEC
IE | TYNDP2026 | NT | 2035 | TWh | 122 | Sub_sector | Industry | Chemicals | Industry (chemicals, non-energetic) | Non-energetic | industry_chemical_demand_electricity_non_energetic | Electricity | EU | Energy demand | 0 | not_included_in_FEC
IE | TYNDP2026 | NT | 2035 | TWh | 123 | Sub_sector | Industry | Chemicals | Industry (chemicals, non-energetic) | Non-energetic | industry_chemical_demand_hydrogen_non_energetic | Hydrogen | EU | Energy demand | 0 | not_included_in_FEC
IE | TYNDP2026 | NT | 2035 | TWh | 124 | Sub_sector | Industry | Chemicals | Industry (chemicals, non-energetic) | Non-energetic | industry_chemical_demand_methane_non_energetic | Methane | EU | Energy demand | 0 | not_included_in_FEC
IE | TYNDP2026 | NT | 2035 | TWh | 125 | Sub_sector | Industry | Chemicals | Industry (chemicals, non-energetic) | Non-energetic | industry_chemical_demand_heat_non_energetic | Heat | EU | Energy demand | 0 | not_included_in_FEC
IE | TYNDP2026 | NT | 2035 | TWh | 126 | Sub_sector | Industry | Chemicals | Industry (chemicals, non-energetic) | Non-energetic | industry_chemical_demand_biomass_non_energetic | Biomass | EU | Energy demand | 0 | not_included_in_FEC
IE | TYNDP2026 | NT | 2035 | TWh | 127 | Sub_sector | Industry | Chemicals | Industry (chemicals, non-energetic) | Non-energetic | industry_chemical_demand_coal_non_energetic | Solids | EU | Energy demand | 0 | not_included_in_FEC
IE | TYNDP2026 | NT | 2035 | TWh | 128 | Sub_sector | Industry | Chemicals | Industry (chemicals, non-energetic) | Non-energetic | industry_chemical_demand_oil_non_energetic | Liquids | EU | Energy demand | 0 | not_included_in_FEC
IE | TYNDP2026 | NT | 2035 | TWh | 129 | Sub_sector | Industry | Chemicals | Industry (chemicals, non-energetic) | Non-energetic | industry_chemical_demand_others_non_energetic | Others | EU | Energy demand | 0 | not_included_in_FEC
IE | TYNDP2026 | NT | 2035 | TWh | 130 | Sub_sector | Industry | Chemicals | Industry (chemicals, non-energetic) | Non-energetic | industry_chemical_demand_ammonia_non_energetic | Ammonia | EU | Energy demand | 0 | not_included_in_FEC
IE | TYNDP2026 | NT | 2035 | TWh | 132 | Sub_sector | Industry | Fertilizers | Industry (fertilizers, energetic) | Energetic | industry_fertilizers_demand_electricity_energetic | Electricity | EU | Energy demand | 0 | FEC
IE | TYNDP2026 | NT | 2035 | TWh | 133 | Sub_sector | Industry | Fertilizers | Industry (fertilizers, energetic) | Energetic | industry_fertilizers_demand_hydrogen_energetic | Hydrogen | EU | Energy demand | 0 | FEC
IE | TYNDP2026 | NT | 2035 | TWh | 134 | Sub_sector | Industry | Fertilizers | Industry (fertilizers, energetic) | Energetic | industry_fertilizers_demand_methane_energetic | Methane | EU | Energy demand | 0 | FEC
IE | TYNDP2026 | NT | 2035 | TWh | 135 | Sub_sector | Industry | Fertilizers | Industry (fertilizers, energetic) | Energetic | industry_fertilizers_demand_heat_energetic | Heat | EU | Energy demand | 0 | FEC
IE | TYNDP2026 | NT | 2035 | TWh | 136 | Sub_sector | Industry | Fertilizers | Industry (fertilizers, energetic) | Energetic | industry_fertilizers_demand_biomass_energetic | Biomass | EU | Energy demand | 0 | FEC
IE | TYNDP2026 | NT | 2035 | TWh | 137 | Sub_sector | Industry | Fertilizers | Industry (fertilizers, energetic) | Energetic | industry_fertilizers_demand_coal_energetic | Solids | EU | Energy demand | 0 | FEC
IE | TYNDP2026 | NT | 2035 | TWh | 138 | Sub_sector | Industry | Fertilizers | Industry (fertilizers, energetic) | Energetic | industry_fertilizers_demand_oil_energetic | Liquids | EU | Energy demand | 0 | FEC
IE | TYNDP2026 | NT | 2035 | TWh | 139 | Sub_sector | Industry | Fertilizers | Industry (fertilizers, energetic) | Energetic | industry_fertilizers_demand_others_energetic | Others | EU | Energy demand | 0 | FEC
IE | TYNDP2026 | NT | 2035 | TWh | 140 | Sub_sector | Industry | Fertilizers | Industry (fertilizers, energetic) | Energetic | industry_fertilizers_demand_ammonia_energetic | Ammonia | EU | Energy demand | 0 | FEC
IE | TYNDP2026 | NT | 2035 | TWh | 142 | Sub_sector | Industry | Fertilizers | Industry (fertilizers, non-energetic) | Non-energetic | industry_fertilizers_demand_electricity_non_energetic | Electricity | EU | Energy demand | 0 | not_included_in_FEC
IE | TYNDP2026 | NT | 2035 | TWh | 143 | Sub_sector | Industry | Fertilizers | Industry (fertilizers, non-energetic) | Non-energetic | industry_fertilizers_demand_hydrogen_non_energetic | Hydrogen | EU | Energy demand | 0 | not_included_in_FEC
IE | TYNDP2026 | NT | 2035 | TWh | 144 | Sub_sector | Industry | Fertilizers | Industry (fertilizers, non-energetic) | Non-energetic | industry_fertilizers_demand_methane_non_energetic | Methane | EU | Energy demand | 0 | not_included_in_FEC
IE | TYNDP2026 | NT | 2035 | TWh | 145 | Sub_sector | Industry | Fertilizers | Industry (fertilizers, non-energetic) | Non-energetic | industry_fertilizers_demand_heat_non_energetic | Heat | EU | Energy demand | 0 | not_included_in_FEC
IE | TYNDP2026 | NT | 2035 | TWh | 146 | Sub_sector | Industry | Fertilizers | Industry (fertilizers, non-energetic) | Non-energetic | industry_fertilizers_demand_biomass_non_energetic | Biomass | EU | Energy demand | 0 | not_included_in_FEC
IE | TYNDP2026 | NT | 2035 | TWh | 147 | Sub_sector | Industry | Fertilizers | Industry (fertilizers, non-energetic) | Non-energetic | industry_fertilizers_demand_coal_non_energetic | Solids | EU | Energy demand | 0 | not_included_in_FEC
IE | TYNDP2026 | NT | 2035 | TWh | 148 | Sub_sector | Industry | Fertilizers | Industry (fertilizers, non-energetic) | Non-energetic | industry_fertilizers_demand_oil_non_energetic | Liquids | EU | Energy demand | 0 | not_included_in_FEC
IE | TYNDP2026 | NT | 2035 | TWh | 149 | Sub_sector | Industry | Fertilizers | Industry (fertilizers, non-energetic) | Non-energetic | industry_fertilizers_demand_others_non_energetic | Others | EU | Energy demand | 0 | not_included_in_FEC
IE | TYNDP2026 | NT | 2035 | TWh | 150 | Sub_sector | Industry | Fertilizers | Industry (fertilizers, non-energetic) | Non-energetic | industry_fertilizers_demand_ammonia_non_energetic | Ammonia | EU | Energy demand | 0 | not_included_in_FEC
IE | TYNDP2026 | NT | 2035 | TWh | 152 | Sub_sector | Industry | Food | Industry (food) | Energetic | industry_food_demand_electricity_energetic | Electricity | EU | Energy demand | 2.7169 | FEC
IE | TYNDP2026 | NT | 2035 | TWh | 153 | Sub_sector | Industry | Food | Industry (food) | Energetic | industry_food_demand_hydrogen_energetic | Hydrogen | EU | Energy demand | 0.30223 | FEC
IE | TYNDP2026 | NT | 2035 | TWh | 154 | Sub_sector | Industry | Food | Industry (food) | Energetic | industry_food_demand_methane_energetic | Methane | EU | Energy demand | 1.2174 | FEC
IE | TYNDP2026 | NT | 2035 | TWh | 155 | Sub_sector | Industry | Food | Industry (food) | Energetic | industry_food_demand_heat_energetic | Heat | EU | Energy demand | 0 | FEC
IE | TYNDP2026 | NT | 2035 | TWh | 156 | Sub_sector | Industry | Food | Industry (food) | Energetic | industry_food_demand_biomass_energetic | Biomass | EU | Energy demand | 0.27679 | FEC
IE | TYNDP2026 | NT | 2035 | TWh | 157 | Sub_sector | Industry | Food | Industry (food) | Energetic | industry_food_demand_coal_energetic | Solids | EU | Energy demand | 0 | FEC
IE | TYNDP2026 | NT | 2035 | TWh | 158 | Sub_sector | Industry | Food | Industry (food) | Energetic | industry_food_demand_oil_energetic | Liquids | EU | Energy demand | 0.055389 | FEC
IE | TYNDP2026 | NT | 2035 | TWh | 159 | Sub_sector | Industry | Food | Industry (food) | Energetic | industry_food_demand_others_energetic | Others | EU | Energy demand | 0 | FEC
IE | TYNDP2026 | NT | 2035 | TWh | 160 | Sub_sector | Industry | Food | Industry (food) | Energetic | industry_food_demand_ammonia_energetic | Ammonia | EU | Energy demand | 0 | FEC
IE | TYNDP2026 | NT | 2035 | TWh | 162 | Sub_sector | Industry | Metals | Industry (metal) | Energetic | industry_metal_demand_electricity_energetic | Electricity | EU | Energy demand | 0.52459 | FEC
IE | TYNDP2026 | NT | 2035 | TWh | 163 | Sub_sector | Industry | Metals | Industry (metal) | Energetic | industry_metal_demand_hydrogen_energetic | Hydrogen | EU | Energy demand | 0 | FEC
IE | TYNDP2026 | NT | 2035 | TWh | 164 | Sub_sector | Industry | Metals | Industry (metal) | Energetic | industry_metal_demand_methane_energetic | Methane | EU | Energy demand | 4.6967 | FEC
IE | TYNDP2026 | NT | 2035 | TWh | 165 | Sub_sector | Industry | Metals | Industry (metal) | Energetic | industry_metal_demand_heat_energetic | Heat | EU | Energy demand | 0 | FEC
IE | TYNDP2026 | NT | 2035 | TWh | 166 | Sub_sector | Industry | Metals | Industry (metal) | Energetic | industry_metal_demand_biomass_energetic | Biomass | EU | Energy demand | 0 | FEC
IE | TYNDP2026 | NT | 2035 | TWh | 167 | Sub_sector | Industry | Metals | Industry (metal) | Energetic | industry_metal_demand_coal_energetic | Solids | EU | Energy demand | 0 | FEC
IE | TYNDP2026 | NT | 2035 | TWh | 168 | Sub_sector | Industry | Metals | Industry (metal) | Energetic | industry_metal_demand_oil_energetic | Liquids | EU | Energy demand | 0.12348 | FEC
IE | TYNDP2026 | NT | 2035 | TWh | 169 | Sub_sector | Industry | Metals | Industry (metal) | Energetic | industry_metal_demand_others_energetic | Others | EU | Energy demand | 0 | FEC
IE | TYNDP2026 | NT | 2035 | TWh | 170 | Sub_sector | Industry | Metals | Industry (metal) | Energetic | industry_metal_demand_ammonia_energetic | Ammonia | EU | Energy demand | 0 | FEC
IE | TYNDP2026 | NT | 2035 | TWh | 172 | Sub_sector | Industry | Others | Industry (other, energetic) | Energetic | industry_other_demand_electricity_energetic | Electricity | EU | Energy demand | 5.4144 | FEC
IE | TYNDP2026 | NT | 2035 | TWh | 173 | Sub_sector | Industry | Others | Industry (other, energetic) | Energetic | industry_other_demand_hydrogen_energetic | Hydrogen | EU | Energy demand | 1.8326 | FEC
IE | TYNDP2026 | NT | 2035 | TWh | 174 | Sub_sector | Industry | Others | Industry (other, energetic) | Energetic | industry_other_demand_methane_energetic | Methane | EU | Energy demand | 1.1763 | FEC
IE | TYNDP2026 | NT | 2035 | TWh | 175 | Sub_sector | Industry | Others | Industry (other, energetic) | Energetic | industry_other_demand_heat_energetic | Heat | EU | Energy demand | 0 | FEC
IE | TYNDP2026 | NT | 2035 | TWh | 176 | Sub_sector | Industry | Others | Industry (other, energetic) | Energetic | industry_other_demand_biomass_energetic | Biomass | EU | Energy demand | 2.0885 | FEC
IE | TYNDP2026 | NT | 2035 | TWh | 177 | Sub_sector | Industry | Others | Industry (other, energetic) | Energetic | industry_other_demand_coal_energetic | Solids | EU | Energy demand | 0.19466 | FEC
IE | TYNDP2026 | NT | 2035 | TWh | 178 | Sub_sector | Industry | Others | Industry (other, energetic) | Energetic | industry_other_demand_oil_energetic | Liquids | EU | Energy demand | 0.41714 | FEC
IE | TYNDP2026 | NT | 2035 | TWh | 179 | Sub_sector | Industry | Others | Industry (other, energetic) | Energetic | industry_other_demand_others_energetic | Others | EU | Energy demand | 0 | FEC
IE | TYNDP2026 | NT | 2035 | TWh | 180 | Sub_sector | Industry | Others | Industry (other, energetic) | Energetic | industry_other_demand_ammonia_energetic | Ammonia | EU | Energy demand | 0 | FEC
IE | TYNDP2026 | NT | 2035 | TWh | 182 | Sub_sector | Industry | Others | Industry (other, non-energetic) | Non-energetic | industry_other_demand_electricity_non_energetic | Electricity | EU | Energy demand | 0 | not_included_in_FEC
IE | TYNDP2026 | NT | 2035 | TWh | 183 | Sub_sector | Industry | Others | Industry (other, non-energetic) | Non-energetic | industry_other_demand_hydrogen_non_energetic | Hydrogen | EU | Energy demand | 0 | not_included_in_FEC
IE | TYNDP2026 | NT | 2035 | TWh | 184 | Sub_sector | Industry | Others | Industry (other, non-energetic) | Non-energetic | industry_other_demand_methane_non_energetic | Methane | EU | Energy demand | 0 | not_included_in_FEC
IE | TYNDP2026 | NT | 2035 | TWh | 185 | Sub_sector | Industry | Others | Industry (other, non-energetic) | Non-energetic | industry_other_demand_heat_non_energetic | Heat | EU | Energy demand | 0 | not_included_in_FEC
IE | TYNDP2026 | NT | 2035 | TWh | 186 | Sub_sector | Industry | Others | Industry (other, non-energetic) | Non-energetic | industry_other_demand_biomass_non_energetic | Biomass | EU | Energy demand | 0 | not_included_in_FEC
IE | TYNDP2026 | NT | 2035 | TWh | 187 | Sub_sector | Industry | Others | Industry (other, non-energetic) | Non-energetic | industry_other_demand_coal_non_energetic | Solids | EU | Energy demand | 0 | not_included_in_FEC
IE | TYNDP2026 | NT | 2035 | TWh | 188 | Sub_sector | Industry | Others | Industry (other, non-energetic) | Non-energetic | industry_other_demand_oil_non_energetic | Liquids | EU | Energy demand | 2.503 | not_included_in_FEC
IE | TYNDP2026 | NT | 2035 | TWh | 189 | Sub_sector | Industry | Others | Industry (other, non-energetic) | Non-energetic | industry_other_demand_others_non_energetic | Others | EU | Energy demand | 0 | not_included_in_FEC
IE | TYNDP2026 | NT | 2035 | TWh | 190 | Sub_sector | Industry | Others | Industry (other, non-energetic) | Non-energetic | industry_other_demand_ammonia_non_energetic | Ammonia | EU | Energy demand | 0 | not_included_in_FEC
IE | TYNDP2026 | NT | 2035 | TWh | 192 | Sub_sector | Industry | Paper | Industry (paper) | Energetic | industry_paper_demand_electricity_energetic | Electricity | EU | Energy demand | 0.12082 | FEC
IE | TYNDP2026 | NT | 2035 | TWh | 193 | Sub_sector | Industry | Paper | Industry (paper) | Energetic | industry_paper_demand_hydrogen_energetic | Hydrogen | EU | Energy demand | 0.0082653 | FEC
IE | TYNDP2026 | NT | 2035 | TWh | 194 | Sub_sector | Industry | Paper | Industry (paper) | Energetic | industry_paper_demand_methane_energetic | Methane | EU | Energy demand | 0.013224 | FEC
IE | TYNDP2026 | NT | 2035 | TWh | 195 | Sub_sector | Industry | Paper | Industry (paper) | Energetic | industry_paper_demand_heat_energetic | Heat | EU | Energy demand | 0 | FEC
IE | TYNDP2026 | NT | 2035 | TWh | 196 | Sub_sector | Industry | Paper | Industry (paper) | Energetic | industry_paper_demand_biomass_energetic | Biomass | EU | Energy demand | 0.014878 | FEC
IE | TYNDP2026 | NT | 2035 | TWh | 197 | Sub_sector | Industry | Paper | Industry (paper) | Energetic | industry_paper_demand_coal_energetic | Solids | EU | Energy demand | 0.0022316 | FEC
IE | TYNDP2026 | NT | 2035 | TWh | 198 | Sub_sector | Industry | Paper | Industry (paper) | Energetic | industry_paper_demand_oil_energetic | Liquids | EU | Energy demand | 0 | FEC
IE | TYNDP2026 | NT | 2035 | TWh | 199 | Sub_sector | Industry | Paper | Industry (paper) | Energetic | industry_paper_demand_others_energetic | Others | EU | Energy demand | 0 | FEC
IE | TYNDP2026 | NT | 2035 | TWh | 200 | Sub_sector | Industry | Paper | Industry (paper) | Energetic | industry_paper_demand_ammonia_energetic | Ammonia | EU | Energy demand | 0 | FEC
IE | TYNDP2026 | NT | 2035 | TWh | 202 | Sub_sector | Industry | Refineries | Industry (refineries, energetic) | Energetic | industry_refinery_demand_electricity_energetic | Electricity | EU | Energy demand | 0.049438 | not_included_in_FEC
IE | TYNDP2026 | NT | 2035 | TWh | 203 | Sub_sector | Industry | Refineries | Industry (refineries, energetic) | Energetic | industry_refinery_demand_hydrogen_energetic | Hydrogen | EU | Energy demand | 0.17574 | not_included_in_FEC
IE | TYNDP2026 | NT | 2035 | TWh | 204 | Sub_sector | Industry | Refineries | Industry (refineries, energetic) | Energetic | industry_refinery_demand_methane_energetic | Methane | EU | Energy demand | 0.22903 | not_included_in_FEC
IE | TYNDP2026 | NT | 2035 | TWh | 205 | Sub_sector | Industry | Refineries | Industry (refineries, energetic) | Energetic | industry_refinery_demand_heat_energetic | Heat | EU | Energy demand | 0 | not_included_in_FEC
IE | TYNDP2026 | NT | 2035 | TWh | 206 | Sub_sector | Industry | Refineries | Industry (refineries, energetic) | Energetic | industry_refinery_demand_biomass_energetic | Biomass | EU | Energy demand | 0.1824 | not_included_in_FEC
IE | TYNDP2026 | NT | 2035 | TWh | 207 | Sub_sector | Industry | Refineries | Industry (refineries, energetic) | Energetic | industry_refinery_demand_coal_energetic | Solids | EU | Energy demand | 0 | not_included_in_FEC
IE | TYNDP2026 | NT | 2035 | TWh | 208 | Sub_sector | Industry | Refineries | Industry (refineries, energetic) | Energetic | industry_refinery_demand_oil_energetic | Liquids | EU | Energy demand | 0.61471 | not_included_in_FEC
IE | TYNDP2026 | NT | 2035 | TWh | 209 | Sub_sector | Industry | Refineries | Industry (refineries, energetic) | Energetic | industry_refinery_demand_others_energetic | Others | EU | Energy demand | 0 | not_included_in_FEC
IE | TYNDP2026 | NT | 2035 | TWh | 210 | Sub_sector | Industry | Refineries | Industry (refineries, energetic) | Energetic | industry_refinery_demand_ammonia_energetic | Ammonia | EU | Energy demand | 0 | not_included_in_FEC
IE | TYNDP2026 | NT | 2035 | TWh | 212 | Sub_sector | Industry | Refineries | Industry (refineries, non-energetic) | Non-energetic | industry_refinery_demand_electricity_non_energetic | Electricity | EU | Energy demand | 0 | not_included_in_FEC
IE | TYNDP2026 | NT | 2035 | TWh | 213 | Sub_sector | Industry | Refineries | Industry (refineries, non-energetic) | Non-energetic | industry_refinery_demand_hydrogen_non_energetic | Hydrogen | EU | Energy demand | 0 | not_included_in_FEC
IE | TYNDP2026 | NT | 2035 | TWh | 214 | Sub_sector | Industry | Refineries | Industry (refineries, non-energetic) | Non-energetic | industry_refinery_demand_methane_non_energetic | Methane | EU | Energy demand | 0 | not_included_in_FEC
IE | TYNDP2026 | NT | 2035 | TWh | 215 | Sub_sector | Industry | Refineries | Industry (refineries, non-energetic) | Non-energetic | industry_refinery_demand_heat_non_energetic | Heat | EU | Energy demand | 0 | not_included_in_FEC
IE | TYNDP2026 | NT | 2035 | TWh | 216 | Sub_sector | Industry | Refineries | Industry (refineries, non-energetic) | Non-energetic | industry_refinery_demand_biomass_non_energetic | Biomass | EU | Energy demand | 0 | not_included_in_FEC
IE | TYNDP2026 | NT | 2035 | TWh | 217 | Sub_sector | Industry | Refineries | Industry (refineries, non-energetic) | Non-energetic | industry_refinery_demand_coal_non_energetic | Solids | EU | Energy demand | 0 | not_included_in_FEC
IE | TYNDP2026 | NT | 2035 | TWh | 218 | Sub_sector | Industry | Refineries | Industry (refineries, non-energetic) | Non-energetic | industry_refinery_demand_oil_non_energetic | Liquids | EU | Energy demand | 0 | not_included_in_FEC
IE | TYNDP2026 | NT | 2035 | TWh | 219 | Sub_sector | Industry | Refineries | Industry (refineries, non-energetic) | Non-energetic | industry_refinery_demand_others_non_energetic | Others | EU | Energy demand | 0 | not_included_in_FEC
IE | TYNDP2026 | NT | 2035 | TWh | 220 | Sub_sector | Industry | Refineries | Industry (refineries, non-energetic) | Non-energetic | industry_refinery_demand_ammonia_non_energetic | Ammonia | EU | Energy demand | 0 | not_included_in_FEC
IE | TYNDP2026 | NT | 2035 | TWh | 222 | Sub_sector | Industry | Steel | Industry (steel) | Energetic | industry_steel_demand_electricity_energetic | Electricity | EU | Energy demand | 0 | FEC
IE | TYNDP2026 | NT | 2035 | TWh | 223 | Sub_sector | Industry | Steel | Industry (steel) | Energetic | industry_steel_demand_hydrogen_energetic | Hydrogen | EU | Energy demand | 0 | FEC
IE | TYNDP2026 | NT | 2035 | TWh | 224 | Sub_sector | Industry | Steel | Industry (steel) | Energetic | industry_steel_demand_methane_energetic | Methane | EU | Energy demand | 0 | FEC
IE | TYNDP2026 | NT | 2035 | TWh | 225 | Sub_sector | Industry | Steel | Industry (steel) | Energetic | industry_steel_demand_heat_energetic | Heat | EU | Energy demand | 0 | FEC
IE | TYNDP2026 | NT | 2035 | TWh | 226 | Sub_sector | Industry | Steel | Industry (steel) | Energetic | industry_steel_demand_biomass_energetic | Biomass | EU | Energy demand | 0 | FEC
IE | TYNDP2026 | NT | 2035 | TWh | 227 | Sub_sector | Industry | Steel | Industry (steel) | Energetic | industry_steel_demand_coal_energetic | Solids | EU | Energy demand | 0 | FEC
IE | TYNDP2026 | NT | 2035 | TWh | 228 | Sub_sector | Industry | Steel | Industry (steel) | Energetic | industry_steel_demand_oil_energetic | Liquids | EU | Energy demand | 0 | FEC
IE | TYNDP2026 | NT | 2035 | TWh | 229 | Sub_sector | Industry | Steel | Industry (steel) | Energetic | industry_steel_demand_others_energetic | Others | EU | Energy demand | 0 | FEC
IE | TYNDP2026 | NT | 2035 | TWh | 230 | Sub_sector | Industry | Steel | Industry (steel) | Energetic | industry_steel_demand_ammonia_energetic | Ammonia | EU | Energy demand | 0 | FEC
IE | TYNDP2026 | NT | 2035 | TWh | 232 | Sub_sector | Transport | Cars | Transport (cars) | Energetic | transport_cars_final_demand_electricity | Electricity | EU | Energy demand | 3.9692 | FEC
IE | TYNDP2026 | NT | 2035 | TWh | 233 | Sub_sector | Transport | Cars | Transport (cars) | Energetic | transport_cars_final_demand_hydrogen | Hydrogen | EU | Energy demand | 0.41351 | FEC
IE | TYNDP2026 | NT | 2035 | TWh | 234 | Sub_sector | Transport | Cars | Transport (cars) | Energetic | transport_cars_final_demand_methane | Methane | EU | Energy demand | 0.7994 | FEC
IE | TYNDP2026 | NT | 2035 | TWh | 235 | Sub_sector | Transport | Cars | Transport (cars) | Energetic | transport_cars_final_demand_heat | Heat | EU | Energy demand | 0 | FEC
IE | TYNDP2026 | NT | 2035 | TWh | 236 | Sub_sector | Transport | Cars | Transport (cars) | Energetic | transport_cars_final_demand_biomass | Biomass | EU | Energy demand | 0 | FEC
IE | TYNDP2026 | NT | 2035 | TWh | 237 | Sub_sector | Transport | Cars | Transport (cars) | Energetic | transport_cars_final_demand_coal | Solids | EU | Energy demand | 0 | FEC
IE | TYNDP2026 | NT | 2035 | TWh | 238 | Sub_sector | Transport | Cars | Transport (cars) | Energetic | transport_cars_final_demand_oil | Liquids | EU | Energy demand | 14.3961 | FEC
IE | TYNDP2026 | NT | 2035 | TWh | 239 | Sub_sector | Transport | Cars | Transport (cars) | Energetic | transport_cars_final_demand_other | Others | EU | Energy demand | 0 | FEC
IE | TYNDP2026 | NT | 2035 | TWh | 240 | Sub_sector | Transport | Cars | Transport (cars) | Energetic | transport_cars_final_demand_ammonia | Ammonia | EU | Energy demand | 0 | FEC
IE | TYNDP2026 | NT | 2035 | TWh | 242 | Sub_sector | Transport | Busses | Transport (busses) | Energetic | transport_busses_final_demand_electricity | Electricity | EU | Energy demand | 0.42336 | FEC
IE | TYNDP2026 | NT | 2035 | TWh | 243 | Sub_sector | Transport | Busses | Transport (busses) | Energetic | transport_busses_final_demand_hydrogen | Hydrogen | EU | Energy demand | 0.033097 | FEC
IE | TYNDP2026 | NT | 2035 | TWh | 244 | Sub_sector | Transport | Busses | Transport (busses) | Energetic | transport_busses_final_demand_methane | Methane | EU | Energy demand | 0.2064 | FEC
IE | TYNDP2026 | NT | 2035 | TWh | 245 | Sub_sector | Transport | Busses | Transport (busses) | Energetic | transport_busses_final_demand_heat | Heat | EU | Energy demand | 0 | FEC
IE | TYNDP2026 | NT | 2035 | TWh | 246 | Sub_sector | Transport | Busses | Transport (busses) | Energetic | transport_busses_final_demand_biomass | Biomass | EU | Energy demand | 0 | FEC
IE | TYNDP2026 | NT | 2035 | TWh | 247 | Sub_sector | Transport | Busses | Transport (busses) | Energetic | transport_busses_final_demand_coal | Solids | EU | Energy demand | 0 | FEC
IE | TYNDP2026 | NT | 2035 | TWh | 248 | Sub_sector | Transport | Busses | Transport (busses) | Energetic | transport_busses_final_demand_oil | Liquids | EU | Energy demand | 1.2533 | FEC
IE | TYNDP2026 | NT | 2035 | TWh | 249 | Sub_sector | Transport | Busses | Transport (busses) | Energetic | transport_busses_final_demand_other | Others | EU | Energy demand | 0 | FEC
IE | TYNDP2026 | NT | 2035 | TWh | 250 | Sub_sector | Transport | Busses | Transport (busses) | Energetic | transport_busses_final_demand_ammonia | Ammonia | EU | Energy demand | 0 | FEC
IE | TYNDP2026 | NT | 2035 | TWh | 252 | Sub_sector | Transport | Trucks | Transport (trucks) | Energetic | transport_trucks_final_demand_electricity | Electricity | EU | Energy demand | 1.1555 | FEC
IE | TYNDP2026 | NT | 2035 | TWh | 253 | Sub_sector | Transport | Trucks | Transport (trucks) | Energetic | transport_trucks_final_demand_hydrogen | Hydrogen | EU | Energy demand | 1.0387 | FEC
IE | TYNDP2026 | NT | 2035 | TWh | 254 | Sub_sector | Transport | Trucks | Transport (trucks) | Energetic | transport_trucks_final_demand_methane | Methane | EU | Energy demand | 1.006 | FEC
IE | TYNDP2026 | NT | 2035 | TWh | 255 | Sub_sector | Transport | Trucks | Transport (trucks) | Energetic | transport_trucks_final_demand_heat | Heat | EU | Energy demand | 0 | FEC
IE | TYNDP2026 | NT | 2035 | TWh | 256 | Sub_sector | Transport | Trucks | Transport (trucks) | Energetic | transport_trucks_final_demand_biomass | Biomass | EU | Energy demand | 0 | FEC
IE | TYNDP2026 | NT | 2035 | TWh | 257 | Sub_sector | Transport | Trucks | Transport (trucks) | Energetic | transport_trucks_final_demand_coal | Solids | EU | Energy demand | 0 | FEC
IE | TYNDP2026 | NT | 2035 | TWh | 258 | Sub_sector | Transport | Trucks | Transport (trucks) | Energetic | transport_trucks_final_demand_oil | Liquids | EU | Energy demand | 5.0419 | FEC
IE | TYNDP2026 | NT | 2035 | TWh | 259 | Sub_sector | Transport | Trucks | Transport (trucks) | Energetic | transport_trucks_final_demand_other | Others | EU | Energy demand | 0 | FEC
IE | TYNDP2026 | NT | 2035 | TWh | 260 | Sub_sector | Transport | Trucks | Transport (trucks) | Energetic | transport_trucks_final_demand_ammonia | Ammonia | EU | Energy demand | 0 | FEC
IE | TYNDP2026 | NT | 2035 | TWh | 262 | Sub_sector | Transport | Vans | Transport (vans) | Energetic | transport_vans_final_demand_electricity | Electricity | EU | Energy demand | 0.25119 | FEC
IE | TYNDP2026 | NT | 2035 | TWh | 263 | Sub_sector | Transport | Vans | Transport (vans) | Energetic | transport_vans_final_demand_hydrogen | Hydrogen | EU | Energy demand | 0.073181 | FEC
IE | TYNDP2026 | NT | 2035 | TWh | 264 | Sub_sector | Transport | Vans | Transport (vans) | Energetic | transport_vans_final_demand_methane | Methane | EU | Energy demand | 0.073798 | FEC
IE | TYNDP2026 | NT | 2035 | TWh | 265 | Sub_sector | Transport | Vans | Transport (vans) | Energetic | transport_vans_final_demand_heat | Heat | EU | Energy demand | 0 | FEC
IE | TYNDP2026 | NT | 2035 | TWh | 266 | Sub_sector | Transport | Vans | Transport (vans) | Energetic | transport_vans_final_demand_biomass | Biomass | EU | Energy demand | 0 | FEC
IE | TYNDP2026 | NT | 2035 | TWh | 267 | Sub_sector | Transport | Vans | Transport (vans) | Energetic | transport_vans_final_demand_coal | Solids | EU | Energy demand | 0 | FEC
IE | TYNDP2026 | NT | 2035 | TWh | 268 | Sub_sector | Transport | Vans | Transport (vans) | Energetic | transport_vans_final_demand_oil | Liquids | EU | Energy demand | 1.5817 | FEC
IE | TYNDP2026 | NT | 2035 | TWh | 269 | Sub_sector | Transport | Vans | Transport (vans) | Energetic | transport_vans_final_demand_other | Others | EU | Energy demand | 0 | FEC
IE | TYNDP2026 | NT | 2035 | TWh | 270 | Sub_sector | Transport | Vans | Transport (vans) | Energetic | transport_vans_final_demand_ammonia | Ammonia | EU | Energy demand | 0 | FEC
IE | TYNDP2026 | NT | 2035 | TWh | 272 | Sub_sector | Transport | Freight trains | Transport (trains) | Energetic | transport_trains_final_demand_electricity | Electricity | EU | Energy demand | 0.16409 | FEC
IE | TYNDP2026 | NT | 2035 | TWh | 273 | Sub_sector | Transport | Freight trains | Transport (trains) | Energetic | transport_trains_final_demand_hydrogen | Hydrogen | EU | Energy demand | 0.016568 | FEC
IE | TYNDP2026 | NT | 2035 | TWh | 274 | Sub_sector | Transport | Freight trains | Transport (trains) | Energetic | transport_trains_final_demand_methane | Methane | EU | Energy demand | 0 | FEC
IE | TYNDP2026 | NT | 2035 | TWh | 275 | Sub_sector | Transport | Freight trains | Transport (trains) | Energetic | transport_trains_final_demand_heat | Heat | EU | Energy demand | 0 | FEC
IE | TYNDP2026 | NT | 2035 | TWh | 276 | Sub_sector | Transport | Freight trains | Transport (trains) | Energetic | transport_trains_final_demand_biomass | Biomass | EU | Energy demand | 0 | FEC
IE | TYNDP2026 | NT | 2035 | TWh | 277 | Sub_sector | Transport | Freight trains | Transport (trains) | Energetic | transport_trains_final_demand_coal | Solids | EU | Energy demand | 0 | FEC
IE | TYNDP2026 | NT | 2035 | TWh | 278 | Sub_sector | Transport | Freight trains | Transport (trains) | Energetic | transport_trains_final_demand_oil | Liquids | EU | Energy demand | 0.037999 | FEC
IE | TYNDP2026 | NT | 2035 | TWh | 279 | Sub_sector | Transport | Freight trains | Transport (trains) | Energetic | transport_trains_final_demand_other | Others | EU | Energy demand | 0 | FEC
IE | TYNDP2026 | NT | 2035 | TWh | 280 | Sub_sector | Transport | Freight trains | Transport (trains) | Energetic | transport_trains_final_demand_ammonia | Ammonia | EU | Energy demand | 0 | FEC
IE | TYNDP2026 | NT | 2035 | TWh | 282 | Sub_sector | Transport | Ships | Transport (ships) | Energetic | transport_ships_final_demand_electricity | Electricity | EU | Energy demand | 0 | FEC
IE | TYNDP2026 | NT | 2035 | TWh | 283 | Sub_sector | Transport | Ships | Transport (ships) | Energetic | transport_ships_final_demand_hydrogen | Hydrogen | EU | Energy demand | 0.058181 | FEC
IE | TYNDP2026 | NT | 2035 | TWh | 284 | Sub_sector | Transport | Ships | Transport (ships) | Energetic | transport_ships_final_demand_methane | Methane | EU | Energy demand | 0.4045 | FEC
IE | TYNDP2026 | NT | 2035 | TWh | 285 | Sub_sector | Transport | Ships | Transport (ships) | Energetic | transport_ships_final_demand_heat | Heat | EU | Energy demand | 0 | FEC
IE | TYNDP2026 | NT | 2035 | TWh | 286 | Sub_sector | Transport | Ships | Transport (ships) | Energetic | transport_ships_final_demand_biomass | Biomass | EU | Energy demand | 0 | FEC
IE | TYNDP2026 | NT | 2035 | TWh | 287 | Sub_sector | Transport | Ships | Transport (ships) | Energetic | transport_ships_final_demand_coal | Solids | EU | Energy demand | 0 | FEC
IE | TYNDP2026 | NT | 2035 | TWh | 288 | Sub_sector | Transport | Ships | Transport (ships) | Energetic | transport_ships_final_demand_oil | Liquids | EU | Energy demand | 0.64138 | FEC
IE | TYNDP2026 | NT | 2035 | TWh | 289 | Sub_sector | Transport | Ships | Transport (ships) | Energetic | transport_ships_final_demand_other | Others | EU | Energy demand | 0 | FEC
IE | TYNDP2026 | NT | 2035 | TWh | 290 | Sub_sector | Transport | Ships | Transport (ships) | Energetic | transport_ships_final_demand_ammonia | Ammonia | EU | Energy demand | 0 | FEC
IE | TYNDP2026 | NT | 2035 | TWh | 292 | Sub_sector | Transport | Planes | Transport (planes) | Energetic | transport_planes_final_demand_electricity | Electricity | EU | Energy demand | 0.0015436 | FEC
IE | TYNDP2026 | NT | 2035 | TWh | 293 | Sub_sector | Transport | Planes | Transport (planes) | Energetic | transport_planes_final_demand_hydrogen | Hydrogen | EU | Energy demand | 0.0018884 | FEC
IE | TYNDP2026 | NT | 2035 | TWh | 294 | Sub_sector | Transport | Planes | Transport (planes) | Energetic | transport_planes_final_demand_methane | Methane | EU | Energy demand | 0 | FEC
IE | TYNDP2026 | NT | 2035 | TWh | 295 | Sub_sector | Transport | Planes | Transport (planes) | Energetic | transport_planes_final_demand_heat | Heat | EU | Energy demand | 0 | FEC
IE | TYNDP2026 | NT | 2035 | TWh | 296 | Sub_sector | Transport | Planes | Transport (planes) | Energetic | transport_planes_final_demand_biomass | Biomass | EU | Energy demand | 0 | FEC
IE | TYNDP2026 | NT | 2035 | TWh | 297 | Sub_sector | Transport | Planes | Transport (planes) | Energetic | transport_planes_final_demand_coal | Solids | EU | Energy demand | 0 | FEC
IE | TYNDP2026 | NT | 2035 | TWh | 298 | Sub_sector | Transport | Planes | Transport (planes) | Energetic | transport_planes_final_demand_oil | Liquids | EU | Energy demand | 0.02328 | FEC
IE | TYNDP2026 | NT | 2035 | TWh | 299 | Sub_sector | Transport | Planes | Transport (planes) | Energetic | transport_planes_final_demand_other | Others | EU | Energy demand | 0 | FEC
IE | TYNDP2026 | NT | 2035 | TWh | 300 | Sub_sector | Transport | Planes | Transport (planes) | Energetic | transport_planes_final_demand_ammonia | Ammonia | EU | Energy demand | 0 | FEC
IE | TYNDP2026 | NT | 2035 | TWh | 302 | Sub_sector | Transport | Others | Transport (others) | Energetic | transport_other_final_demand_electricity | Electricity | EU | Energy demand | 0.00073271 | FEC
IE | TYNDP2026 | NT | 2035 | TWh | 303 | Sub_sector | Transport | Others | Transport (others) | Energetic | transport_other_final_demand_hydrogen | Hydrogen | EU | Energy demand | 0 | FEC
IE | TYNDP2026 | NT | 2035 | TWh | 304 | Sub_sector | Transport | Others | Transport (others) | Energetic | transport_other_final_demand_methane | Methane | EU | Energy demand | 0 | FEC
IE | TYNDP2026 | NT | 2035 | TWh | 305 | Sub_sector | Transport | Others | Transport (others) | Energetic | transport_other_final_demand_heat | Heat | EU | Energy demand | 0 | FEC
IE | TYNDP2026 | NT | 2035 | TWh | 306 | Sub_sector | Transport | Others | Transport (others) | Energetic | transport_other_final_demand_biomass | Biomass | EU | Energy demand | 0 | FEC
IE | TYNDP2026 | NT | 2035 | TWh | 307 | Sub_sector | Transport | Others | Transport (others) | Energetic | transport_other_final_demand_coal | Solids | EU | Energy demand | 0 | FEC
IE | TYNDP2026 | NT | 2035 | TWh | 308 | Sub_sector | Transport | Others | Transport (others) | Energetic | transport_other_final_demand_oil | Liquids | EU | Energy demand | 0.047232 | FEC
IE | TYNDP2026 | NT | 2035 | TWh | 309 | Sub_sector | Transport | Others | Transport (others) | Energetic | transport_other_final_demand_other | Others | EU | Energy demand | 0 | FEC
IE | TYNDP2026 | NT | 2035 | TWh | 310 | Sub_sector | Transport | Others | Transport (others) | Energetic | transport_other_final_demand_ammonia | Ammonia | EU | Energy demand | 0 | FEC
IE | TYNDP2026 | NT | 2035 | TWh | 312 | Sub_sector | International transport | International aviation | Transport (int. aviation) | Energetic | transport_int_aviation_final_demand_electricity | Electricity | EU | Energy demand | 0 | FEC
IE | TYNDP2026 | NT | 2035 | TWh | 313 | Sub_sector | International transport | International aviation | Transport (int. aviation) | Energetic | transport_int_aviation_final_demand_hydrogen | Hydrogen | EU | Energy demand | 0 | FEC
IE | TYNDP2026 | NT | 2035 | TWh | 314 | Sub_sector | International transport | International aviation | Transport (int. aviation) | Energetic | transport_int_aviation_final_demand_methane | Methane | EU | Energy demand | 0 | FEC
IE | TYNDP2026 | NT | 2035 | TWh | 315 | Sub_sector | International transport | International aviation | Transport (int. aviation) | Energetic | transport_int_aviation_final_demand_heat | Heat | EU | Energy demand | 0 | FEC
IE | TYNDP2026 | NT | 2035 | TWh | 316 | Sub_sector | International transport | International aviation | Transport (int. aviation) | Energetic | transport_int_aviation_final_demand_biofuels | Biomass | EU | Energy demand | 0 | FEC
IE | TYNDP2026 | NT | 2035 | TWh | 317 | Sub_sector | International transport | International aviation | Transport (int. aviation) | Energetic | transport_int_aviation_final_demand_coal | Solids | EU | Energy demand | 0 | FEC
IE | TYNDP2026 | NT | 2035 | TWh | 318 | Sub_sector | International transport | International aviation | Transport (int. aviation) | Energetic | transport_int_aviation_final_demand_oil | Liquids | EU | Energy demand | 11.6981 | FEC
IE | TYNDP2026 | NT | 2035 | TWh | 319 | Sub_sector | International transport | International aviation | Transport (int. aviation) | Energetic | transport_int_aviation_final_demand_other | Others | EU | Energy demand | 0 | FEC
IE | TYNDP2026 | NT | 2035 | TWh | 320 | Sub_sector | International transport | International aviation | Transport (int. aviation) | Energetic | transport_int_aviation_final_demand_ammonia | Ammonia | EU | Energy demand | 0 | FEC
IE | TYNDP2026 | NT | 2035 | TWh | 322 | Sub_sector | International transport | International shipping | Transport (int. shipping) | Energetic | transport_int_shipping_final_demand_electricity | Electricity | EU | Energy demand | 0 | not_included_in_FEC
IE | TYNDP2026 | NT | 2035 | TWh | 323 | Sub_sector | International transport | International shipping | Transport (int. shipping) | Energetic | transport_int_shipping_final_demand_hydrogen | Hydrogen | EU | Energy demand | 0.10862 | not_included_in_FEC
IE | TYNDP2026 | NT | 2035 | TWh | 324 | Sub_sector | International transport | International shipping | Transport (int. shipping) | Energetic | transport_int_shipping_final_demand_methane | Methane | EU | Energy demand | 0.46343 | not_included_in_FEC
IE | TYNDP2026 | NT | 2035 | TWh | 325 | Sub_sector | International transport | International shipping | Transport (int. shipping) | Energetic | transport_int_shipping_final_demand_heat | Heat | EU | Energy demand | 0 | not_included_in_FEC
IE | TYNDP2026 | NT | 2035 | TWh | 326 | Sub_sector | International transport | International shipping | Transport (int. shipping) | Energetic | transport_int_shipping_final_demand_biofuels | Biomass | EU | Energy demand | 0 | not_included_in_FEC
IE | TYNDP2026 | NT | 2035 | TWh | 327 | Sub_sector | International transport | International shipping | Transport (int. shipping) | Energetic | transport_int_shipping_final_demand_coal | Solids | EU | Energy demand | 0 | not_included_in_FEC
IE | TYNDP2026 | NT | 2035 | TWh | 328 | Sub_sector | International transport | International shipping | Transport (int. shipping) | Energetic | transport_int_shipping_final_demand_oil | Liquids | EU | Energy demand | 0.86001 | not_included_in_FEC
IE | TYNDP2026 | NT | 2035 | TWh | 329 | Sub_sector | International transport | International shipping | Transport (int. shipping) | Energetic | transport_int_shipping_final_demand_other | Others | EU | Energy demand | 0 | not_included_in_FEC
IE | TYNDP2026 | NT | 2035 | TWh | 330 | Sub_sector | International transport | International shipping | Transport (int. shipping) | Energetic | transport_int_shipping_final_demand_ammonia | Ammonia | EU | Energy demand | 0 | not_included_in_FEC
IE | TYNDP2026 | NT | 2035 | TWh | 332 | Sub_sector | Households | Space heating | Households (heating) | Energetic | households_heating_final_demand_electricity | Electricity | EU | Energy demand | 3.6864 | FEC
IE | TYNDP2026 | NT | 2035 | TWh | 333 | Sub_sector | Households | Space heating | Households (heating) | Energetic | households_heating_final_demand_hydrogen | Hydrogen | EU | Energy demand | 1.2143 | FEC
IE | TYNDP2026 | NT | 2035 | TWh | 334 | Sub_sector | Households | Space heating | Households (heating) | Energetic | households_heating_final_demand_methane | Methane | EU | Energy demand | 2.7859 | FEC
IE | TYNDP2026 | NT | 2035 | TWh | 335 | Sub_sector | Households | Space heating | Households (heating) | Energetic | households_heating_final_demand_heat | Heat | EU | Energy demand | 0.75993 | FEC
IE | TYNDP2026 | NT | 2035 | TWh | 336 | Sub_sector | Households | Space heating | Households (heating) | Energetic | households_heating_final_demand_biomass | Biomass | EU | Energy demand | 0.18852 | FEC
IE | TYNDP2026 | NT | 2035 | TWh | 337 | Sub_sector | Households | Space heating | Households (heating) | Energetic | households_heating_final_demand_coal | Solids | EU | Energy demand | 1.1062 | FEC
IE | TYNDP2026 | NT | 2035 | TWh | 338 | Sub_sector | Households | Space heating | Households (heating) | Energetic | households_heating_final_demand_oil | Liquids | EU | Energy demand | 2.2325 | FEC
IE | TYNDP2026 | NT | 2035 | TWh | 339 | Sub_sector | Households | Space heating | Households (heating) | Energetic | households_heating_final_demand_other | Others | EU | Energy demand | 0.017367 | FEC
IE | TYNDP2026 | NT | 2035 | TWh | 340 | Sub_sector | Households | Space heating | Households (heating) | Energetic | households_heating_final_demand_ammonia | Ammonia | EU | Energy demand | 0 | FEC
IE | TYNDP2026 | NT | 2035 | TWh | 343 | Sub_sector | Households | Cooling | Households (cooling) | Energetic | households_cooling_final_demand_electricity | Electricity | EU | Energy demand | 0 | FEC
IE | TYNDP2026 | NT | 2035 | TWh | 344 | Sub_sector | Households | Cooling | Households (cooling) | Energetic | households_cooling_final_demand_hydrogen | Hydrogen | EU | Energy demand | 0 | FEC
IE | TYNDP2026 | NT | 2035 | TWh | 345 | Sub_sector | Households | Cooling | Households (cooling) | Energetic | households_cooling_final_demand_methane | Methane | EU | Energy demand | 0 | FEC
IE | TYNDP2026 | NT | 2035 | TWh | 346 | Sub_sector | Households | Cooling | Households (cooling) | Energetic | households_cooling_final_demand_heat | Heat | EU | Energy demand | 0 | FEC
IE | TYNDP2026 | NT | 2035 | TWh | 347 | Sub_sector | Households | Cooling | Households (cooling) | Energetic | households_cooling_final_demand_biomass | Biomass | EU | Energy demand | 0 | FEC
IE | TYNDP2026 | NT | 2035 | TWh | 348 | Sub_sector | Households | Cooling | Households (cooling) | Energetic | households_cooling_final_demand_coal | Solids | EU | Energy demand | 0 | FEC
IE | TYNDP2026 | NT | 2035 | TWh | 349 | Sub_sector | Households | Cooling | Households (cooling) | Energetic | households_cooling_final_demand_oil | Liquids | EU | Energy demand | 0 | FEC
IE | TYNDP2026 | NT | 2035 | TWh | 350 | Sub_sector | Households | Cooling | Households (cooling) | Energetic | households_cooling_final_demand_other | Others | EU | Energy demand | 0 | FEC
IE | TYNDP2026 | NT | 2035 | TWh | 351 | Sub_sector | Households | Cooling | Households (cooling) | Energetic | households_cooling_final_demand_ammonia | Ammonia | EU | Energy demand | 0 | FEC
IE | TYNDP2026 | NT | 2035 | TWh | 354 | Sub_sector | Households | Hot water | Households (hot water) | Energetic | households_hot_water_final_demand_electricity | Electricity | EU | Energy demand | 1.8025 | FEC
IE | TYNDP2026 | NT | 2035 | TWh | 355 | Sub_sector | Households | Hot water | Households (hot water) | Energetic | households_hot_water_final_demand_hydrogen | Hydrogen | EU | Energy demand | 0.78115 | FEC
IE | TYNDP2026 | NT | 2035 | TWh | 356 | Sub_sector | Households | Hot water | Households (hot water) | Energetic | households_hot_water_final_demand_methane | Methane | EU | Energy demand | 1.7536 | FEC
IE | TYNDP2026 | NT | 2035 | TWh | 357 | Sub_sector | Households | Hot water | Households (hot water) | Energetic | households_hot_water_final_demand_heat | Heat | EU | Energy demand | 0.37494 | FEC
IE | TYNDP2026 | NT | 2035 | TWh | 358 | Sub_sector | Households | Hot water | Households (hot water) | Energetic | households_hot_water_final_demand_biomass | Biomass | EU | Energy demand | 0.080025 | FEC
IE | TYNDP2026 | NT | 2035 | TWh | 359 | Sub_sector | Households | Hot water | Households (hot water) | Energetic | households_hot_water_final_demand_coal | Solids | EU | Energy demand | 0.46955 | FEC
IE | TYNDP2026 | NT | 2035 | TWh | 360 | Sub_sector | Households | Hot water | Households (hot water) | Energetic | households_hot_water_final_demand_oil | Liquids | EU | Energy demand | 0.66468 | FEC
IE | TYNDP2026 | NT | 2035 | TWh | 361 | Sub_sector | Households | Hot water | Households (hot water) | Energetic | households_hot_water_final_demand_other | Others | EU | Energy demand | 0.3742 | FEC
IE | TYNDP2026 | NT | 2035 | TWh | 362 | Sub_sector | Households | Hot water | Households (hot water) | Energetic | households_hot_water_final_demand_ammonia | Ammonia | EU | Energy demand | 0 | FEC
IE | TYNDP2026 | NT | 2035 | TWh | 365 | Sub_sector | Households | Appliances | Households (appliances) | Energetic | households_appliances_final_demand_electricity | Electricity | EU | Energy demand | 6.4091 | FEC
IE | TYNDP2026 | NT | 2035 | TWh | 366 | Sub_sector | Households | Appliances | Households (appliances) | Energetic | households_appliances_final_demand_hydrogen | Hydrogen | EU | Energy demand | 0 | FEC
IE | TYNDP2026 | NT | 2035 | TWh | 367 | Sub_sector | Households | Appliances | Households (appliances) | Energetic | households_appliances_final_demand_methane | Methane | EU | Energy demand | 0.39737 | FEC
IE | TYNDP2026 | NT | 2035 | TWh | 368 | Sub_sector | Households | Appliances | Households (appliances) | Energetic | households_appliances_final_demand_heat | Heat | EU | Energy demand | 0 | FEC
IE | TYNDP2026 | NT | 2035 | TWh | 369 | Sub_sector | Households | Appliances | Households (appliances) | Energetic | households_appliances_final_demand_biomass | Biomass | EU | Energy demand | 0.0044907 | FEC
IE | TYNDP2026 | NT | 2035 | TWh | 370 | Sub_sector | Households | Appliances | Households (appliances) | Energetic | households_appliances_final_demand_coal | Solids | EU | Energy demand | 0 | FEC
IE | TYNDP2026 | NT | 2035 | TWh | 371 | Sub_sector | Households | Appliances | Households (appliances) | Energetic | households_appliances_final_demand_oil | Liquids | EU | Energy demand | 0 | FEC
IE | TYNDP2026 | NT | 2035 | TWh | 372 | Sub_sector | Households | Appliances | Households (appliances) | Energetic | households_appliances_final_demand_other | Others | EU | Energy demand | 0 | FEC
IE | TYNDP2026 | NT | 2035 | TWh | 373 | Sub_sector | Households | Appliances | Households (appliances) | Energetic | households_appliances_final_demand_ammonia | Ammonia | EU | Energy demand | 0 | FEC
IE | TYNDP2026 | NT | 2035 | TWh | 375 | Sub_sector | Buildings | Space heating | Buildings (heat) | Energetic | buildings_heat_final_demand_electricity | Electricity | EU | Energy demand | 2.4955 | FEC
IE | TYNDP2026 | NT | 2035 | TWh | 376 | Sub_sector | Buildings | Space heating | Buildings (heat) | Energetic | buildings_heat_final_demand_hydrogen | Hydrogen | EU | Energy demand | 0.48621 | FEC
IE | TYNDP2026 | NT | 2035 | TWh | 377 | Sub_sector | Buildings | Space heating | Buildings (heat) | Energetic | buildings_heat_final_demand_methane | Methane | EU | Energy demand | 1.7138 | FEC
IE | TYNDP2026 | NT | 2035 | TWh | 378 | Sub_sector | Buildings | Space heating | Buildings (heat) | Energetic | buildings_heat_final_demand_heat | Heat | EU | Energy demand | 0.26542 | FEC
IE | TYNDP2026 | NT | 2035 | TWh | 379 | Sub_sector | Buildings | Space heating | Buildings (heat) | Energetic | buildings_heat_final_demand_biomass | Biomass | EU | Energy demand | 0.18421 | FEC
IE | TYNDP2026 | NT | 2035 | TWh | 380 | Sub_sector | Buildings | Space heating | Buildings (heat) | Energetic | buildings_heat_final_demand_coal | Solids | EU | Energy demand | 0 | FEC
IE | TYNDP2026 | NT | 2035 | TWh | 381 | Sub_sector | Buildings | Space heating | Buildings (heat) | Energetic | buildings_heat_final_demand_oil | Liquids | EU | Energy demand | 0.49219 | FEC
IE | TYNDP2026 | NT | 2035 | TWh | 382 | Sub_sector | Buildings | Space heating | Buildings (heat) | Energetic | buildings_heat_final_demand_other | Others | EU | Energy demand | 0.00025177 | FEC
IE | TYNDP2026 | NT | 2035 | TWh | 383 | Sub_sector | Buildings | Space heating | Buildings (heat) | Energetic | buildings_heat_final_demand_ammonia | Ammonia | EU | Energy demand | 0 | FEC
IE | TYNDP2026 | NT | 2035 | TWh | 386 | Sub_sector | Buildings | Cooling | Buildings (cooling) | Energetic | buildings_cooling_final_demand_electricity | Electricity | EU | Energy demand | 0.69161 | FEC
IE | TYNDP2026 | NT | 2035 | TWh | 387 | Sub_sector | Buildings | Cooling | Buildings (cooling) | Energetic | buildings_cooling_final_demand_hydrogen | Hydrogen | EU | Energy demand | 0 | FEC
IE | TYNDP2026 | NT | 2035 | TWh | 388 | Sub_sector | Buildings | Cooling | Buildings (cooling) | Energetic | buildings_cooling_final_demand_methane | Methane | EU | Energy demand | 0 | FEC
IE | TYNDP2026 | NT | 2035 | TWh | 389 | Sub_sector | Buildings | Cooling | Buildings (cooling) | Energetic | buildings_cooling_final_demand_heat | Heat | EU | Energy demand | 0 | FEC
IE | TYNDP2026 | NT | 2035 | TWh | 390 | Sub_sector | Buildings | Cooling | Buildings (cooling) | Energetic | buildings_cooling_final_demand_biomass | Biomass | EU | Energy demand | 0 | FEC
IE | TYNDP2026 | NT | 2035 | TWh | 391 | Sub_sector | Buildings | Cooling | Buildings (cooling) | Energetic | buildings_cooling_final_demand_coal | Solids | EU | Energy demand | 0 | FEC
IE | TYNDP2026 | NT | 2035 | TWh | 392 | Sub_sector | Buildings | Cooling | Buildings (cooling) | Energetic | buildings_cooling_final_demand_oil | Liquids | EU | Energy demand | 0 | FEC
IE | TYNDP2026 | NT | 2035 | TWh | 393 | Sub_sector | Buildings | Cooling | Buildings (cooling) | Energetic | buildings_cooling_final_demand_other | Others | EU | Energy demand | 0 | FEC
IE | TYNDP2026 | NT | 2035 | TWh | 394 | Sub_sector | Buildings | Cooling | Buildings (cooling) | Energetic | buildings_cooling_final_demand_ammonia | Ammonia | EU | Energy demand | 0 | FEC
IE | TYNDP2026 | NT | 2035 | TWh | 397 | Sub_sector | Buildings | Appliances | Buildings (appliances) | Energetic | buildings_appliances_final_demand_electricity | Electricity | EU | Energy demand | 9.8312 | FEC
IE | TYNDP2026 | NT | 2035 | TWh | 398 | Sub_sector | Buildings | Appliances | Buildings (appliances) | Energetic | buildings_appliances_final_demand_hydrogen | Hydrogen | EU | Energy demand | 0 | FEC
IE | TYNDP2026 | NT | 2035 | TWh | 399 | Sub_sector | Buildings | Appliances | Buildings (appliances) | Energetic | buildings_appliances_final_demand_methane | Methane | EU | Energy demand | 2.0624 | FEC
IE | TYNDP2026 | NT | 2035 | TWh | 400 | Sub_sector | Buildings | Appliances | Buildings (appliances) | Energetic | buildings_appliances_final_demand_heat | Heat | EU | Energy demand | 0 | FEC
IE | TYNDP2026 | NT | 2035 | TWh | 401 | Sub_sector | Buildings | Appliances | Buildings (appliances) | Energetic | buildings_appliances_final_demand_biomass | Biomass | EU | Energy demand | 0 | FEC
IE | TYNDP2026 | NT | 2035 | TWh | 402 | Sub_sector | Buildings | Appliances | Buildings (appliances) | Energetic | buildings_appliances_final_demand_coal | Solids | EU | Energy demand | 0 | FEC
IE | TYNDP2026 | NT | 2035 | TWh | 403 | Sub_sector | Buildings | Appliances | Buildings (appliances) | Energetic | buildings_appliances_final_demand_oil | Liquids | EU | Energy demand | 0 | FEC
IE | TYNDP2026 | NT | 2035 | TWh | 404 | Sub_sector | Buildings | Appliances | Buildings (appliances) | Energetic | buildings_appliances_final_demand_other | Others | EU | Energy demand | 0 | FEC
IE | TYNDP2026 | NT | 2035 | TWh | 405 | Sub_sector | Buildings | Appliances | Buildings (appliances) | Energetic | buildings_appliances_final_demand_ammonia | Ammonia | EU | Energy demand | 0 | FEC
IE | TYNDP2026 | NT | 2035 | TWh | 407 | Sub_sector | Buildings | Datacenters | Datacenters & ICT | Energetic | datacentres_final_demand_electricity_energetic | Electricity | EU | Energy demand | 9.9192 | FEC
IE | TYNDP2026 | NT | 2035 | TWh | 408 | Sub_sector | Buildings | Datacenters | Datacenters & ICT | Energetic | datacentres_final_demand_hydrogen_energetic | Hydrogen | EU | Energy demand | 0 | FEC
IE | TYNDP2026 | NT | 2035 | TWh | 409 | Sub_sector | Buildings | Datacenters | Datacenters & ICT | Energetic | datacentres_final_demand_methane_energetic | Methane | EU | Energy demand | 0 | FEC
IE | TYNDP2026 | NT | 2035 | TWh | 410 | Sub_sector | Buildings | Datacenters | Datacenters & ICT | Energetic | datacentres_final_demand_heat_energetic | Heat | EU | Energy demand | 0 | FEC
IE | TYNDP2026 | NT | 2035 | TWh | 411 | Sub_sector | Buildings | Datacenters | Datacenters & ICT | Energetic | datacentres_final_demand_biomass_energetic | Biomass | EU | Energy demand | 0 | FEC
IE | TYNDP2026 | NT | 2035 | TWh | 412 | Sub_sector | Buildings | Datacenters | Datacenters & ICT | Energetic | datacentres_final_demand_coal_energetic | Solids | EU | Energy demand | 0 | FEC
IE | TYNDP2026 | NT | 2035 | TWh | 413 | Sub_sector | Buildings | Datacenters | Datacenters & ICT | Energetic | datacentres_final_demand_oil_energetic | Liquids | EU | Energy demand | 0 | FEC
IE | TYNDP2026 | NT | 2035 | TWh | 414 | Sub_sector | Buildings | Datacenters | Datacenters & ICT | Energetic | datacentres_final_demand_other_energetic | Others | EU | Energy demand | 0 | FEC
IE | TYNDP2026 | NT | 2035 | TWh | 415 | Sub_sector | Buildings | Datacenters | Datacenters & ICT | Energetic | datacentres_final_demand_ammonia_energetic | Ammonia | EU | Energy demand | 0 | FEC
IE | TYNDP2026 | NT | 2035 | TWh | 417 | Sub_sector | Transport | Others_Sector | Others_Sector | Energetic | other_final_demand_electricity_energetic | Electricity | EU | Energy demand | 0 | FEC
IE | TYNDP2026 | NT | 2035 | TWh | 418 | Sub_sector | Transport | Others_Sector | Others_Sector | Energetic | other_final_demand_hydrogen_energetic | Hydrogen | EU | Energy demand | 0 | FEC
IE | TYNDP2026 | NT | 2035 | TWh | 419 | Sub_sector | Transport | Pipeline Transport | Others_Sector | Energetic | other_final_demand_methane_energetic | Methane | EU | Energy demand | 0.19744 | FEC
IE | TYNDP2026 | NT | 2035 | TWh | 420 | Sub_sector | Transport | Others_Sector | Others_Sector | Energetic | other_final_demand_heat_energetic | Heat | EU | Energy demand | 0 | FEC
IE | TYNDP2026 | NT | 2035 | TWh | 421 | Sub_sector | Transport | Others_Sector | Others_Sector | Energetic | other_final_demand_biomass_energetic | Biomass | EU | Energy demand | 0 | FEC
IE | TYNDP2026 | NT | 2035 | TWh | 422 | Sub_sector | Transport | Others_Sector | Others_Sector | Energetic | other_final_demand_coal_energetic | Solids | EU | Energy demand | 0 | FEC