PL | TYNDP2026 | LEV | 2040 | TWh | 299 | Sub_sector | Transport | Planes | Transport (planes) | Energetic | transport_planes_final_demand_other | Others | EU | Energy demand | 0 | FEC
PL | TYNDP2026 | LEV | 2040 | TWh | 300 | Sub_sector | Transport | Planes | Transport (planes) | Energetic | transport_planes_final_demand_ammonia | Ammonia | EU | Energy demand | 0 | FEC
PL | TYNDP2026 | LEV | 2040 | TWh | 302 | Sub_sector | Transport | Others | Transport (others) | Energetic | transport_other_final_demand_electricity | Electricity | EU | Energy demand | 0.0084785 | FEC
PL | TYNDP2026 | LEV | 2040 | TWh | 303 | Sub_sector | Transport | Others | Transport (others) | Energetic | transport_other_final_demand_hydrogen | Hydrogen | EU | Energy demand | 0 | FEC
PL | TYNDP2026 | LEV | 2040 | TWh | 304 | Sub_sector | Transport | Others | Transport (others) | Energetic | transport_other_final_demand_methane | Methane | EU | Energy demand | 0 | FEC
PL | TYNDP2026 | LEV | 2040 | TWh | 305 | Sub_sector | Transport | Others | Transport (others) | Energetic | transport_other_final_demand_heat | Heat | EU | Energy demand | 0 | FEC
PL | TYNDP2026 | LEV | 2040 | TWh | 306 | Sub_sector | Transport | Others | Transport (others) | Energetic | transport_other_final_demand_biomass | Biomass | EU | Energy demand | 0 | FEC
PL | TYNDP2026 | LEV | 2040 | TWh | 307 | Sub_sector | Transport | Others | Transport (others) | Energetic | transport_other_final_demand_coal | Solids | EU | Energy demand | 0 | FEC
PL | TYNDP2026 | LEV | 2040 | TWh | 308 | Sub_sector | Transport | Others | Transport (others) | Energetic | transport_other_final_demand_oil | Liquids | EU | Energy demand | 1.4671 | FEC
PL | TYNDP2026 | LEV | 2040 | TWh | 309 | Sub_sector | Transport | Others | Transport (others) | Energetic | transport_other_final_demand_other | Others | EU | Energy demand | 0 | FEC
PL | TYNDP2026 | LEV | 2040 | TWh | 310 | Sub_sector | Transport | Others | Transport (others) | Energetic | transport_other_final_demand_ammonia | Ammonia | EU | Energy demand | 0 | FEC
PL | TYNDP2026 | LEV | 2040 | TWh | 312 | Sub_sector | International transport | International aviation | Transport (int. aviation) | Energetic | transport_int_aviation_final_demand_electricity | Electricity | EU | Energy demand | 0 | FEC
PL | TYNDP2026 | LEV | 2040 | TWh | 313 | Sub_sector | International transport | International aviation | Transport (int. aviation) | Energetic | transport_int_aviation_final_demand_hydrogen | Hydrogen | EU | Energy demand | 0 | FEC
PL | TYNDP2026 | LEV | 2040 | TWh | 314 | Sub_sector | International transport | International aviation | Transport (int. aviation) | Energetic | transport_int_aviation_final_demand_methane | Methane | EU | Energy demand | 0 | FEC
PL | TYNDP2026 | LEV | 2040 | TWh | 315 | Sub_sector | International transport | International aviation | Transport (int. aviation) | Energetic | transport_int_aviation_final_demand_heat | Heat | EU | Energy demand | 0 | FEC
PL | TYNDP2026 | LEV | 2040 | TWh | 316 | Sub_sector | International transport | International aviation | Transport (int. aviation) | Energetic | transport_int_aviation_final_demand_biofuels | Biomass | EU | Energy demand | 0 | FEC
PL | TYNDP2026 | LEV | 2040 | TWh | 317 | Sub_sector | International transport | International aviation | Transport (int. aviation) | Energetic | transport_int_aviation_final_demand_coal | Solids | EU | Energy demand | 0 | FEC
PL | TYNDP2026 | LEV | 2040 | TWh | 318 | Sub_sector | International transport | International aviation | Transport (int. aviation) | Energetic | transport_int_aviation_final_demand_oil | Liquids | EU | Energy demand | 10.9917 | FEC
PL | TYNDP2026 | LEV | 2040 | TWh | 319 | Sub_sector | International transport | International aviation | Transport (int. aviation) | Energetic | transport_int_aviation_final_demand_other | Others | EU | Energy demand | 0 | FEC
PL | TYNDP2026 | LEV | 2040 | TWh | 320 | Sub_sector | International transport | International aviation | Transport (int. aviation) | Energetic | transport_int_aviation_final_demand_ammonia | Ammonia | EU | Energy demand | 0 | FEC
PL | TYNDP2026 | LEV | 2040 | TWh | 322 | Sub_sector | International transport | International shipping | Transport (int. shipping) | Energetic | transport_int_shipping_final_demand_electricity | Electricity | EU | Energy demand | 0 | not_included_in_FEC
PL | TYNDP2026 | LEV | 2040 | TWh | 323 | Sub_sector | International transport | International shipping | Transport (int. shipping) | Energetic | transport_int_shipping_final_demand_hydrogen | Hydrogen | EU | Energy demand | 0 | not_included_in_FEC
PL | TYNDP2026 | LEV | 2040 | TWh | 324 | Sub_sector | International transport | International shipping | Transport (int. shipping) | Energetic | transport_int_shipping_final_demand_methane | Methane | EU | Energy demand | 0 | not_included_in_FEC
PL | TYNDP2026 | LEV | 2040 | TWh | 325 | Sub_sector | International transport | International shipping | Transport (int. shipping) | Energetic | transport_int_shipping_final_demand_heat | Heat | EU | Energy demand | 0 | not_included_in_FEC
PL | TYNDP2026 | LEV | 2040 | TWh | 326 | Sub_sector | International transport | International shipping | Transport (int. shipping) | Energetic | transport_int_shipping_final_demand_biofuels | Biomass | EU | Energy demand | 0 | not_included_in_FEC
PL | TYNDP2026 | LEV | 2040 | TWh | 327 | Sub_sector | International transport | International shipping | Transport (int. shipping) | Energetic | transport_int_shipping_final_demand_coal | Solids | EU | Energy demand | 0 | not_included_in_FEC
PL | TYNDP2026 | LEV | 2040 | TWh | 328 | Sub_sector | International transport | International shipping | Transport (int. shipping) | Energetic | transport_int_shipping_final_demand_oil | Liquids | EU | Energy demand | 2.6582 | not_included_in_FEC
PL | TYNDP2026 | LEV | 2040 | TWh | 329 | Sub_sector | International transport | International shipping | Transport (int. shipping) | Energetic | transport_int_shipping_final_demand_other | Others | EU | Energy demand | 0 | not_included_in_FEC
PL | TYNDP2026 | LEV | 2040 | TWh | 330 | Sub_sector | International transport | International shipping | Transport (int. shipping) | Energetic | transport_int_shipping_final_demand_ammonia | Ammonia | EU | Energy demand | 0 | not_included_in_FEC
PL | TYNDP2026 | LEV | 2040 | TWh | 332 | Sub_sector | Households | Space heating | Households (heating) | Energetic | households_heating_final_demand_electricity | Electricity | EU | Energy demand | 15.3305 | FEC
PL | TYNDP2026 | LEV | 2040 | TWh | 333 | Sub_sector | Households | Space heating | Households (heating) | Energetic | households_heating_final_demand_hydrogen | Hydrogen | EU | Energy demand | 0 | FEC
PL | TYNDP2026 | LEV | 2040 | TWh | 334 | Sub_sector | Households | Space heating | Households (heating) | Energetic | households_heating_final_demand_methane | Methane | EU | Energy demand | 35.5858 | FEC
PL | TYNDP2026 | LEV | 2040 | TWh | 335 | Sub_sector | Households | Space heating | Households (heating) | Energetic | households_heating_final_demand_heat | Heat | EU | Energy demand | 28.8656 | FEC
PL | TYNDP2026 | LEV | 2040 | TWh | 336 | Sub_sector | Households | Space heating | Households (heating) | Energetic | households_heating_final_demand_biomass | Biomass | EU | Energy demand | 26.9572 | FEC
PL | TYNDP2026 | LEV | 2040 | TWh | 337 | Sub_sector | Households | Space heating | Households (heating) | Energetic | households_heating_final_demand_coal | Solids | EU | Energy demand | 5.0075 | FEC
PL | TYNDP2026 | LEV | 2040 | TWh | 338 | Sub_sector | Households | Space heating | Households (heating) | Energetic | households_heating_final_demand_oil | Liquids | EU | Energy demand | 3.6205 | FEC
PL | TYNDP2026 | LEV | 2040 | TWh | 339 | Sub_sector | Households | Space heating | Households (heating) | Energetic | households_heating_final_demand_other | Others | EU | Energy demand | 12.1238 | FEC
PL | TYNDP2026 | LEV | 2040 | TWh | 340 | Sub_sector | Households | Space heating | Households (heating) | Energetic | households_heating_final_demand_ammonia | Ammonia | EU | Energy demand | 0 | FEC
PL | TYNDP2026 | LEV | 2040 | TWh | 343 | Sub_sector | Households | Cooling | Households (cooling) | Energetic | households_cooling_final_demand_electricity | Electricity | EU | Energy demand | 0 | FEC
PL | TYNDP2026 | LEV | 2040 | TWh | 344 | Sub_sector | Households | Cooling | Households (cooling) | Energetic | households_cooling_final_demand_hydrogen | Hydrogen | EU | Energy demand | 0 | FEC
PL | TYNDP2026 | LEV | 2040 | TWh | 345 | Sub_sector | Households | Cooling | Households (cooling) | Energetic | households_cooling_final_demand_methane | Methane | EU | Energy demand | 0 | FEC
PL | TYNDP2026 | LEV | 2040 | TWh | 346 | Sub_sector | Households | Cooling | Households (cooling) | Energetic | households_cooling_final_demand_heat | Heat | EU | Energy demand | 0 | FEC
PL | TYNDP2026 | LEV | 2040 | TWh | 347 | Sub_sector | Households | Cooling | Households (cooling) | Energetic | households_cooling_final_demand_biomass | Biomass | EU | Energy demand | 0 | FEC
PL | TYNDP2026 | LEV | 2040 | TWh | 348 | Sub_sector | Households | Cooling | Households (cooling) | Energetic | households_cooling_final_demand_coal | Solids | EU | Energy demand | 0 | FEC
PL | TYNDP2026 | LEV | 2040 | TWh | 349 | Sub_sector | Households | Cooling | Households (cooling) | Energetic | households_cooling_final_demand_oil | Liquids | EU | Energy demand | 0 | FEC
PL | TYNDP2026 | LEV | 2040 | TWh | 350 | Sub_sector | Households | Cooling | Households (cooling) | Energetic | households_cooling_final_demand_other | Others | EU | Energy demand | 0 | FEC
PL | TYNDP2026 | LEV | 2040 | TWh | 351 | Sub_sector | Households | Cooling | Households (cooling) | Energetic | households_cooling_final_demand_ammonia | Ammonia | EU | Energy demand | 0 | FEC
PL | TYNDP2026 | LEV | 2040 | TWh | 354 | Sub_sector | Households | Hot water | Households (hot water) | Energetic | households_hot_water_final_demand_electricity | Electricity | EU | Energy demand | 0.50516 | FEC
PL | TYNDP2026 | LEV | 2040 | TWh | 355 | Sub_sector | Households | Hot water | Households (hot water) | Energetic | households_hot_water_final_demand_hydrogen | Hydrogen | EU | Energy demand | 0 | FEC
PL | TYNDP2026 | LEV | 2040 | TWh | 356 | Sub_sector | Households | Hot water | Households (hot water) | Energetic | households_hot_water_final_demand_methane | Methane | EU | Energy demand | 0.6889 | FEC
PL | TYNDP2026 | LEV | 2040 | TWh | 357 | Sub_sector | Households | Hot water | Households (hot water) | Energetic | households_hot_water_final_demand_heat | Heat | EU | Energy demand | 0.7373 | FEC
PL | TYNDP2026 | LEV | 2040 | TWh | 358 | Sub_sector | Households | Hot water | Households (hot water) | Energetic | households_hot_water_final_demand_biomass | Biomass | EU | Energy demand | 0.41166 | FEC
PL | TYNDP2026 | LEV | 2040 | TWh | 359 | Sub_sector | Households | Hot water | Households (hot water) | Energetic | households_hot_water_final_demand_coal | Solids | EU | Energy demand | 0.048265 | FEC
PL | TYNDP2026 | LEV | 2040 | TWh | 360 | Sub_sector | Households | Hot water | Households (hot water) | Energetic | households_hot_water_final_demand_oil | Liquids | EU | Energy demand | 0.034896 | FEC
PL | TYNDP2026 | LEV | 2040 | TWh | 361 | Sub_sector | Households | Hot water | Households (hot water) | Energetic | households_hot_water_final_demand_other | Others | EU | Energy demand | 30.3317 | FEC
PL | TYNDP2026 | LEV | 2040 | TWh | 362 | Sub_sector | Households | Hot water | Households (hot water) | Energetic | households_hot_water_final_demand_ammonia | Ammonia | EU | Energy demand | 0 | FEC
PL | TYNDP2026 | LEV | 2040 | TWh | 365 | Sub_sector | Households | Appliances | Households (appliances) | Energetic | households_appliances_final_demand_electricity | Electricity | EU | Energy demand | 24.2336 | FEC
PL | TYNDP2026 | LEV | 2040 | TWh | 366 | Sub_sector | Households | Appliances | Households (appliances) | Energetic | households_appliances_final_demand_hydrogen | Hydrogen | EU | Energy demand | 0 | FEC
PL | TYNDP2026 | LEV | 2040 | TWh | 367 | Sub_sector | Households | Appliances | Households (appliances) | Energetic | households_appliances_final_demand_methane | Methane | EU | Energy demand | 6.0086 | FEC
PL | TYNDP2026 | LEV | 2040 | TWh | 368 | Sub_sector | Households | Appliances | Households (appliances) | Energetic | households_appliances_final_demand_heat | Heat | EU | Energy demand | 0 | FEC
PL | TYNDP2026 | LEV | 2040 | TWh | 369 | Sub_sector | Households | Appliances | Households (appliances) | Energetic | households_appliances_final_demand_biomass | Biomass | EU | Energy demand | 0.081422 | FEC
PL | TYNDP2026 | LEV | 2040 | TWh | 370 | Sub_sector | Households | Appliances | Households (appliances) | Energetic | households_appliances_final_demand_coal | Solids | EU | Energy demand | 0 | FEC
PL | TYNDP2026 | LEV | 2040 | TWh | 371 | Sub_sector | Households | Appliances | Households (appliances) | Energetic | households_appliances_final_demand_oil | Liquids | EU | Energy demand | 0 | FEC
PL | TYNDP2026 | LEV | 2040 | TWh | 372 | Sub_sector | Households | Appliances | Households (appliances) | Energetic | households_appliances_final_demand_other | Others | EU | Energy demand | 0 | FEC
PL | TYNDP2026 | LEV | 2040 | TWh | 373 | Sub_sector | Households | Appliances | Households (appliances) | Energetic | households_appliances_final_demand_ammonia | Ammonia | EU | Energy demand | 0 | FEC
PL | TYNDP2026 | LEV | 2040 | TWh | 375 | Sub_sector | Buildings | Space heating | Buildings (heat) | Energetic | buildings_heat_final_demand_electricity | Electricity | EU | Energy demand | 18.103 | FEC
PL | TYNDP2026 | LEV | 2040 | TWh | 376 | Sub_sector | Buildings | Space heating | Buildings (heat) | Energetic | buildings_heat_final_demand_hydrogen | Hydrogen | EU | Energy demand | 0 | FEC
PL | TYNDP2026 | LEV | 2040 | TWh | 377 | Sub_sector | Buildings | Space heating | Buildings (heat) | Energetic | buildings_heat_final_demand_methane | Methane | EU | Energy demand | 8.0341 | FEC
PL | TYNDP2026 | LEV | 2040 | TWh | 378 | Sub_sector | Buildings | Space heating | Buildings (heat) | Energetic | buildings_heat_final_demand_heat | Heat | EU | Energy demand | 11.5275 | FEC
PL | TYNDP2026 | LEV | 2040 | TWh | 379 | Sub_sector | Buildings | Space heating | Buildings (heat) | Energetic | buildings_heat_final_demand_biomass | Biomass | EU | Energy demand | 2.4367 | FEC
PL | TYNDP2026 | LEV | 2040 | TWh | 380 | Sub_sector | Buildings | Space heating | Buildings (heat) | Energetic | buildings_heat_final_demand_coal | Solids | EU | Energy demand | 1.3359 | FEC
PL | TYNDP2026 | LEV | 2040 | TWh | 381 | Sub_sector | Buildings | Space heating | Buildings (heat) | Energetic | buildings_heat_final_demand_oil | Liquids | EU | Energy demand | 0 | FEC
PL | TYNDP2026 | LEV | 2040 | TWh | 382 | Sub_sector | Buildings | Space heating | Buildings (heat) | Energetic | buildings_heat_final_demand_other | Others | EU | Energy demand | 2.8103 | FEC
PL | TYNDP2026 | LEV | 2040 | TWh | 383 | Sub_sector | Buildings | Space heating | Buildings (heat) | Energetic | buildings_heat_final_demand_ammonia | Ammonia | EU | Energy demand | 0 | FEC
PL | TYNDP2026 | LEV | 2040 | TWh | 386 | Sub_sector | Buildings | Cooling | Buildings (cooling) | Energetic | buildings_cooling_final_demand_electricity | Electricity | EU | Energy demand | 1.1461 | FEC
PL | TYNDP2026 | LEV | 2040 | TWh | 387 | Sub_sector | Buildings | Cooling | Buildings (cooling) | Energetic | buildings_cooling_final_demand_hydrogen | Hydrogen | EU | Energy demand | 0 | FEC
PL | TYNDP2026 | LEV | 2040 | TWh | 388 | Sub_sector | Buildings | Cooling | Buildings (cooling) | Energetic | buildings_cooling_final_demand_methane | Methane | EU | Energy demand | 0.0055584 | FEC
PL | TYNDP2026 | LEV | 2040 | TWh | 389 | Sub_sector | Buildings | Cooling | Buildings (cooling) | Energetic | buildings_cooling_final_demand_heat | Heat | EU | Energy demand | 0 | FEC
PL | TYNDP2026 | LEV | 2040 | TWh | 390 | Sub_sector | Buildings | Cooling | Buildings (cooling) | Energetic | buildings_cooling_final_demand_biomass | Biomass | EU | Energy demand | 0 | FEC
PL | TYNDP2026 | LEV | 2040 | TWh | 391 | Sub_sector | Buildings | Cooling | Buildings (cooling) | Energetic | buildings_cooling_final_demand_coal | Solids | EU | Energy demand | 0 | FEC
PL | TYNDP2026 | LEV | 2040 | TWh | 392 | Sub_sector | Buildings | Cooling | Buildings (cooling) | Energetic | buildings_cooling_final_demand_oil | Liquids | EU | Energy demand | 0 | FEC
PL | TYNDP2026 | LEV | 2040 | TWh | 393 | Sub_sector | Buildings | Cooling | Buildings (cooling) | Energetic | buildings_cooling_final_demand_other | Others | EU | Energy demand | 0 | FEC
PL | TYNDP2026 | LEV | 2040 | TWh | 394 | Sub_sector | Buildings | Cooling | Buildings (cooling) | Energetic | buildings_cooling_final_demand_ammonia | Ammonia | EU | Energy demand | 0 | FEC
PL | TYNDP2026 | LEV | 2040 | TWh | 397 | Sub_sector | Buildings | Appliances | Buildings (appliances) | Energetic | buildings_appliances_final_demand_electricity | Electricity | EU | Energy demand | 35.2409 | FEC
PL | TYNDP2026 | LEV | 2040 | TWh | 398 | Sub_sector | Buildings | Appliances | Buildings (appliances) | Energetic | buildings_appliances_final_demand_hydrogen | Hydrogen | EU | Energy demand | 0 | FEC
PL | TYNDP2026 | LEV | 2040 | TWh | 399 | Sub_sector | Buildings | Appliances | Buildings (appliances) | Energetic | buildings_appliances_final_demand_methane | Methane | EU | Energy demand | 5.0676 | FEC
PL | TYNDP2026 | LEV | 2040 | TWh | 400 | Sub_sector | Buildings | Appliances | Buildings (appliances) | Energetic | buildings_appliances_final_demand_heat | Heat | EU | Energy demand | 0 | FEC
PL | TYNDP2026 | LEV | 2040 | TWh | 401 | Sub_sector | Buildings | Appliances | Buildings (appliances) | Energetic | buildings_appliances_final_demand_biomass | Biomass | EU | Energy demand | 0 | FEC
PL | TYNDP2026 | LEV | 2040 | TWh | 402 | Sub_sector | Buildings | Appliances | Buildings (appliances) | Energetic | buildings_appliances_final_demand_coal | Solids | EU | Energy demand | 0 | FEC
PL | TYNDP2026 | LEV | 2040 | TWh | 403 | Sub_sector | Buildings | Appliances | Buildings (appliances) | Energetic | buildings_appliances_final_demand_oil | Liquids | EU | Energy demand | 0 | FEC
PL | TYNDP2026 | LEV | 2040 | TWh | 404 | Sub_sector | Buildings | Appliances | Buildings (appliances) | Energetic | buildings_appliances_final_demand_other | Others | EU | Energy demand | 0 | FEC
PL | TYNDP2026 | LEV | 2040 | TWh | 405 | Sub_sector | Buildings | Appliances | Buildings (appliances) | Energetic | buildings_appliances_final_demand_ammonia | Ammonia | EU | Energy demand | 0 | FEC
PL | TYNDP2026 | LEV | 2040 | TWh | 407 | Sub_sector | Buildings | Datacenters | Datacenters & ICT | Energetic | datacentres_final_demand_electricity_energetic | Electricity | EU | Energy demand | 3.1054 | FEC
PL | TYNDP2026 | LEV | 2040 | TWh | 408 | Sub_sector | Buildings | Datacenters | Datacenters & ICT | Energetic | datacentres_final_demand_hydrogen_energetic | Hydrogen | EU | Energy demand | 0 | FEC
PL | TYNDP2026 | LEV | 2040 | TWh | 409 | Sub_sector | Buildings | Datacenters | Datacenters & ICT | Energetic | datacentres_final_demand_methane_energetic | Methane | EU | Energy demand | 0 | FEC
PL | TYNDP2026 | LEV | 2040 | TWh | 410 | Sub_sector | Buildings | Datacenters | Datacenters & ICT | Energetic | datacentres_final_demand_heat_energetic | Heat | EU | Energy demand | 0 | FEC
PL | TYNDP2026 | LEV | 2040 | TWh | 411 | Sub_sector | Buildings | Datacenters | Datacenters & ICT | Energetic | datacentres_final_demand_biomass_energetic | Biomass | EU | Energy demand | 0 | FEC
PL | TYNDP2026 | LEV | 2040 | TWh | 412 | Sub_sector | Buildings | Datacenters | Datacenters & ICT | Energetic | datacentres_final_demand_coal_energetic | Solids | EU | Energy demand | 0 | FEC
PL | TYNDP2026 | LEV | 2040 | TWh | 413 | Sub_sector | Buildings | Datacenters | Datacenters & ICT | Energetic | datacentres_final_demand_oil_energetic | Liquids | EU | Energy demand | 0 | FEC
PL | TYNDP2026 | LEV | 2040 | TWh | 414 | Sub_sector | Buildings | Datacenters | Datacenters & ICT | Energetic | datacentres_final_demand_other_energetic | Others | EU | Energy demand | 0 | FEC
PL | TYNDP2026 | LEV | 2040 | TWh | 415 | Sub_sector | Buildings | Datacenters | Datacenters & ICT | Energetic | datacentres_final_demand_ammonia_energetic | Ammonia | EU | Energy demand | 0 | FEC
PL | TYNDP2026 | LEV | 2040 | TWh | 417 | Sub_sector | Transport | Others_Sector | Others_Sector | Energetic | other_final_demand_electricity_energetic | Electricity | EU | Energy demand | 0 | FEC
PL | TYNDP2026 | LEV | 2040 | TWh | 418 | Sub_sector | Transport | Others_Sector | Others_Sector | Energetic | other_final_demand_hydrogen_energetic | Hydrogen | EU | Energy demand | 0 | FEC
PL | TYNDP2026 | LEV | 2040 | TWh | 419 | Sub_sector | Transport | Pipeline Transport | Others_Sector | Energetic | other_final_demand_methane_energetic | Methane | EU | Energy demand | 4.55 | FEC
PL | TYNDP2026 | LEV | 2040 | TWh | 420 | Sub_sector | Transport | Others_Sector | Others_Sector | Energetic | other_final_demand_heat_energetic | Heat | EU | Energy demand | 0 | FEC
PL | TYNDP2026 | LEV | 2040 | TWh | 421 | Sub_sector | Transport | Others_Sector | Others_Sector | Energetic | other_final_demand_biomass_energetic | Biomass | EU | Energy demand | 0 | FEC
PL | TYNDP2026 | LEV | 2040 | TWh | 422 | Sub_sector | Transport | Others_Sector | Others_Sector | Energetic | other_final_demand_coal_energetic | Solids | EU | Energy demand | 0 | FEC
PL | TYNDP2026 | LEV | 2040 | TWh | 423 | Sub_sector | Transport | Others_Sector | Others_Sector | Energetic | other_final_demand_oil_energetic | Liquids | EU | Energy demand | 0.0011586 | FEC
PL | TYNDP2026 | LEV | 2040 | TWh | 424 | Sub_sector | Others_Sector | Others_Sector | Others_Sector | Non-energetic | other_final_demand_oil_non_energetic | Liquids | EU | Energy demand | 4.7399 | not_included_in_FEC
PL | TYNDP2026 | LEV | 2040 | TWh | 425 | Sub_sector | Transport | Others_Sector | Others_Sector | Energetic | other_final_demand_other_energetic | Others | EU | Energy demand | 0 | FEC
PL | TYNDP2026 | LEV | 2040 | TWh | 426 | Sub_sector | Transport | Others_Sector | Others_Sector | Energetic | other_final_demand_ammonia_energetic | Ammonia | EU | Energy demand | 0 | FEC
PL | TYNDP2026 | LEV | 2040 | TWh | 427 | Sub_sector | Industry | Surplus_Heat_in_Industry | Surplus_Heat_in_Industry | Energetic | final_demand_of_industry_unused_local_production_steam_hot_water | Heat | EU | Energy demand | 0 | FEC
PL | TYNDP2026 | LEV | 2040 | TWh | 429 | Sub_sector | Agriculture | Total | Agriculture | Energetic | agriculture_final_demand_electricity_energetic | Electricity | EU | Energy demand | 1.7202 | FEC
PL | TYNDP2026 | LEV | 2040 | TWh | 430 | Sub_sector | Agriculture | Total | Agriculture | Energetic | agriculture_final_demand_hydrogen_energetic | Hydrogen | EU | Energy demand | 0 | FEC
PL | TYNDP2026 | LEV | 2040 | TWh | 431 | Sub_sector | Agriculture | Total | Agriculture | Energetic | agriculture_final_demand_methane_energetic | Methane | EU | Energy demand | 1.6083 | FEC
PL | TYNDP2026 | LEV | 2040 | TWh | 432 | Sub_sector | Agriculture | Total | Agriculture | Energetic | agriculture_final_demand_heat_energetic | Heat | EU | Energy demand | 0.24574 | FEC
PL | TYNDP2026 | LEV | 2040 | TWh | 433 | Sub_sector | Agriculture | Total | Agriculture | Energetic | agriculture_final_demand_biomass_energetic | Biomass | EU | Energy demand | 10.3019 | FEC
PL | TYNDP2026 | LEV | 2040 | TWh | 434 | Sub_sector | Agriculture | Total | Agriculture | Energetic | agriculture_final_demand_coal_energetic | Solids | EU | Energy demand | 0 | FEC
PL | TYNDP2026 | LEV | 2040 | TWh | 435 | Sub_sector | Agriculture | Total | Agriculture | Energetic | agriculture_final_demand_oil_energetic | Liquids | EU | Energy demand | 22.5431 | FEC
PL | TYNDP2026 | LEV | 2040 | TWh | 436 | Sub_sector | Agriculture | Total | Agriculture | Energetic | agriculture_final_demand_other_energetic | Others | EU | Energy demand | 0 | FEC
PL | TYNDP2026 | LEV | 2040 | TWh | 437 | Sub_sector | Agriculture | Total | Agriculture | Energetic | agriculture_final_demand_ammonia_energetic | Ammonia | EU | Energy demand | 0 | FEC
PL | TYNDP2026 | LEV | 2040 | TWh | 447 | Sub_sector | Buildings | Surplus Energy | Buildings | Energetic | GAP | Electricity | EU | Energy demand | 0 | FEC
PL | TYNDP2026 | LEV | 2040 | TWh | 448 | Sub_sector | Buildings | Surplus Energy | Buildings | Energetic | GAP | Hydrogen | EU | Energy demand | 0 | FEC
PL | TYNDP2026 | LEV | 2040 | TWh | 449 | Sub_sector | Buildings | Surplus Energy | Buildings | Energetic | GAP | Methane | EU | Energy demand | 0 | FEC
PL | TYNDP2026 | LEV | 2040 | TWh | 450 | Sub_sector | Buildings | Surplus Energy | Buildings | Energetic | GAP | Heat | EU | Energy demand | 0 | FEC
PL | TYNDP2026 | LEV | 2040 | TWh | 451 | Sub_sector | Buildings | Surplus Energy | Buildings | Energetic | GAP | Biomass | EU | Energy demand | 0.20478 | FEC
PL | TYNDP2026 | LEV | 2040 | TWh | 452 | Sub_sector | Buildings | Surplus Energy | Buildings | Energetic | GAP | Solids | EU | Energy demand | 0.2953 | FEC
PL | TYNDP2026 | LEV | 2040 | TWh | 453 | Sub_sector | Buildings | Surplus Energy | Buildings | Energetic | GAP | Liquids | EU | Energy demand | 1.1784 | FEC
PL | TYNDP2026 | LEV | 2040 | TWh | 454 | Sub_sector | Buildings | Surplus Energy | Buildings | Energetic | GAP | Others | EU | Energy demand | 0 | FEC
PL | TYNDP2026 | LEV | 2040 | TWh | 455 | Sub_sector | Buildings | Surplus Energy | Buildings | Energetic | GAP | Ammonia | EU | Energy demand | 0 | FEC
PL | TYNDP2026 | LEV | 2040 | TWh | 456 | Sub_sector | Households | Surplus Energy | Households | Energetic | GAP | Electricity | EU | Energy demand | 0 | FEC
PL | TYNDP2026 | LEV | 2040 | TWh | 457 | Sub_sector | Households | Surplus Energy | Households | Energetic | GAP | Hydrogen | EU | Energy demand | 0 | FEC
PL | TYNDP2026 | LEV | 2040 | TWh | 458 | Sub_sector | Households | Surplus Energy | Households | Energetic | GAP | Methane | EU | Energy demand | 0 | FEC
PL | TYNDP2026 | LEV | 2040 | TWh | 459 | Sub_sector | Households | Surplus Energy | Households | Energetic | GAP | Heat | EU | Energy demand | 0 | FEC
PL | TYNDP2026 | LEV | 2040 | TWh | 460 | Sub_sector | Households | Surplus Energy | Households | Energetic | GAP | Biomass | EU | Energy demand | 0 | FEC
PL | TYNDP2026 | LEV | 2040 | TWh | 461 | Sub_sector | Households | Surplus Energy | Households | Energetic | GAP | Solids | EU | Energy demand | 0 | FEC
PL | TYNDP2026 | LEV | 2040 | TWh | 462 | Sub_sector | Households | Surplus Energy | Households | Energetic | GAP | Liquids | EU | Energy demand | 0 | FEC
PL | TYNDP2026 | LEV | 2040 | TWh | 463 | Sub_sector | Households | Surplus Energy | Households | Energetic | GAP | Others | EU | Energy demand | 0 | FEC
PL | TYNDP2026 | LEV | 2040 | TWh | 464 | Sub_sector | Households | Surplus Energy | Households | Energetic | GAP | Ammonia | EU | Energy demand | 0 | FEC
PT | TYNDP2026 | NT | 2030 | TWh | 102 | Sub_sector | Industry | Aluminium | Industry (aluminium) | Energetic | industry_aluminium_demand_electricity_energetic | Electricity | EU | Energy demand | 0 | FEC
PT | TYNDP2026 | NT | 2030 | TWh | 103 | Sub_sector | Industry | Aluminium | Industry (aluminium) | Energetic | industry_aluminium_demand_hydrogen_energetic | Hydrogen | EU | Energy demand | 0 | FEC
PT | TYNDP2026 | NT | 2030 | TWh | 104 | Sub_sector | Industry | Aluminium | Industry (aluminium) | Energetic | industry_aluminium_demand_methane_energetic | Methane | EU | Energy demand | 0 | FEC
PT | TYNDP2026 | NT | 2030 | TWh | 105 | Sub_sector | Industry | Aluminium | Industry (aluminium) | Energetic | industry_aluminium_demand_heat_energetic | Heat | EU | Energy demand | 0 | FEC
PT | TYNDP2026 | NT | 2030 | TWh | 106 | Sub_sector | Industry | Aluminium | Industry (aluminium) | Energetic | industry_aluminium_demand_biomass_energetic | Biomass | EU | Energy demand | 0 | FEC
PT | TYNDP2026 | NT | 2030 | TWh | 107 | Sub_sector | Industry | Aluminium | Industry (aluminium) | Energetic | industry_aluminium_demand_coal_energetic | Solids | EU | Energy demand | 0 | FEC
PT | TYNDP2026 | NT | 2030 | TWh | 108 | Sub_sector | Industry | Aluminium | Industry (aluminium) | Energetic | industry_aluminium_demand_oil_energetic | Liquids | EU | Energy demand | 0 | FEC
PT | TYNDP2026 | NT | 2030 | TWh | 109 | Sub_sector | Industry | Aluminium | Industry (aluminium) | Energetic | industry_aluminium_demand_others_energetic | Others | EU | Energy demand | 0 | FEC
PT | TYNDP2026 | NT | 2030 | TWh | 110 | Sub_sector | Industry | Aluminium | Industry (aluminium) | Energetic | industry_ammonia_demand_others_energetic | Ammonia | EU | Energy demand | 0 | FEC
PT | TYNDP2026 | NT | 2030 | TWh | 112 | Sub_sector | Industry | Chemicals | Industry (chemicals, energetic) | Energetic | industry_chemical_demand_electricity_energetic | Electricity | EU | Energy demand | 2.5177 | FEC
PT | TYNDP2026 | NT | 2030 | TWh | 113 | Sub_sector | Industry | Chemicals | Industry (chemicals, energetic) | Energetic | industry_chemical_demand_hydrogen_energetic | Hydrogen | EU | Energy demand | 0 | FEC
PT | TYNDP2026 | NT | 2030 | TWh | 114 | Sub_sector | Industry | Chemicals | Industry (chemicals, energetic) | Energetic | industry_chemical_demand_methane_energetic | Methane | EU | Energy demand | 2.0443 | FEC
PT | TYNDP2026 | NT | 2030 | TWh | 115 | Sub_sector | Industry | Chemicals | Industry (chemicals, energetic) | Energetic | industry_chemical_demand_heat_energetic | Heat | EU | Energy demand | 0.73599 | FEC
PT | TYNDP2026 | NT | 2030 | TWh | 116 | Sub_sector | Industry | Chemicals | Industry (chemicals, energetic) | Energetic | industry_chemical_demand_biomass_energetic | Biomass | EU | Energy demand | 0.056464 | FEC
PT | TYNDP2026 | NT | 2030 | TWh | 117 | Sub_sector | Industry | Chemicals | Industry (chemicals, energetic) | Energetic | industry_chemical_demand_coal_energetic | Solids | EU | Energy demand | 1.36e-05 | FEC
PT | TYNDP2026 | NT | 2030 | TWh | 118 | Sub_sector | Industry | Chemicals | Industry (chemicals, energetic) | Energetic | industry_chemical_demand_oil_energetic | Liquids | EU | Energy demand | 0.07047 | FEC
PT | TYNDP2026 | NT | 2030 | TWh | 119 | Sub_sector | Industry | Chemicals | Industry (chemicals, energetic) | Energetic | industry_chemical_demand_others_energetic | Others | EU | Energy demand | 0 | FEC
PT | TYNDP2026 | NT | 2030 | TWh | 120 | Sub_sector | Industry | Chemicals | Industry (chemicals, energetic) | Energetic | industry_chemical_demand_ammonia_energetic | Ammonia | EU | Energy demand | 0 | FEC
PT | TYNDP2026 | NT | 2030 | TWh | 122 | Sub_sector | Industry | Chemicals | Industry (chemicals, non-energetic) | Non-energetic | industry_chemical_demand_electricity_non_energetic | Electricity | EU | Energy demand | 0 | not_included_in_FEC
PT | TYNDP2026 | NT | 2030 | TWh | 123 | Sub_sector | Industry | Chemicals | Industry (chemicals, non-energetic) | Non-energetic | industry_chemical_demand_hydrogen_non_energetic | Hydrogen | EU | Energy demand | 0 | not_included_in_FEC
PT | TYNDP2026 | NT | 2030 | TWh | 124 | Sub_sector | Industry | Chemicals | Industry (chemicals, non-energetic) | Non-energetic | industry_chemical_demand_methane_non_energetic | Methane | EU | Energy demand | 0 | not_included_in_FEC
PT | TYNDP2026 | NT | 2030 | TWh | 125 | Sub_sector | Industry | Chemicals | Industry (chemicals, non-energetic) | Non-energetic | industry_chemical_demand_heat_non_energetic | Heat | EU | Energy demand | 0 | not_included_in_FEC
PT | TYNDP2026 | NT | 2030 | TWh | 126 | Sub_sector | Industry | Chemicals | Industry (chemicals, non-energetic) | Non-energetic | industry_chemical_demand_biomass_non_energetic | Biomass | EU | Energy demand | 0 | not_included_in_FEC
PT | TYNDP2026 | NT | 2030 | TWh | 127 | Sub_sector | Industry | Chemicals | Industry (chemicals, non-energetic) | Non-energetic | industry_chemical_demand_coal_non_energetic | Solids | EU | Energy demand | 0 | not_included_in_FEC
PT | TYNDP2026 | NT | 2030 | TWh | 128 | Sub_sector | Industry | Chemicals | Industry (chemicals, non-energetic) | Non-energetic | industry_chemical_demand_oil_non_energetic | Liquids | EU | Energy demand | 10.6672 | not_included_in_FEC
PT | TYNDP2026 | NT | 2030 | TWh | 129 | Sub_sector | Industry | Chemicals | Industry (chemicals, non-energetic) | Non-energetic | industry_chemical_demand_others_non_energetic | Others | EU | Energy demand | 0 | not_included_in_FEC
PT | TYNDP2026 | NT | 2030 | TWh | 130 | Sub_sector | Industry | Chemicals | Industry (chemicals, non-energetic) | Non-energetic | industry_chemical_demand_ammonia_non_energetic | Ammonia | EU | Energy demand | 0 | not_included_in_FEC
PT | TYNDP2026 | NT | 2030 | TWh | 132 | Sub_sector | Industry | Fertilizers | Industry (fertilizers, energetic) | Energetic | industry_fertilizers_demand_electricity_energetic | Electricity | EU | Energy demand | 0 | FEC
PT | TYNDP2026 | NT | 2030 | TWh | 133 | Sub_sector | Industry | Fertilizers | Industry (fertilizers, energetic) | Energetic | industry_fertilizers_demand_hydrogen_energetic | Hydrogen | EU | Energy demand | 0 | FEC
PT | TYNDP2026 | NT | 2030 | TWh | 134 | Sub_sector | Industry | Fertilizers | Industry (fertilizers, energetic) | Energetic | industry_fertilizers_demand_methane_energetic | Methane | EU | Energy demand | 0 | FEC
PT | TYNDP2026 | NT | 2030 | TWh | 135 | Sub_sector | Industry | Fertilizers | Industry (fertilizers, energetic) | Energetic | industry_fertilizers_demand_heat_energetic | Heat | EU | Energy demand | 0 | FEC
PT | TYNDP2026 | NT | 2030 | TWh | 136 | Sub_sector | Industry | Fertilizers | Industry (fertilizers, energetic) | Energetic | industry_fertilizers_demand_biomass_energetic | Biomass | EU | Energy demand | 0 | FEC
PT | TYNDP2026 | NT | 2030 | TWh | 137 | Sub_sector | Industry | Fertilizers | Industry (fertilizers, energetic) | Energetic | industry_fertilizers_demand_coal_energetic | Solids | EU | Energy demand | 0 | FEC
PT | TYNDP2026 | NT | 2030 | TWh | 138 | Sub_sector | Industry | Fertilizers | Industry (fertilizers, energetic) | Energetic | industry_fertilizers_demand_oil_energetic | Liquids | EU | Energy demand | 0 | FEC
PT | TYNDP2026 | NT | 2030 | TWh | 139 | Sub_sector | Industry | Fertilizers | Industry (fertilizers, energetic) | Energetic | industry_fertilizers_demand_others_energetic | Others | EU | Energy demand | 0 | FEC
PT | TYNDP2026 | NT | 2030 | TWh | 140 | Sub_sector | Industry | Fertilizers | Industry (fertilizers, energetic) | Energetic | industry_fertilizers_demand_ammonia_energetic | Ammonia | EU | Energy demand | 0 | FEC
PT | TYNDP2026 | NT | 2030 | TWh | 142 | Sub_sector | Industry | Fertilizers | Industry (fertilizers, non-energetic) | Non-energetic | industry_fertilizers_demand_electricity_non_energetic | Electricity | EU | Energy demand | 0 | not_included_in_FEC
PT | TYNDP2026 | NT | 2030 | TWh | 143 | Sub_sector | Industry | Fertilizers | Industry (fertilizers, non-energetic) | Non-energetic | industry_fertilizers_demand_hydrogen_non_energetic | Hydrogen | EU | Energy demand | 0 | not_included_in_FEC
PT | TYNDP2026 | NT | 2030 | TWh | 144 | Sub_sector | Industry | Fertilizers | Industry (fertilizers, non-energetic) | Non-energetic | industry_fertilizers_demand_methane_non_energetic | Methane | EU | Energy demand | 0 | not_included_in_FEC
PT | TYNDP2026 | NT | 2030 | TWh | 145 | Sub_sector | Industry | Fertilizers | Industry (fertilizers, non-energetic) | Non-energetic | industry_fertilizers_demand_heat_non_energetic | Heat | EU | Energy demand | 0 | not_included_in_FEC
PT | TYNDP2026 | NT | 2030 | TWh | 146 | Sub_sector | Industry | Fertilizers | Industry (fertilizers, non-energetic) | Non-energetic | industry_fertilizers_demand_biomass_non_energetic | Biomass | EU | Energy demand | 0 | not_included_in_FEC
PT | TYNDP2026 | NT | 2030 | TWh | 147 | Sub_sector | Industry | Fertilizers | Industry (fertilizers, non-energetic) | Non-energetic | industry_fertilizers_demand_coal_non_energetic | Solids | EU | Energy demand | 0 | not_included_in_FEC
PT | TYNDP2026 | NT | 2030 | TWh | 148 | Sub_sector | Industry | Fertilizers | Industry (fertilizers, non-energetic) | Non-energetic | industry_fertilizers_demand_oil_non_energetic | Liquids | EU | Energy demand | 0 | not_included_in_FEC
PT | TYNDP2026 | NT | 2030 | TWh | 149 | Sub_sector | Industry | Fertilizers | Industry (fertilizers, non-energetic) | Non-energetic | industry_fertilizers_demand_others_non_energetic | Others | EU | Energy demand | 0 | not_included_in_FEC
PT | TYNDP2026 | NT | 2030 | TWh | 150 | Sub_sector | Industry | Fertilizers | Industry (fertilizers, non-energetic) | Non-energetic | industry_fertilizers_demand_ammonia_non_energetic | Ammonia | EU | Energy demand | 0 | not_included_in_FEC
PT | TYNDP2026 | NT | 2030 | TWh | 152 | Sub_sector | Industry | Food | Industry (food) | Energetic | industry_food_demand_electricity_energetic | Electricity | EU | Energy demand | 2.0876 | FEC
PT | TYNDP2026 | NT | 2030 | TWh | 153 | Sub_sector | Industry | Food | Industry (food) | Energetic | industry_food_demand_hydrogen_energetic | Hydrogen | EU | Energy demand | 1.7985 | FEC
PT | TYNDP2026 | NT | 2030 | TWh | 154 | Sub_sector | Industry | Food | Industry (food) | Energetic | industry_food_demand_methane_energetic | Methane | EU | Energy demand | 0.13719 | FEC
PT | TYNDP2026 | NT | 2030 | TWh | 155 | Sub_sector | Industry | Food | Industry (food) | Energetic | industry_food_demand_heat_energetic | Heat | EU | Energy demand | 0.32224 | FEC
PT | TYNDP2026 | NT | 2030 | TWh | 156 | Sub_sector | Industry | Food | Industry (food) | Energetic | industry_food_demand_biomass_energetic | Biomass | EU | Energy demand | 0.33825 | FEC
PT | TYNDP2026 | NT | 2030 | TWh | 157 | Sub_sector | Industry | Food | Industry (food) | Energetic | industry_food_demand_coal_energetic | Solids | EU | Energy demand | 0 | FEC
PT | TYNDP2026 | NT | 2030 | TWh | 158 | Sub_sector | Industry | Food | Industry (food) | Energetic | industry_food_demand_oil_energetic | Liquids | EU | Energy demand | 0.72872 | FEC
PT | TYNDP2026 | NT | 2030 | TWh | 159 | Sub_sector | Industry | Food | Industry (food) | Energetic | industry_food_demand_others_energetic | Others | EU | Energy demand | 0 | FEC
PT | TYNDP2026 | NT | 2030 | TWh | 160 | Sub_sector | Industry | Food | Industry (food) | Energetic | industry_food_demand_ammonia_energetic | Ammonia | EU | Energy demand | 0 | FEC
PT | TYNDP2026 | NT | 2030 | TWh | 162 | Sub_sector | Industry | Metals | Industry (metal) | Energetic | industry_metal_demand_electricity_energetic | Electricity | EU | Energy demand | 0.10576 | FEC
PT | TYNDP2026 | NT | 2030 | TWh | 163 | Sub_sector | Industry | Metals | Industry (metal) | Energetic | industry_metal_demand_hydrogen_energetic | Hydrogen | EU | Energy demand | 0 | FEC
PT | TYNDP2026 | NT | 2030 | TWh | 164 | Sub_sector | Industry | Metals | Industry (metal) | Energetic | industry_metal_demand_methane_energetic | Methane | EU | Energy demand | 0.18655 | FEC
PT | TYNDP2026 | NT | 2030 | TWh | 165 | Sub_sector | Industry | Metals | Industry (metal) | Energetic | industry_metal_demand_heat_energetic | Heat | EU | Energy demand | 0 | FEC
PT | TYNDP2026 | NT | 2030 | TWh | 166 | Sub_sector | Industry | Metals | Industry (metal) | Energetic | industry_metal_demand_biomass_energetic | Biomass | EU | Energy demand | 0 | FEC
PT | TYNDP2026 | NT | 2030 | TWh | 167 | Sub_sector | Industry | Metals | Industry (metal) | Energetic | industry_metal_demand_coal_energetic | Solids | EU | Energy demand | 0 | FEC
PT | TYNDP2026 | NT | 2030 | TWh | 168 | Sub_sector | Industry | Metals | Industry (metal) | Energetic | industry_metal_demand_oil_energetic | Liquids | EU | Energy demand | 0.024345 | FEC
PT | TYNDP2026 | NT | 2030 | TWh | 169 | Sub_sector | Industry | Metals | Industry (metal) | Energetic | industry_metal_demand_others_energetic | Others | EU | Energy demand | 0 | FEC
PT | TYNDP2026 | NT | 2030 | TWh | 170 | Sub_sector | Industry | Metals | Industry (metal) | Energetic | industry_metal_demand_ammonia_energetic | Ammonia | EU | Energy demand | 0 | FEC
PT | TYNDP2026 | NT | 2030 | TWh | 172 | Sub_sector | Industry | Others | Industry (other, energetic) | Energetic | industry_other_demand_electricity_energetic | Electricity | EU | Energy demand | 7.5151 | FEC
PT | TYNDP2026 | NT | 2030 | TWh | 173 | Sub_sector | Industry | Others | Industry (other, energetic) | Energetic | industry_other_demand_hydrogen_energetic | Hydrogen | EU | Energy demand | 0 | FEC
PT | TYNDP2026 | NT | 2030 | TWh | 174 | Sub_sector | Industry | Others | Industry (other, energetic) | Energetic | industry_other_demand_methane_energetic | Methane | EU | Energy demand | 8.1016 | FEC
PT | TYNDP2026 | NT | 2030 | TWh | 175 | Sub_sector | Industry | Others | Industry (other, energetic) | Energetic | industry_other_demand_heat_energetic | Heat | EU | Energy demand | 0.56746 | FEC
PT | TYNDP2026 | NT | 2030 | TWh | 176 | Sub_sector | Industry | Others | Industry (other, energetic) | Energetic | industry_other_demand_biomass_energetic | Biomass | EU | Energy demand | 1.9827 | FEC
PT | TYNDP2026 | NT | 2030 | TWh | 177 | Sub_sector | Industry | Others | Industry (other, energetic) | Energetic | industry_other_demand_coal_energetic | Solids | EU | Energy demand | 0.067314 | FEC
PT | TYNDP2026 | NT | 2030 | TWh | 178 | Sub_sector | Industry | Others | Industry (other, energetic) | Energetic | industry_other_demand_oil_energetic | Liquids | EU | Energy demand | 5.1383 | FEC
PT | TYNDP2026 | NT | 2030 | TWh | 179 | Sub_sector | Industry | Others | Industry (other, energetic) | Energetic | industry_other_demand_others_energetic | Others | EU | Energy demand | 0 | FEC
PT | TYNDP2026 | NT | 2030 | TWh | 180 | Sub_sector | Industry | Others | Industry (other, energetic) | Energetic | industry_other_demand_ammonia_energetic | Ammonia | EU | Energy demand | 0 | FEC
PT | TYNDP2026 | NT | 2030 | TWh | 182 | Sub_sector | Industry | Others | Industry (other, non-energetic) | Non-energetic | industry_other_demand_electricity_non_energetic | Electricity | EU | Energy demand | 0 | not_included_in_FEC
PT | TYNDP2026 | NT | 2030 | TWh | 183 | Sub_sector | Industry | Others | Industry (other, non-energetic) | Non-energetic | industry_other_demand_hydrogen_non_energetic | Hydrogen | EU | Energy demand | 0 | not_included_in_FEC
PT | TYNDP2026 | NT | 2030 | TWh | 184 | Sub_sector | Industry | Others | Industry (other, non-energetic) | Non-energetic | industry_other_demand_methane_non_energetic | Methane | EU | Energy demand | 0 | not_included_in_FEC
PT | TYNDP2026 | NT | 2030 | TWh | 185 | Sub_sector | Industry | Others | Industry (other, non-energetic) | Non-energetic | industry_other_demand_heat_non_energetic | Heat | EU | Energy demand | 0 | not_included_in_FEC
PT | TYNDP2026 | NT | 2030 | TWh | 186 | Sub_sector | Industry | Others | Industry (other, non-energetic) | Non-energetic | industry_other_demand_biomass_non_energetic | Biomass | EU | Energy demand | 0 | not_included_in_FEC
PT | TYNDP2026 | NT | 2030 | TWh | 187 | Sub_sector | Industry | Others | Industry (other, non-energetic) | Non-energetic | industry_other_demand_coal_non_energetic | Solids | EU | Energy demand | 0 | not_included_in_FEC
PT | TYNDP2026 | NT | 2030 | TWh | 188 | Sub_sector | Industry | Others | Industry (other, non-energetic) | Non-energetic | industry_other_demand_oil_non_energetic | Liquids | EU | Energy demand | 2.2907 | not_included_in_FEC
PT | TYNDP2026 | NT | 2030 | TWh | 189 | Sub_sector | Industry | Others | Industry (other, non-energetic) | Non-energetic | industry_other_demand_others_non_energetic | Others | EU | Energy demand | 0 | not_included_in_FEC
PT | TYNDP2026 | NT | 2030 | TWh | 190 | Sub_sector | Industry | Others | Industry (other, non-energetic) | Non-energetic | industry_other_demand_ammonia_non_energetic | Ammonia | EU | Energy demand | 0 | not_included_in_FEC
PT | TYNDP2026 | NT | 2030 | TWh | 192 | Sub_sector | Industry | Paper | Industry (paper) | Energetic | industry_paper_demand_electricity_energetic | Electricity | EU | Energy demand | 3.1334 | FEC
PT | TYNDP2026 | NT | 2030 | TWh | 193 | Sub_sector | Industry | Paper | Industry (paper) | Energetic | industry_paper_demand_hydrogen_energetic | Hydrogen | EU | Energy demand | 0 | FEC
PT | TYNDP2026 | NT | 2030 | TWh | 194 | Sub_sector | Industry | Paper | Industry (paper) | Energetic | industry_paper_demand_methane_energetic | Methane | EU | Energy demand | 7.4621 | FEC
PT | TYNDP2026 | NT | 2030 | TWh | 195 | Sub_sector | Industry | Paper | Industry (paper) | Energetic | industry_paper_demand_heat_energetic | Heat | EU | Energy demand | 0.96179 | FEC
PT | TYNDP2026 | NT | 2030 | TWh | 196 | Sub_sector | Industry | Paper | Industry (paper) | Energetic | industry_paper_demand_biomass_energetic | Biomass | EU | Energy demand | 3.9349 | FEC
PT | TYNDP2026 | NT | 2030 | TWh | 197 | Sub_sector | Industry | Paper | Industry (paper) | Energetic | industry_paper_demand_coal_energetic | Solids | EU | Energy demand | 0 | FEC
PT | TYNDP2026 | NT | 2030 | TWh | 198 | Sub_sector | Industry | Paper | Industry (paper) | Energetic | industry_paper_demand_oil_energetic | Liquids | EU | Energy demand | 0 | FEC
PT | TYNDP2026 | NT | 2030 | TWh | 199 | Sub_sector | Industry | Paper | Industry (paper) | Energetic | industry_paper_demand_others_energetic | Others | EU | Energy demand | 0 | FEC
PT | TYNDP2026 | NT | 2030 | TWh | 200 | Sub_sector | Industry | Paper | Industry (paper) | Energetic | industry_paper_demand_ammonia_energetic | Ammonia | EU | Energy demand | 0 | FEC
PT | TYNDP2026 | NT | 2030 | TWh | 202 | Sub_sector | Industry | Refineries | Industry (refineries, energetic) | Energetic | industry_refinery_demand_electricity_energetic | Electricity | EU | Energy demand | 0.67199 | not_included_in_FEC
PT | TYNDP2026 | NT | 2030 | TWh | 203 | Sub_sector | Industry | Refineries | Industry (refineries, energetic) | Energetic | industry_refinery_demand_hydrogen_energetic | Hydrogen | EU | Energy demand | 1.41 | not_included_in_FEC
PT | TYNDP2026 | NT | 2030 | TWh | 204 | Sub_sector | Industry | Refineries | Industry (refineries, energetic) | Energetic | industry_refinery_demand_methane_energetic | Methane | EU | Energy demand | 2.2236 | not_included_in_FEC
PT | TYNDP2026 | NT | 2030 | TWh | 205 | Sub_sector | Industry | Refineries | Industry (refineries, energetic) | Energetic | industry_refinery_demand_heat_energetic | Heat | EU | Energy demand | 1.6696 | not_included_in_FEC
PT | TYNDP2026 | NT | 2030 | TWh | 206 | Sub_sector | Industry | Refineries | Industry (refineries, energetic) | Energetic | industry_refinery_demand_biomass_energetic | Biomass | EU | Energy demand | 0 | not_included_in_FEC
PT | TYNDP2026 | NT | 2030 | TWh | 207 | Sub_sector | Industry | Refineries | Industry (refineries, energetic) | Energetic | industry_refinery_demand_coal_energetic | Solids | EU | Energy demand | 0 | not_included_in_FEC
PT | TYNDP2026 | NT | 2030 | TWh | 208 | Sub_sector | Industry | Refineries | Industry (refineries, energetic) | Energetic | industry_refinery_demand_oil_energetic | Liquids | EU | Energy demand | 6.7384 | not_included_in_FEC
PT | TYNDP2026 | NT | 2030 | TWh | 209 | Sub_sector | Industry | Refineries | Industry (refineries, energetic) | Energetic | industry_refinery_demand_others_energetic | Others | EU | Energy demand | 0 | not_included_in_FEC
PT | TYNDP2026 | NT | 2030 | TWh | 210 | Sub_sector | Industry | Refineries | Industry (refineries, energetic) | Energetic | industry_refinery_demand_ammonia_energetic | Ammonia | EU | Energy demand | 0 | not_included_in_FEC
PT | TYNDP2026 | NT | 2030 | TWh | 212 | Sub_sector | Industry | Refineries | Industry (refineries, non-energetic) | Non-energetic | industry_refinery_demand_electricity_non_energetic | Electricity | EU | Energy demand | 0 | not_included_in_FEC
PT | TYNDP2026 | NT | 2030 | TWh | 213 | Sub_sector | Industry | Refineries | Industry (refineries, non-energetic) | Non-energetic | industry_refinery_demand_hydrogen_non_energetic | Hydrogen | EU | Energy demand | 0 | not_included_in_FEC
PT | TYNDP2026 | NT | 2030 | TWh | 214 | Sub_sector | Industry | Refineries | Industry (refineries, non-energetic) | Non-energetic | industry_refinery_demand_methane_non_energetic | Methane | EU | Energy demand | 0 | not_included_in_FEC
PT | TYNDP2026 | NT | 2030 | TWh | 215 | Sub_sector | Industry | Refineries | Industry (refineries, non-energetic) | Non-energetic | industry_refinery_demand_heat_non_energetic | Heat | EU | Energy demand | 0 | not_included_in_FEC
PT | TYNDP2026 | NT | 2030 | TWh | 216 | Sub_sector | Industry | Refineries | Industry (refineries, non-energetic) | Non-energetic | industry_refinery_demand_biomass_non_energetic | Biomass | EU | Energy demand | 0 | not_included_in_FEC
PT | TYNDP2026 | NT | 2030 | TWh | 217 | Sub_sector | Industry | Refineries | Industry (refineries, non-energetic) | Non-energetic | industry_refinery_demand_coal_non_energetic | Solids | EU | Energy demand | 0 | not_included_in_FEC
PT | TYNDP2026 | NT | 2030 | TWh | 218 | Sub_sector | Industry | Refineries | Industry (refineries, non-energetic) | Non-energetic | industry_refinery_demand_oil_non_energetic | Liquids | EU | Energy demand | 0 | not_included_in_FEC
PT | TYNDP2026 | NT | 2030 | TWh | 219 | Sub_sector | Industry | Refineries | Industry (refineries, non-energetic) | Non-energetic | industry_refinery_demand_others_non_energetic | Others | EU | Energy demand | 0 | not_included_in_FEC
PT | TYNDP2026 | NT | 2030 | TWh | 220 | Sub_sector | Industry | Refineries | Industry (refineries, non-energetic) | Non-energetic | industry_refinery_demand_ammonia_non_energetic | Ammonia | EU | Energy demand | 0 | not_included_in_FEC
PT | TYNDP2026 | NT | 2030 | TWh | 222 | Sub_sector | Industry | Steel | Industry (steel) | Energetic | industry_steel_demand_electricity_energetic | Electricity | EU | Energy demand | 1.5949 | FEC
PT | TYNDP2026 | NT | 2030 | TWh | 223 | Sub_sector | Industry | Steel | Industry (steel) | Energetic | industry_steel_demand_hydrogen_energetic | Hydrogen | EU | Energy demand | 0 | FEC
PT | TYNDP2026 | NT | 2030 | TWh | 224 | Sub_sector | Industry | Steel | Industry (steel) | Energetic | industry_steel_demand_methane_energetic | Methane | EU | Energy demand | 0.58176 | FEC
PT | TYNDP2026 | NT | 2030 | TWh | 225 | Sub_sector | Industry | Steel | Industry (steel) | Energetic | industry_steel_demand_heat_energetic | Heat | EU | Energy demand | 0 | FEC
PT | TYNDP2026 | NT | 2030 | TWh | 226 | Sub_sector | Industry | Steel | Industry (steel) | Energetic | industry_steel_demand_biomass_energetic | Biomass | EU | Energy demand | 0 | FEC
PT | TYNDP2026 | NT | 2030 | TWh | 227 | Sub_sector | Industry | Steel | Industry (steel) | Energetic | industry_steel_demand_coal_energetic | Solids | EU | Energy demand | 0.058248 | FEC
PT | TYNDP2026 | NT | 2030 | TWh | 228 | Sub_sector | Industry | Steel | Industry (steel) | Energetic | industry_steel_demand_oil_energetic | Liquids | EU | Energy demand | 0.023616 | FEC
PT | TYNDP2026 | NT | 2030 | TWh | 229 | Sub_sector | Industry | Steel | Industry (steel) | Energetic | industry_steel_demand_others_energetic | Others | EU | Energy demand | 0 | FEC
PT | TYNDP2026 | NT | 2030 | TWh | 230 | Sub_sector | Industry | Steel | Industry (steel) | Energetic | industry_steel_demand_ammonia_energetic | Ammonia | EU | Energy demand | 0 | FEC
PT | TYNDP2026 | NT | 2030 | TWh | 232 | Sub_sector | Transport | Cars | Transport (cars) | Energetic | transport_cars_final_demand_electricity | Electricity | EU | Energy demand | 1.9873 | FEC
PT | TYNDP2026 | NT | 2030 | TWh | 233 | Sub_sector | Transport | Cars | Transport (cars) | Energetic | transport_cars_final_demand_hydrogen | Hydrogen | EU | Energy demand | 0 | FEC
PT | TYNDP2026 | NT | 2030 | TWh | 234 | Sub_sector | Transport | Cars | Transport (cars) | Energetic | transport_cars_final_demand_methane | Methane | EU | Energy demand | 0.00029849 | FEC
PT | TYNDP2026 | NT | 2030 | TWh | 235 | Sub_sector | Transport | Cars | Transport (cars) | Energetic | transport_cars_final_demand_heat | Heat | EU | Energy demand | 0 | FEC
PT | TYNDP2026 | NT | 2030 | TWh | 236 | Sub_sector | Transport | Cars | Transport (cars) | Energetic | transport_cars_final_demand_biomass | Biomass | EU | Energy demand | 0 | FEC
PT | TYNDP2026 | NT | 2030 | TWh | 237 | Sub_sector | Transport | Cars | Transport (cars) | Energetic | transport_cars_final_demand_coal | Solids | EU | Energy demand | 0 | FEC
PT | TYNDP2026 | NT | 2030 | TWh | 238 | Sub_sector | Transport | Cars | Transport (cars) | Energetic | transport_cars_final_demand_oil | Liquids | EU | Energy demand | 40.6298 | FEC
PT | TYNDP2026 | NT | 2030 | TWh | 239 | Sub_sector | Transport | Cars | Transport (cars) | Energetic | transport_cars_final_demand_other | Others | EU | Energy demand | 0 | FEC
PT | TYNDP2026 | NT | 2030 | TWh | 240 | Sub_sector | Transport | Cars | Transport (cars) | Energetic | transport_cars_final_demand_ammonia | Ammonia | EU | Energy demand | 0 | FEC
PT | TYNDP2026 | NT | 2030 | TWh | 242 | Sub_sector | Transport | Busses | Transport (busses) | Energetic | transport_busses_final_demand_electricity | Electricity | EU | Energy demand | 0.18448 | FEC
PT | TYNDP2026 | NT | 2030 | TWh | 243 | Sub_sector | Transport | Busses | Transport (busses) | Energetic | transport_busses_final_demand_hydrogen | Hydrogen | EU | Energy demand | 0 | FEC
PT | TYNDP2026 | NT | 2030 | TWh | 244 | Sub_sector | Transport | Busses | Transport (busses) | Energetic | transport_busses_final_demand_methane | Methane | EU | Energy demand | 0.52421 | FEC
PT | TYNDP2026 | NT | 2030 | TWh | 245 | Sub_sector | Transport | Busses | Transport (busses) | Energetic | transport_busses_final_demand_heat | Heat | EU | Energy demand | 0 | FEC
PT | TYNDP2026 | NT | 2030 | TWh | 246 | Sub_sector | Transport | Busses | Transport (busses) | Energetic | transport_busses_final_demand_biomass | Biomass | EU | Energy demand | 0 | FEC
PT | TYNDP2026 | NT | 2030 | TWh | 247 | Sub_sector | Transport | Busses | Transport (busses) | Energetic | transport_busses_final_demand_coal | Solids | EU | Energy demand | 0 | FEC
PT | TYNDP2026 | NT | 2030 | TWh | 248 | Sub_sector | Transport | Busses | Transport (busses) | Energetic | transport_busses_final_demand_oil | Liquids | EU | Energy demand | 1.0817 | FEC
PT | TYNDP2026 | NT | 2030 | TWh | 249 | Sub_sector | Transport | Busses | Transport (busses) | Energetic | transport_busses_final_demand_other | Others | EU | Energy demand | 0 | FEC
PT | TYNDP2026 | NT | 2030 | TWh | 250 | Sub_sector | Transport | Busses | Transport (busses) | Energetic | transport_busses_final_demand_ammonia | Ammonia | EU | Energy demand | 0 | FEC
PT | TYNDP2026 | NT | 2030 | TWh | 252 | Sub_sector | Transport | Trucks | Transport (trucks) | Energetic | transport_trucks_final_demand_electricity | Electricity | EU | Energy demand | 0.22303 | FEC
PT | TYNDP2026 | NT | 2030 | TWh | 253 | Sub_sector | Transport | Trucks | Transport (trucks) | Energetic | transport_trucks_final_demand_hydrogen | Hydrogen | EU | Energy demand | 0 | FEC
PT | TYNDP2026 | NT | 2030 | TWh | 254 | Sub_sector | Transport | Trucks | Transport (trucks) | Energetic | transport_trucks_final_demand_methane | Methane | EU | Energy demand | 0.0004484 | FEC
PT | TYNDP2026 | NT | 2030 | TWh | 255 | Sub_sector | Transport | Trucks | Transport (trucks) | Energetic | transport_trucks_final_demand_heat | Heat | EU | Energy demand | 0 | FEC
PT | TYNDP2026 | NT | 2030 | TWh | 256 | Sub_sector | Transport | Trucks | Transport (trucks) | Energetic | transport_trucks_final_demand_biomass | Biomass | EU | Energy demand | 0 | FEC
PT | TYNDP2026 | NT | 2030 | TWh | 257 | Sub_sector | Transport | Trucks | Transport (trucks) | Energetic | transport_trucks_final_demand_coal | Solids | EU | Energy demand | 0 | FEC
PT | TYNDP2026 | NT | 2030 | TWh | 258 | Sub_sector | Transport | Trucks | Transport (trucks) | Energetic | transport_trucks_final_demand_oil | Liquids | EU | Energy demand | 7.5545 | FEC
PT | TYNDP2026 | NT | 2030 | TWh | 259 | Sub_sector | Transport | Trucks | Transport (trucks) | Energetic | transport_trucks_final_demand_other | Others | EU | Energy demand | 0 | FEC
PT | TYNDP2026 | NT | 2030 | TWh | 260 | Sub_sector | Transport | Trucks | Transport (trucks) | Energetic | transport_trucks_final_demand_ammonia | Ammonia | EU | Energy demand | 0 | FEC
PT | TYNDP2026 | NT | 2030 | TWh | 262 | Sub_sector | Transport | Vans | Transport (vans) | Energetic | transport_vans_final_demand_electricity | Electricity | EU | Energy demand | 0.0009147 | FEC
PT | TYNDP2026 | NT | 2030 | TWh | 263 | Sub_sector | Transport | Vans | Transport (vans) | Energetic | transport_vans_final_demand_hydrogen | Hydrogen | EU | Energy demand | 0 | FEC
PT | TYNDP2026 | NT | 2030 | TWh | 264 | Sub_sector | Transport | Vans | Transport (vans) | Energetic | transport_vans_final_demand_methane | Methane | EU | Energy demand | 0.00021604 | FEC
PT | TYNDP2026 | NT | 2030 | TWh | 265 | Sub_sector | Transport | Vans | Transport (vans) | Energetic | transport_vans_final_demand_heat | Heat | EU | Energy demand | 0 | FEC
PT | TYNDP2026 | NT | 2030 | TWh | 266 | Sub_sector | Transport | Vans | Transport (vans) | Energetic | transport_vans_final_demand_biomass | Biomass | EU | Energy demand | 0 | FEC
PT | TYNDP2026 | NT | 2030 | TWh | 267 | Sub_sector | Transport | Vans | Transport (vans) | Energetic | transport_vans_final_demand_coal | Solids | EU | Energy demand | 0 | FEC
PT | TYNDP2026 | NT | 2030 | TWh | 268 | Sub_sector | Transport | Vans | Transport (vans) | Energetic | transport_vans_final_demand_oil | Liquids | EU | Energy demand | 6.161 | FEC
PT | TYNDP2026 | NT | 2030 | TWh | 269 | Sub_sector | Transport | Vans | Transport (vans) | Energetic | transport_vans_final_demand_other | Others | EU | Energy demand | 0 | FEC
PT | TYNDP2026 | NT | 2030 | TWh | 270 | Sub_sector | Transport | Vans | Transport (vans) | Energetic | transport_vans_final_demand_ammonia | Ammonia | EU | Energy demand | 0 | FEC
PT | TYNDP2026 | NT | 2030 | TWh | 272 | Sub_sector | Transport | Freight trains | Transport (trains) | Energetic | transport_trains_final_demand_electricity | Electricity | EU | Energy demand | 0.46981 | FEC
PT | TYNDP2026 | NT | 2030 | TWh | 273 | Sub_sector | Transport | Freight trains | Transport (trains) | Energetic | transport_trains_final_demand_hydrogen | Hydrogen | EU | Energy demand | 0 | FEC
PT | TYNDP2026 | NT | 2030 | TWh | 274 | Sub_sector | Transport | Freight trains | Transport (trains) | Energetic | transport_trains_final_demand_methane | Methane | EU | Energy demand | 0 | FEC
PT | TYNDP2026 | NT | 2030 | TWh | 275 | Sub_sector | Transport | Freight trains | Transport (trains) | Energetic | transport_trains_final_demand_heat | Heat | EU | Energy demand | 0 | FEC
PT | TYNDP2026 | NT | 2030 | TWh | 276 | Sub_sector | Transport | Freight trains | Transport (trains) | Energetic | transport_trains_final_demand_biomass | Biomass | EU | Energy demand | 0 | FEC
PT | TYNDP2026 | NT | 2030 | TWh | 277 | Sub_sector | Transport | Freight trains | Transport (trains) | Energetic | transport_trains_final_demand_coal | Solids | EU | Energy demand | 0 | FEC
PT | TYNDP2026 | NT | 2030 | TWh | 278 | Sub_sector | Transport | Freight trains | Transport (trains) | Energetic | transport_trains_final_demand_oil | Liquids | EU | Energy demand | 0.11517 | FEC
PT | TYNDP2026 | NT | 2030 | TWh | 279 | Sub_sector | Transport | Freight trains | Transport (trains) | Energetic | transport_trains_final_demand_other | Others | EU | Energy demand | 0 | FEC
PT | TYNDP2026 | NT | 2030 | TWh | 280 | Sub_sector | Transport | Freight trains | Transport (trains) | Energetic | transport_trains_final_demand_ammonia | Ammonia | EU | Energy demand | 0 | FEC
PT | TYNDP2026 | NT | 2030 | TWh | 282 | Sub_sector | Transport | Ships | Transport (ships) | Energetic | transport_ships_final_demand_electricity | Electricity | EU | Energy demand | 0.057495 | FEC
PT | TYNDP2026 | NT | 2030 | TWh | 283 | Sub_sector | Transport | Ships | Transport (ships) | Energetic | transport_ships_final_demand_hydrogen | Hydrogen | EU | Energy demand | 0 | FEC
PT | TYNDP2026 | NT | 2030 | TWh | 284 | Sub_sector | Transport | Ships | Transport (ships) | Energetic | transport_ships_final_demand_methane | Methane | EU | Energy demand | 6.11e-05 | FEC
PT | TYNDP2026 | NT | 2030 | TWh | 285 | Sub_sector | Transport | Ships | Transport (ships) | Energetic | transport_ships_final_demand_heat | Heat | EU | Energy demand | 0 | FEC
PT | TYNDP2026 | NT | 2030 | TWh | 286 | Sub_sector | Transport | Ships | Transport (ships) | Energetic | transport_ships_final_demand_biomass | Biomass | EU | Energy demand | 0 | FEC
PT | TYNDP2026 | NT | 2030 | TWh | 287 | Sub_sector | Transport | Ships | Transport (ships) | Energetic | transport_ships_final_demand_coal | Solids | EU | Energy demand | 0 | FEC
PT | TYNDP2026 | NT | 2030 | TWh | 288 | Sub_sector | Transport | Ships | Transport (ships) | Energetic | transport_ships_final_demand_oil | Liquids | EU | Energy demand | 1.8572 | FEC
PT | TYNDP2026 | NT | 2030 | TWh | 289 | Sub_sector | Transport | Ships | Transport (ships) | Energetic | transport_ships_final_demand_other | Others | EU | Energy demand | 0 | FEC
PT | TYNDP2026 | NT | 2030 | TWh | 290 | Sub_sector | Transport | Ships | Transport (ships) | Energetic | transport_ships_final_demand_ammonia | Ammonia | EU | Energy demand | 0 | FEC
PT | TYNDP2026 | NT | 2030 | TWh | 292 | Sub_sector | Transport | Planes | Transport (planes) | Energetic | transport_planes_final_demand_electricity | Electricity | EU | Energy demand | 0 | FEC
PT | TYNDP2026 | NT | 2030 | TWh | 293 | Sub_sector | Transport | Planes | Transport (planes) | Energetic | transport_planes_final_demand_hydrogen | Hydrogen | EU | Energy demand | 0 | FEC
PT | TYNDP2026 | NT | 2030 | TWh | 294 | Sub_sector | Transport | Planes | Transport (planes) | Energetic | transport_planes_final_demand_methane | Methane | EU | Energy demand | 0 | FEC
PT | TYNDP2026 | NT | 2030 | TWh | 295 | Sub_sector | Transport | Planes | Transport (planes) | Energetic | transport_planes_final_demand_heat | Heat | EU | Energy demand | 0 | FEC
PT | TYNDP2026 | NT | 2030 | TWh | 296 | Sub_sector | Transport | Planes | Transport (planes) | Energetic | transport_planes_final_demand_biomass | Biomass | EU | Energy demand | 0 | FEC
PT | TYNDP2026 | NT | 2030 | TWh | 297 | Sub_sector | Transport | Planes | Transport (planes) | Energetic | transport_planes_final_demand_coal | Solids | EU | Energy demand | 0 | FEC
PT | TYNDP2026 | NT | 2030 | TWh | 298 | Sub_sector | Transport | Planes | Transport (planes) | Energetic | transport_planes_final_demand_oil | Liquids | EU | Energy demand | 1.9358 | FEC
PT | TYNDP2026 | NT | 2030 | TWh | 299 | Sub_sector | Transport | Planes | Transport (planes) | Energetic | transport_planes_final_demand_other | Others | EU | Energy demand | 0 | FEC
PT | TYNDP2026 | NT | 2030 | TWh | 300 | Sub_sector | Transport | Planes | Transport (planes) | Energetic | transport_planes_final_demand_ammonia | Ammonia | EU | Energy demand | 0 | FEC
PT | TYNDP2026 | NT | 2030 | TWh | 302 | Sub_sector | Transport | Others | Transport (others) | Energetic | transport_other_final_demand_electricity | Electricity | EU | Energy demand | 0.0014385 | FEC
PT | TYNDP2026 | NT | 2030 | TWh | 303 | Sub_sector | Transport | Others | Transport (others) | Energetic | transport_other_final_demand_hydrogen | Hydrogen | EU | Energy demand | 0 | FEC
PT | TYNDP2026 | NT | 2030 | TWh | 304 | Sub_sector | Transport | Others | Transport (others) | Energetic | transport_other_final_demand_methane | Methane | EU | Energy demand | 0 | FEC
PT | TYNDP2026 | NT | 2030 | TWh | 305 | Sub_sector | Transport | Others | Transport (others) | Energetic | transport_other_final_demand_heat | Heat | EU | Energy demand | 0 | FEC
PT | TYNDP2026 | NT | 2030 | TWh | 306 | Sub_sector | Transport | Others | Transport (others) | Energetic | transport_other_final_demand_biomass | Biomass | EU | Energy demand | 0 | FEC
PT | TYNDP2026 | NT | 2030 | TWh | 307 | Sub_sector | Transport | Others | Transport (others) | Energetic | transport_other_final_demand_coal | Solids | EU | Energy demand | 0 | FEC
PT | TYNDP2026 | NT | 2030 | TWh | 308 | Sub_sector | Transport | Others | Transport (others) | Energetic | transport_other_final_demand_oil | Liquids | EU | Energy demand | 0.65071 | FEC
PT | TYNDP2026 | NT | 2030 | TWh | 309 | Sub_sector | Transport | Others | Transport (others) | Energetic | transport_other_final_demand_other | Others | EU | Energy demand | 0 | FEC
PT | TYNDP2026 | NT | 2030 | TWh | 310 | Sub_sector | Transport | Others | Transport (others) | Energetic | transport_other_final_demand_ammonia | Ammonia | EU | Energy demand | 0 | FEC
PT | TYNDP2026 | NT | 2030 | TWh | 312 | Sub_sector | International transport | International aviation | Transport (int. aviation) | Energetic | transport_int_aviation_final_demand_electricity | Electricity | EU | Energy demand | 0 | FEC
PT | TYNDP2026 | NT | 2030 | TWh | 313 | Sub_sector | International transport | International aviation | Transport (int. aviation) | Energetic | transport_int_aviation_final_demand_hydrogen | Hydrogen | EU | Energy demand | 0 | FEC
PT | TYNDP2026 | NT | 2030 | TWh | 314 | Sub_sector | International transport | International aviation | Transport (int. aviation) | Energetic | transport_int_aviation_final_demand_methane | Methane | EU | Energy demand | 0 | FEC
PT | TYNDP2026 | NT | 2030 | TWh | 315 | Sub_sector | International transport | International aviation | Transport (int. aviation) | Energetic | transport_int_aviation_final_demand_heat | Heat | EU | Energy demand | 0 | FEC
PT | TYNDP2026 | NT | 2030 | TWh | 316 | Sub_sector | International transport | International aviation | Transport (int. aviation) | Energetic | transport_int_aviation_final_demand_biofuels | Biomass | EU | Energy demand | 0 | FEC
PT | TYNDP2026 | NT | 2030 | TWh | 317 | Sub_sector | International transport | International aviation | Transport (int. aviation) | Energetic | transport_int_aviation_final_demand_coal | Solids | EU | Energy demand | 0 | FEC
PT | TYNDP2026 | NT | 2030 | TWh | 318 | Sub_sector | International transport | International aviation | Transport (int. aviation) | Energetic | transport_int_aviation_final_demand_oil | Liquids | EU | Energy demand | 16.9584 | FEC
PT | TYNDP2026 | NT | 2030 | TWh | 319 | Sub_sector | International transport | International aviation | Transport (int. aviation) | Energetic | transport_int_aviation_final_demand_other | Others | EU | Energy demand | 0 | FEC
PT | TYNDP2026 | NT | 2030 | TWh | 320 | Sub_sector | International transport | International aviation | Transport (int. aviation) | Energetic | transport_int_aviation_final_demand_ammonia | Ammonia | EU | Energy demand | 0 | FEC
PT | TYNDP2026 | NT | 2030 | TWh | 322 | Sub_sector | International transport | International shipping | Transport (int. shipping) | Energetic | transport_int_shipping_final_demand_electricity | Electricity | EU | Energy demand | 0 | not_included_in_FEC
PT | TYNDP2026 | NT | 2030 | TWh | 323 | Sub_sector | International transport | International shipping | Transport (int. shipping) | Energetic | transport_int_shipping_final_demand_hydrogen | Hydrogen | EU | Energy demand | 0 | not_included_in_FEC
PT | TYNDP2026 | NT | 2030 | TWh | 324 | Sub_sector | International transport | International shipping | Transport (int. shipping) | Energetic | transport_int_shipping_final_demand_methane | Methane | EU | Energy demand | 0 | not_included_in_FEC
PT | TYNDP2026 | NT | 2030 | TWh | 325 | Sub_sector | International transport | International shipping | Transport (int. shipping) | Energetic | transport_int_shipping_final_demand_heat | Heat | EU | Energy demand | 0 | not_included_in_FEC
PT | TYNDP2026 | NT | 2030 | TWh | 326 | Sub_sector | International transport | International shipping | Transport (int. shipping) | Energetic | transport_int_shipping_final_demand_biofuels | Biomass | EU | Energy demand | 0 | not_included_in_FEC
PT | TYNDP2026 | NT | 2030 | TWh | 327 | Sub_sector | International transport | International shipping | Transport (int. shipping) | Energetic | transport_int_shipping_final_demand_coal | Solids | EU | Energy demand | 0 | not_included_in_FEC
PT | TYNDP2026 | NT | 2030 | TWh | 328 | Sub_sector | International transport | International shipping | Transport (int. shipping) | Energetic | transport_int_shipping_final_demand_oil | Liquids | EU | Energy demand | 9.9015 | not_included_in_FEC
PT | TYNDP2026 | NT | 2030 | TWh | 329 | Sub_sector | International transport | International shipping | Transport (int. shipping) | Energetic | transport_int_shipping_final_demand_other | Others | EU | Energy demand | 0 | not_included_in_FEC
PT | TYNDP2026 | NT | 2030 | TWh | 330 | Sub_sector | International transport | International shipping | Transport (int. shipping) | Energetic | transport_int_shipping_final_demand_ammonia | Ammonia | EU | Energy demand | 0 | not_included_in_FEC
PT | TYNDP2026 | NT | 2030 | TWh | 332 | Sub_sector | Households | Space heating | Households (heating) | Energetic | households_heating_final_demand_electricity | Electricity | EU | Energy demand | 0.9354 | FEC
PT | TYNDP2026 | NT | 2030 | TWh | 333 | Sub_sector | Households | Space heating | Households (heating) | Energetic | households_heating_final_demand_hydrogen | Hydrogen | EU | Energy demand | 0 | FEC
PT | TYNDP2026 | NT | 2030 | TWh | 334 | Sub_sector | Households | Space heating | Households (heating) | Energetic | households_heating_final_demand_methane | Methane | EU | Energy demand | 0 | FEC
PT | TYNDP2026 | NT | 2030 | TWh | 335 | Sub_sector | Households | Space heating | Households (heating) | Energetic | households_heating_final_demand_heat | Heat | EU | Energy demand | 0 | FEC
PT | TYNDP2026 | NT | 2030 | TWh | 336 | Sub_sector | Households | Space heating | Households (heating) | Energetic | households_heating_final_demand_biomass | Biomass | EU | Energy demand | 7.238 | FEC
PT | TYNDP2026 | NT | 2030 | TWh | 337 | Sub_sector | Households | Space heating | Households (heating) | Energetic | households_heating_final_demand_coal | Solids | EU | Energy demand | 0 | FEC
PT | TYNDP2026 | NT | 2030 | TWh | 338 | Sub_sector | Households | Space heating | Households (heating) | Energetic | households_heating_final_demand_oil | Liquids | EU | Energy demand | 0.40228 | FEC
PT | TYNDP2026 | NT | 2030 | TWh | 339 | Sub_sector | Households | Space heating | Households (heating) | Energetic | households_heating_final_demand_other | Others | EU | Energy demand | 0 | FEC
PT | TYNDP2026 | NT | 2030 | TWh | 340 | Sub_sector | Households | Space heating | Households (heating) | Energetic | households_heating_final_demand_ammonia | Ammonia | EU | Energy demand | 0 | FEC
PT | TYNDP2026 | NT | 2030 | TWh | 343 | Sub_sector | Households | Cooling | Households (cooling) | Energetic | households_cooling_final_demand_electricity | Electricity | EU | Energy demand | 0.31273 | FEC
PT | TYNDP2026 | NT | 2030 | TWh | 344 | Sub_sector | Households | Cooling | Households (cooling) | Energetic | households_cooling_final_demand_hydrogen | Hydrogen | EU | Energy demand | 0 | FEC
PT | TYNDP2026 | NT | 2030 | TWh | 345 | Sub_sector | Households | Cooling | Households (cooling) | Energetic | households_cooling_final_demand_methane | Methane | EU | Energy demand | 0 | FEC
PT | TYNDP2026 | NT | 2030 | TWh | 346 | Sub_sector | Households | Cooling | Households (cooling) | Energetic | households_cooling_final_demand_heat | Heat | EU | Energy demand | 0 | FEC
PT | TYNDP2026 | NT | 2030 | TWh | 347 | Sub_sector | Households | Cooling | Households (cooling) | Energetic | households_cooling_final_demand_biomass | Biomass | EU | Energy demand | 0 | FEC
PT | TYNDP2026 | NT | 2030 | TWh | 348 | Sub_sector | Households | Cooling | Households (cooling) | Energetic | households_cooling_final_demand_coal | Solids | EU | Energy demand | 0 | FEC
PT | TYNDP2026 | NT | 2030 | TWh | 349 | Sub_sector | Households | Cooling | Households (cooling) | Energetic | households_cooling_final_demand_oil | Liquids | EU | Energy demand | 0 | FEC
PT | TYNDP2026 | NT | 2030 | TWh | 350 | Sub_sector | Households | Cooling | Households (cooling) | Energetic | households_cooling_final_demand_other | Others | EU | Energy demand | 0 | FEC
PT | TYNDP2026 | NT | 2030 | TWh | 351 | Sub_sector | Households | Cooling | Households (cooling) | Energetic | households_cooling_final_demand_ammonia | Ammonia | EU | Energy demand | 0 | FEC
PT | TYNDP2026 | NT | 2030 | TWh | 354 | Sub_sector | Households | Hot water | Households (hot water) | Energetic | households_hot_water_final_demand_electricity | Electricity | EU | Energy demand | 1.1689 | FEC
PT | TYNDP2026 | NT | 2030 | TWh | 355 | Sub_sector | Households | Hot water | Households (hot water) | Energetic | households_hot_water_final_demand_hydrogen | Hydrogen | EU | Energy demand | 0 | FEC
PT | TYNDP2026 | NT | 2030 | TWh | 356 | Sub_sector | Households | Hot water | Households (hot water) | Energetic | households_hot_water_final_demand_methane | Methane | EU | Energy demand | 0 | FEC
PT | TYNDP2026 | NT | 2030 | TWh | 357 | Sub_sector | Households | Hot water | Households (hot water) | Energetic | households_hot_water_final_demand_heat | Heat | EU | Energy demand | 0 | FEC
PT | TYNDP2026 | NT | 2030 | TWh | 358 | Sub_sector | Households | Hot water | Households (hot water) | Energetic | households_hot_water_final_demand_biomass | Biomass | EU | Energy demand | 5.1923 | FEC
PT | TYNDP2026 | NT | 2030 | TWh | 359 | Sub_sector | Households | Hot water | Households (hot water) | Energetic | households_hot_water_final_demand_coal | Solids | EU | Energy demand | 0 | FEC
PT | TYNDP2026 | NT | 2030 | TWh | 360 | Sub_sector | Households | Hot water | Households (hot water) | Energetic | households_hot_water_final_demand_oil | Liquids | EU | Energy demand | 0.17784 | FEC
PT | TYNDP2026 | NT | 2030 | TWh | 361 | Sub_sector | Households | Hot water | Households (hot water) | Energetic | households_hot_water_final_demand_other | Others | EU | Energy demand | 0.33149 | FEC
PT | TYNDP2026 | NT | 2030 | TWh | 362 | Sub_sector | Households | Hot water | Households (hot water) | Energetic | households_hot_water_final_demand_ammonia | Ammonia | EU | Energy demand | 0 | FEC
PT | TYNDP2026 | NT | 2030 | TWh | 365 | Sub_sector | Households | Appliances | Households (appliances) | Energetic | households_appliances_final_demand_electricity | Electricity | EU | Energy demand | 11.8772 | FEC
PT | TYNDP2026 | NT | 2030 | TWh | 366 | Sub_sector | Households | Appliances | Households (appliances) | Energetic | households_appliances_final_demand_hydrogen | Hydrogen | EU | Energy demand | 0 | FEC
PT | TYNDP2026 | NT | 2030 | TWh | 367 | Sub_sector | Households | Appliances | Households (appliances) | Energetic | households_appliances_final_demand_methane | Methane | EU | Energy demand | 2.7411 | FEC
PT | TYNDP2026 | NT | 2030 | TWh | 368 | Sub_sector | Households | Appliances | Households (appliances) | Energetic | households_appliances_final_demand_heat | Heat | EU | Energy demand | 0 | FEC
PT | TYNDP2026 | NT | 2030 | TWh | 369 | Sub_sector | Households | Appliances | Households (appliances) | Energetic | households_appliances_final_demand_biomass | Biomass | EU | Energy demand | 0 | FEC
PT | TYNDP2026 | NT | 2030 | TWh | 370 | Sub_sector | Households | Appliances | Households (appliances) | Energetic | households_appliances_final_demand_coal | Solids | EU | Energy demand | 0 | FEC
PT | TYNDP2026 | NT | 2030 | TWh | 371 | Sub_sector | Households | Appliances | Households (appliances) | Energetic | households_appliances_final_demand_oil | Liquids | EU | Energy demand | 0 | FEC
PT | TYNDP2026 | NT | 2030 | TWh | 372 | Sub_sector | Households | Appliances | Households (appliances) | Energetic | households_appliances_final_demand_other | Others | EU | Energy demand | 0 | FEC
PT | TYNDP2026 | NT | 2030 | TWh | 373 | Sub_sector | Households | Appliances | Households (appliances) | Energetic | households_appliances_final_demand_ammonia | Ammonia | EU | Energy demand | 0 | FEC
PT | TYNDP2026 | NT | 2030 | TWh | 375 | Sub_sector | Buildings | Space heating | Buildings (heat) | Energetic | buildings_heat_final_demand_electricity | Electricity | EU | Energy demand | 5.2912 | FEC
PT | TYNDP2026 | NT | 2030 | TWh | 376 | Sub_sector | Buildings | Space heating | Buildings (heat) | Energetic | buildings_heat_final_demand_hydrogen | Hydrogen | EU | Energy demand | 0 | FEC
PT | TYNDP2026 | NT | 2030 | TWh | 377 | Sub_sector | Buildings | Space heating | Buildings (heat) | Energetic | buildings_heat_final_demand_methane | Methane | EU | Energy demand | 1.4576 | FEC
PT | TYNDP2026 | NT | 2030 | TWh | 378 | Sub_sector | Buildings | Space heating | Buildings (heat) | Energetic | buildings_heat_final_demand_heat | Heat | EU | Energy demand | 0 | FEC
PT | TYNDP2026 | NT | 2030 | TWh | 379 | Sub_sector | Buildings | Space heating | Buildings (heat) | Energetic | buildings_heat_final_demand_biomass | Biomass | EU | Energy demand | 0 | FEC
PT | TYNDP2026 | NT | 2030 | TWh | 380 | Sub_sector | Buildings | Space heating | Buildings (heat) | Energetic | buildings_heat_final_demand_coal | Solids | EU | Energy demand | 0 | FEC
PT | TYNDP2026 | NT | 2030 | TWh | 381 | Sub_sector | Buildings | Space heating | Buildings (heat) | Energetic | buildings_heat_final_demand_oil | Liquids | EU | Energy demand | 0 | FEC
PT | TYNDP2026 | NT | 2030 | TWh | 382 | Sub_sector | Buildings | Space heating | Buildings (heat) | Energetic | buildings_heat_final_demand_other | Others | EU | Energy demand | 0.027412 | FEC
PT | TYNDP2026 | NT | 2030 | TWh | 383 | Sub_sector | Buildings | Space heating | Buildings (heat) | Energetic | buildings_heat_final_demand_ammonia | Ammonia | EU | Energy demand | 0 | FEC
PT | TYNDP2026 | NT | 2030 | TWh | 386 | Sub_sector | Buildings | Cooling | Buildings (cooling) | Energetic | buildings_cooling_final_demand_electricity | Electricity | EU | Energy demand | 1.9747 | FEC
PT | TYNDP2026 | NT | 2030 | TWh | 387 | Sub_sector | Buildings | Cooling | Buildings (cooling) | Energetic | buildings_cooling_final_demand_hydrogen | Hydrogen | EU | Energy demand | 0 | FEC
PT | TYNDP2026 | NT | 2030 | TWh | 388 | Sub_sector | Buildings | Cooling | Buildings (cooling) | Energetic | buildings_cooling_final_demand_methane | Methane | EU | Energy demand | 0 | FEC
PT | TYNDP2026 | NT | 2030 | TWh | 389 | Sub_sector | Buildings | Cooling | Buildings (cooling) | Energetic | buildings_cooling_final_demand_heat | Heat | EU | Energy demand | 0 | FEC
PT | TYNDP2026 | NT | 2030 | TWh | 390 | Sub_sector | Buildings | Cooling | Buildings (cooling) | Energetic | buildings_cooling_final_demand_biomass | Biomass | EU | Energy demand | 0 | FEC
PT | TYNDP2026 | NT | 2030 | TWh | 391 | Sub_sector | Buildings | Cooling | Buildings (cooling) | Energetic | buildings_cooling_final_demand_coal | Solids | EU | Energy demand | 0 | FEC
PT | TYNDP2026 | NT | 2030 | TWh | 392 | Sub_sector | Buildings | Cooling | Buildings (cooling) | Energetic | buildings_cooling_final_demand_oil | Liquids | EU | Energy demand | 0 | FEC
PT | TYNDP2026 | NT | 2030 | TWh | 393 | Sub_sector | Buildings | Cooling | Buildings (cooling) | Energetic | buildings_cooling_final_demand_other | Others | EU | Energy demand | 0 | FEC
PT | TYNDP2026 | NT | 2030 | TWh | 394 | Sub_sector | Buildings | Cooling | Buildings (cooling) | Energetic | buildings_cooling_final_demand_ammonia | Ammonia | EU | Energy demand | 0 | FEC
PT | TYNDP2026 | NT | 2030 | TWh | 397 | Sub_sector | Buildings | Appliances | Buildings (appliances) | Energetic | buildings_appliances_final_demand_electricity | Electricity | EU | Energy demand | 8.8845 | FEC
PT | TYNDP2026 | NT | 2030 | TWh | 398 | Sub_sector | Buildings | Appliances | Buildings (appliances) | Energetic | buildings_appliances_final_demand_hydrogen | Hydrogen | EU | Energy demand | 0 | FEC
PT | TYNDP2026 | NT | 2030 | TWh | 399 | Sub_sector | Buildings | Appliances | Buildings (appliances) | Energetic | buildings_appliances_final_demand_methane | Methane | EU | Energy demand | 1.0966 | FEC
PT | TYNDP2026 | NT | 2030 | TWh | 400 | Sub_sector | Buildings | Appliances | Buildings (appliances) | Energetic | buildings_appliances_final_demand_heat | Heat | EU | Energy demand | 0 | FEC
PT | TYNDP2026 | NT | 2030 | TWh | 401 | Sub_sector | Buildings | Appliances | Buildings (appliances) | Energetic | buildings_appliances_final_demand_biomass | Biomass | EU | Energy demand | 0 | FEC
PT | TYNDP2026 | NT | 2030 | TWh | 402 | Sub_sector | Buildings | Appliances | Buildings (appliances) | Energetic | buildings_appliances_final_demand_coal | Solids | EU | Energy demand | 0 | FEC
PT | TYNDP2026 | NT | 2030 | TWh | 403 | Sub_sector | Buildings | Appliances | Buildings (appliances) | Energetic | buildings_appliances_final_demand_oil | Liquids | EU | Energy demand | 0 | FEC
PT | TYNDP2026 | NT | 2030 | TWh | 404 | Sub_sector | Buildings | Appliances | Buildings (appliances) | Energetic | buildings_appliances_final_demand_other | Others | EU | Energy demand | 0 | FEC
PT | TYNDP2026 | NT | 2030 | TWh | 405 | Sub_sector | Buildings | Appliances | Buildings (appliances) | Energetic | buildings_appliances_final_demand_ammonia | Ammonia | EU | Energy demand | 0 | FEC
PT | TYNDP2026 | NT | 2030 | TWh | 407 | Sub_sector | Buildings | Datacenters | Datacenters & ICT | Energetic | datacentres_final_demand_electricity_energetic | Electricity | EU | Energy demand | 16.3897 | FEC
PT | TYNDP2026 | NT | 2030 | TWh | 408 | Sub_sector | Buildings | Datacenters | Datacenters & ICT | Energetic | datacentres_final_demand_hydrogen_energetic | Hydrogen | EU | Energy demand | 0 | FEC
PT | TYNDP2026 | NT | 2030 | TWh | 409 | Sub_sector | Buildings | Datacenters | Datacenters & ICT | Energetic | datacentres_final_demand_methane_energetic | Methane | EU | Energy demand | 0 | FEC
PT | TYNDP2026 | NT | 2030 | TWh | 410 | Sub_sector | Buildings | Datacenters | Datacenters & ICT | Energetic | datacentres_final_demand_heat_energetic | Heat | EU | Energy demand | 0 | FEC
PT | TYNDP2026 | NT | 2030 | TWh | 411 | Sub_sector | Buildings | Datacenters | Datacenters & ICT | Energetic | datacentres_final_demand_biomass_energetic | Biomass | EU | Energy demand | 0 | FEC
PT | TYNDP2026 | NT | 2030 | TWh | 412 | Sub_sector | Buildings | Datacenters | Datacenters & ICT | Energetic | datacentres_final_demand_coal_energetic | Solids | EU | Energy demand | 0 | FEC
PT | TYNDP2026 | NT | 2030 | TWh | 413 | Sub_sector | Buildings | Datacenters | Datacenters & ICT | Energetic | datacentres_final_demand_oil_energetic | Liquids | EU | Energy demand | 0 | FEC
PT | TYNDP2026 | NT | 2030 | TWh | 414 | Sub_sector | Buildings | Datacenters | Datacenters & ICT | Energetic | datacentres_final_demand_other_energetic | Others | EU | Energy demand | 0 | FEC
PT | TYNDP2026 | NT | 2030 | TWh | 415 | Sub_sector | Buildings | Datacenters | Datacenters & ICT | Energetic | datacentres_final_demand_ammonia_energetic | Ammonia | EU | Energy demand | 0 | FEC
PT | TYNDP2026 | NT | 2030 | TWh | 417 | Sub_sector | Transport | Others_Sector | Others_Sector | Energetic | other_final_demand_electricity_energetic | Electricity | EU | Energy demand | 0 | FEC
PT | TYNDP2026 | NT | 2030 | TWh | 418 | Sub_sector | Transport | Others_Sector | Others_Sector | Energetic | other_final_demand_hydrogen_energetic | Hydrogen | EU | Energy demand | 0 | FEC
PT | TYNDP2026 | NT | 2030 | TWh | 419 | Sub_sector | Transport | Pipeline Transport | Others_Sector | Energetic | other_final_demand_methane_energetic | Methane | EU | Energy demand | 0.0061281 | FEC
PT | TYNDP2026 | NT | 2030 | TWh | 420 | Sub_sector | Transport | Others_Sector | Others_Sector | Energetic | other_final_demand_heat_energetic | Heat | EU | Energy demand | 0 | FEC
PT | TYNDP2026 | NT | 2030 | TWh | 421 | Sub_sector | Transport | Others_Sector | Others_Sector | Energetic | other_final_demand_biomass_energetic | Biomass | EU | Energy demand | 0 | FEC
PT | TYNDP2026 | NT | 2030 | TWh | 422 | Sub_sector | Transport | Others_Sector | Others_Sector | Energetic | other_final_demand_coal_energetic | Solids | EU | Energy demand | 0 | FEC
PT | TYNDP2026 | NT | 2030 | TWh | 423 | Sub_sector | Transport | Others_Sector | Others_Sector | Energetic | other_final_demand_oil_energetic | Liquids | EU | Energy demand | 0.30277 | FEC
PT | TYNDP2026 | NT | 2030 | TWh | 424 | Sub_sector | Others_Sector | Others_Sector | Others_Sector | Non-energetic | other_final_demand_oil_non_energetic | Liquids | EU | Energy demand | 0.47393 | not_included_in_FEC
PT | TYNDP2026 | NT | 2030 | TWh | 425 | Sub_sector | Transport | Others_Sector | Others_Sector | Energetic | other_final_demand_other_energetic | Others | EU | Energy demand | 0 | FEC
PT | TYNDP2026 | NT | 2030 | TWh | 426 | Sub_sector | Transport | Others_Sector | Others_Sector | Energetic | other_final_demand_ammonia_energetic | Ammonia | EU | Energy demand | 0 | FEC
PT | TYNDP2026 | NT | 2030 | TWh | 427 | Sub_sector | Industry | Surplus_Heat_in_Industry | Surplus_Heat_in_Industry | Energetic | final_demand_of_industry_unused_local_production_steam_hot_water | Heat | EU | Energy demand | 0 | FEC
PT | TYNDP2026 | NT | 2030 | TWh | 429 | Sub_sector | Agriculture | Total | Agriculture | Energetic | agriculture_final_demand_electricity_energetic | Electricity | EU | Energy demand | 0.95772 | FEC
PT | TYNDP2026 | NT | 2030 | TWh | 430 | Sub_sector | Agriculture | Total | Agriculture | Energetic | agriculture_final_demand_hydrogen_energetic | Hydrogen | EU | Energy demand | 0 | FEC
PT | TYNDP2026 | NT | 2030 | TWh | 431 | Sub_sector | Agriculture | Total | Agriculture | Energetic | agriculture_final_demand_methane_energetic | Methane | EU | Energy demand | 0.075185 | FEC
PT | TYNDP2026 | NT | 2030 | TWh | 432 | Sub_sector | Agriculture | Total | Agriculture | Energetic | agriculture_final_demand_heat_energetic | Heat | EU | Energy demand | 0 | FEC
PT | TYNDP2026 | NT | 2030 | TWh | 433 | Sub_sector | Agriculture | Total | Agriculture | Energetic | agriculture_final_demand_biomass_energetic | Biomass | EU | Energy demand | 0.059627 | FEC
PT | TYNDP2026 | NT | 2030 | TWh | 434 | Sub_sector | Agriculture | Total | Agriculture | Energetic | agriculture_final_demand_coal_energetic | Solids | EU | Energy demand | 0 | FEC
PT | TYNDP2026 | NT | 2030 | TWh | 435 | Sub_sector | Agriculture | Total | Agriculture | Energetic | agriculture_final_demand_oil_energetic | Liquids | EU | Energy demand | 3.3264 | FEC
PT | TYNDP2026 | NT | 2030 | TWh | 436 | Sub_sector | Agriculture | Total | Agriculture | Energetic | agriculture_final_demand_other_energetic | Others | EU | Energy demand | 0 | FEC
PT | TYNDP2026 | NT | 2030 | TWh | 437 | Sub_sector | Agriculture | Total | Agriculture | Energetic | agriculture_final_demand_ammonia_energetic | Ammonia | EU | Energy demand | 0 | FEC
PT | TYNDP2026 | NT | 2030 | TWh | 447 | Sub_sector | Buildings | Surplus Energy | Buildings | Energetic | GAP | Electricity | EU | Energy demand | 0 | FEC
PT | TYNDP2026 | NT | 2030 | TWh | 448 | Sub_sector | Buildings | Surplus Energy | Buildings | Energetic | GAP | Hydrogen | EU | Energy demand | 0 | FEC
PT | TYNDP2026 | NT | 2030 | TWh | 449 | Sub_sector | Buildings | Surplus Energy | Buildings | Energetic | GAP | Methane | EU | Energy demand | 0 | FEC
PT | TYNDP2026 | NT | 2030 | TWh | 450 | Sub_sector | Buildings | Surplus Energy | Buildings | Energetic | GAP | Heat | EU | Energy demand | 0 | FEC
PT | TYNDP2026 | NT | 2030 | TWh | 451 | Sub_sector | Buildings | Surplus Energy | Buildings | Energetic | GAP | Biomass | EU | Energy demand | 0.084148 | FEC
PT | TYNDP2026 | NT | 2030 | TWh | 452 | Sub_sector | Buildings | Surplus Energy | Buildings | Energetic | GAP | Solids | EU | Energy demand | 0 | FEC
PT | TYNDP2026 | NT | 2030 | TWh | 453 | Sub_sector | Buildings | Surplus Energy | Buildings | Energetic | GAP | Liquids | EU | Energy demand | 0.33672 | FEC
PT | TYNDP2026 | NT | 2030 | TWh | 454 | Sub_sector | Buildings | Surplus Energy | Buildings | Energetic | GAP | Others | EU | Energy demand | 0 | FEC
PT | TYNDP2026 | NT | 2030 | TWh | 455 | Sub_sector | Buildings | Surplus Energy | Buildings | Energetic | GAP | Ammonia | EU | Energy demand | 0 | FEC
PT | TYNDP2026 | NT | 2030 | TWh | 456 | Sub_sector | Households | Surplus Energy | Households | Energetic | GAP | Electricity | EU | Energy demand | 0 | FEC
PT | TYNDP2026 | NT | 2030 | TWh | 457 | Sub_sector | Households | Surplus Energy | Households | Energetic | GAP | Hydrogen | EU | Energy demand | 0 | FEC
PT | TYNDP2026 | NT | 2030 | TWh | 458 | Sub_sector | Households | Surplus Energy | Households | Energetic | GAP | Methane | EU | Energy demand | 0 | FEC
PT | TYNDP2026 | NT | 2030 | TWh | 459 | Sub_sector | Households | Surplus Energy | Households | Energetic | GAP | Heat | EU | Energy demand | 0 | FEC
PT | TYNDP2026 | NT | 2030 | TWh | 460 | Sub_sector | Households | Surplus Energy | Households | Energetic | GAP | Biomass | EU | Energy demand | 0 | FEC
PT | TYNDP2026 | NT | 2030 | TWh | 461 | Sub_sector | Households | Surplus Energy | Households | Energetic | GAP | Solids | EU | Energy demand | 0 | FEC
PT | TYNDP2026 | NT | 2030 | TWh | 462 | Sub_sector | Households | Surplus Energy | Households | Energetic | GAP | Liquids | EU | Energy demand | 0 | FEC
PT | TYNDP2026 | NT | 2030 | TWh | 463 | Sub_sector | Households | Surplus Energy | Households | Energetic | GAP | Others | EU | Energy demand | 0 | FEC
PT | TYNDP2026 | NT | 2030 | TWh | 464 | Sub_sector | Households | Surplus Energy | Households | Energetic | GAP | Ammonia | EU | Energy demand | 0 | FEC
PT | TYNDP2026 | NT | 2035 | TWh | 102 | Sub_sector | Industry | Aluminium | Industry (aluminium) | Energetic | industry_aluminium_demand_electricity_energetic | Electricity | EU | Energy demand | 0 | FEC
PT | TYNDP2026 | NT | 2035 | TWh | 103 | Sub_sector | Industry | Aluminium | Industry (aluminium) | Energetic | industry_aluminium_demand_hydrogen_energetic | Hydrogen | EU | Energy demand | 0 | FEC
PT | TYNDP2026 | NT | 2035 | TWh | 104 | Sub_sector | Industry | Aluminium | Industry (aluminium) | Energetic | industry_aluminium_demand_methane_energetic | Methane | EU | Energy demand | 0 | FEC
PT | TYNDP2026 | NT | 2035 | TWh | 105 | Sub_sector | Industry | Aluminium | Industry (aluminium) | Energetic | industry_aluminium_demand_heat_energetic | Heat | EU | Energy demand | 0 | FEC
PT | TYNDP2026 | NT | 2035 | TWh | 106 | Sub_sector | Industry | Aluminium | Industry (aluminium) | Energetic | industry_aluminium_demand_biomass_energetic | Biomass | EU | Energy demand | 0 | FEC
PT | TYNDP2026 | NT | 2035 | TWh | 107 | Sub_sector | Industry | Aluminium | Industry (aluminium) | Energetic | industry_aluminium_demand_coal_energetic | Solids | EU | Energy demand | 0 | FEC
PT | TYNDP2026 | NT | 2035 | TWh | 108 | Sub_sector | Industry | Aluminium | Industry (aluminium) | Energetic | industry_aluminium_demand_oil_energetic | Liquids | EU | Energy demand | 0 | FEC
PT | TYNDP2026 | NT | 2035 | TWh | 109 | Sub_sector | Industry | Aluminium | Industry (aluminium) | Energetic | industry_aluminium_demand_others_energetic | Others | EU | Energy demand | 0 | FEC
PT | TYNDP2026 | NT | 2035 | TWh | 110 | Sub_sector | Industry | Aluminium | Industry (aluminium) | Energetic | industry_ammonia_demand_others_energetic | Ammonia | EU | Energy demand | 0 | FEC
PT | TYNDP2026 | NT | 2035 | TWh | 112 | Sub_sector | Industry | Chemicals | Industry (chemicals, energetic) | Energetic | industry_chemical_demand_electricity_energetic | Electricity | EU | Energy demand | 2.5177 | FEC
PT | TYNDP2026 | NT | 2035 | TWh | 113 | Sub_sector | Industry | Chemicals | Industry (chemicals, energetic) | Energetic | industry_chemical_demand_hydrogen_energetic | Hydrogen | EU | Energy demand | 0 | FEC
PT | TYNDP2026 | NT | 2035 | TWh | 114 | Sub_sector | Industry | Chemicals | Industry (chemicals, energetic) | Energetic | industry_chemical_demand_methane_energetic | Methane | EU | Energy demand | 2.0443 | FEC
PT | TYNDP2026 | NT | 2035 | TWh | 115 | Sub_sector | Industry | Chemicals | Industry (chemicals, energetic) | Energetic | industry_chemical_demand_heat_energetic | Heat | EU | Energy demand | 0.73599 | FEC
PT | TYNDP2026 | NT | 2035 | TWh | 116 | Sub_sector | Industry | Chemicals | Industry (chemicals, energetic) | Energetic | industry_chemical_demand_biomass_energetic | Biomass | EU | Energy demand | 0.056464 | FEC
PT | TYNDP2026 | NT | 2035 | TWh | 117 | Sub_sector | Industry | Chemicals | Industry (chemicals, energetic) | Energetic | industry_chemical_demand_coal_energetic | Solids | EU | Energy demand | 1.36e-05 | FEC
PT | TYNDP2026 | NT | 2035 | TWh | 118 | Sub_sector | Industry | Chemicals | Industry (chemicals, energetic) | Energetic | industry_chemical_demand_oil_energetic | Liquids | EU | Energy demand | 0.07047 | FEC
PT | TYNDP2026 | NT | 2035 | TWh | 119 | Sub_sector | Industry | Chemicals | Industry (chemicals, energetic) | Energetic | industry_chemical_demand_others_energetic | Others | EU | Energy demand | 0 | FEC
PT | TYNDP2026 | NT | 2035 | TWh | 120 | Sub_sector | Industry | Chemicals | Industry (chemicals, energetic) | Energetic | industry_chemical_demand_ammonia_energetic | Ammonia | EU | Energy demand | 0 | FEC
PT | TYNDP2026 | NT | 2035 | TWh | 122 | Sub_sector | Industry | Chemicals | Industry (chemicals, non-energetic) | Non-energetic | industry_chemical_demand_electricity_non_energetic | Electricity | EU | Energy demand | 0 | not_included_in_FEC
PT | TYNDP2026 | NT | 2035 | TWh | 123 | Sub_sector | Industry | Chemicals | Industry (chemicals, non-energetic) | Non-energetic | industry_chemical_demand_hydrogen_non_energetic | Hydrogen | EU | Energy demand | 0 | not_included_in_FEC
PT | TYNDP2026 | NT | 2035 | TWh | 124 | Sub_sector | Industry | Chemicals | Industry (chemicals, non-energetic) | Non-energetic | industry_chemical_demand_methane_non_energetic | Methane | EU | Energy demand | 0 | not_included_in_FEC
PT | TYNDP2026 | NT | 2035 | TWh | 125 | Sub_sector | Industry | Chemicals | Industry (chemicals, non-energetic) | Non-energetic | industry_chemical_demand_heat_non_energetic | Heat | EU | Energy demand | 0 | not_included_in_FEC
PT | TYNDP2026 | NT | 2035 | TWh | 126 | Sub_sector | Industry | Chemicals | Industry (chemicals, non-energetic) | Non-energetic | industry_chemical_demand_biomass_non_energetic | Biomass | EU | Energy demand | 0 | not_included_in_FEC
PT | TYNDP2026 | NT | 2035 | TWh | 127 | Sub_sector | Industry | Chemicals | Industry (chemicals, non-energetic) | Non-energetic | industry_chemical_demand_coal_non_energetic | Solids | EU | Energy demand | 0 | not_included_in_FEC
PT | TYNDP2026 | NT | 2035 | TWh | 128 | Sub_sector | Industry | Chemicals | Industry (chemicals, non-energetic) | Non-energetic | industry_chemical_demand_oil_non_energetic | Liquids | EU | Energy demand | 10.6672 | not_included_in_FEC
PT | TYNDP2026 | NT | 2035 | TWh | 129 | Sub_sector | Industry | Chemicals | Industry (chemicals, non-energetic) | Non-energetic | industry_chemical_demand_others_non_energetic | Others | EU | Energy demand | 0 | not_included_in_FEC
PT | TYNDP2026 | NT | 2035 | TWh | 130 | Sub_sector | Industry | Chemicals | Industry (chemicals, non-energetic) | Non-energetic | industry_chemical_demand_ammonia_non_energetic | Ammonia | EU | Energy demand | 0 | not_included_in_FEC
PT | TYNDP2026 | NT | 2035 | TWh | 132 | Sub_sector | Industry | Fertilizers | Industry (fertilizers, energetic) | Energetic | industry_fertilizers_demand_electricity_energetic | Electricity | EU | Energy demand | 0 | FEC
PT | TYNDP2026 | NT | 2035 | TWh | 133 | Sub_sector | Industry | Fertilizers | Industry (fertilizers, energetic) | Energetic | industry_fertilizers_demand_hydrogen_energetic | Hydrogen | EU | Energy demand | 0 | FEC
PT | TYNDP2026 | NT | 2035 | TWh | 134 | Sub_sector | Industry | Fertilizers | Industry (fertilizers, energetic) | Energetic | industry_fertilizers_demand_methane_energetic | Methane | EU | Energy demand | 0 | FEC
PT | TYNDP2026 | NT | 2035 | TWh | 135 | Sub_sector | Industry | Fertilizers | Industry (fertilizers, energetic) | Energetic | industry_fertilizers_demand_heat_energetic | Heat | EU | Energy demand | 0 | FEC
PT | TYNDP2026 | NT | 2035 | TWh | 136 | Sub_sector | Industry | Fertilizers | Industry (fertilizers, energetic) | Energetic | industry_fertilizers_demand_biomass_energetic | Biomass | EU | Energy demand | 0 | FEC
PT | TYNDP2026 | NT | 2035 | TWh | 137 | Sub_sector | Industry | Fertilizers | Industry (fertilizers, energetic) | Energetic | industry_fertilizers_demand_coal_energetic | Solids | EU | Energy demand | 0 | FEC
PT | TYNDP2026 | NT | 2035 | TWh | 138 | Sub_sector | Industry | Fertilizers | Industry (fertilizers, energetic) | Energetic | industry_fertilizers_demand_oil_energetic | Liquids | EU | Energy demand | 0 | FEC
PT | TYNDP2026 | NT | 2035 | TWh | 139 | Sub_sector | Industry | Fertilizers | Industry (fertilizers, energetic) | Energetic | industry_fertilizers_demand_others_energetic | Others | EU | Energy demand | 0 | FEC
PT | TYNDP2026 | NT | 2035 | TWh | 140 | Sub_sector | Industry | Fertilizers | Industry (fertilizers, energetic) | Energetic | industry_fertilizers_demand_ammonia_energetic | Ammonia | EU | Energy demand | 0 | FEC
PT | TYNDP2026 | NT | 2035 | TWh | 142 | Sub_sector | Industry | Fertilizers | Industry (fertilizers, non-energetic) | Non-energetic | industry_fertilizers_demand_electricity_non_energetic | Electricity | EU | Energy demand | 0 | not_included_in_FEC
PT | TYNDP2026 | NT | 2035 | TWh | 143 | Sub_sector | Industry | Fertilizers | Industry (fertilizers, non-energetic) | Non-energetic | industry_fertilizers_demand_hydrogen_non_energetic | Hydrogen | EU | Energy demand | 0 | not_included_in_FEC
PT | TYNDP2026 | NT | 2035 | TWh | 144 | Sub_sector | Industry | Fertilizers | Industry (fertilizers, non-energetic) | Non-energetic | industry_fertilizers_demand_methane_non_energetic | Methane | EU | Energy demand | 0 | not_included_in_FEC
PT | TYNDP2026 | NT | 2035 | TWh | 145 | Sub_sector | Industry | Fertilizers | Industry (fertilizers, non-energetic) | Non-energetic | industry_fertilizers_demand_heat_non_energetic | Heat | EU | Energy demand | 0 | not_included_in_FEC
PT | TYNDP2026 | NT | 2035 | TWh | 146 | Sub_sector | Industry | Fertilizers | Industry (fertilizers, non-energetic) | Non-energetic | industry_fertilizers_demand_biomass_non_energetic | Biomass | EU | Energy demand | 0 | not_included_in_FEC
PT | TYNDP2026 | NT | 2035 | TWh | 147 | Sub_sector | Industry | Fertilizers | Industry (fertilizers, non-energetic) | Non-energetic | industry_fertilizers_demand_coal_non_energetic | Solids | EU | Energy demand | 0 | not_included_in_FEC
PT | TYNDP2026 | NT | 2035 | TWh | 148 | Sub_sector | Industry | Fertilizers | Industry (fertilizers, non-energetic) | Non-energetic | industry_fertilizers_demand_oil_non_energetic | Liquids | EU | Energy demand | 0 | not_included_in_FEC
PT | TYNDP2026 | NT | 2035 | TWh | 149 | Sub_sector | Industry | Fertilizers | Industry (fertilizers, non-energetic) | Non-energetic | industry_fertilizers_demand_others_non_energetic | Others | EU | Energy demand | 0 | not_included_in_FEC
PT | TYNDP2026 | NT | 2035 | TWh | 150 | Sub_sector | Industry | Fertilizers | Industry (fertilizers, non-energetic) | Non-energetic | industry_fertilizers_demand_ammonia_non_energetic | Ammonia | EU | Energy demand | 0 | not_included_in_FEC
PT | TYNDP2026 | NT | 2035 | TWh | 152 | Sub_sector | Industry | Food | Industry (food) | Energetic | industry_food_demand_electricity_energetic | Electricity | EU | Energy demand | 2.0876 | FEC
PT | TYNDP2026 | NT | 2035 | TWh | 153 | Sub_sector | Industry | Food | Industry (food) | Energetic | industry_food_demand_hydrogen_energetic | Hydrogen | EU | Energy demand | 1.935 | FEC
PT | TYNDP2026 | NT | 2035 | TWh | 154 | Sub_sector | Industry | Food | Industry (food) | Energetic | industry_food_demand_methane_energetic | Methane | EU | Energy demand | 0 | FEC
PT | TYNDP2026 | NT | 2035 | TWh | 155 | Sub_sector | Industry | Food | Industry (food) | Energetic | industry_food_demand_heat_energetic | Heat | EU | Energy demand | 0.32224 | FEC
PT | TYNDP2026 | NT | 2035 | TWh | 156 | Sub_sector | Industry | Food | Industry (food) | Energetic | industry_food_demand_biomass_energetic | Biomass | EU | Energy demand | 0.33807 | FEC
PT | TYNDP2026 | NT | 2035 | TWh | 157 | Sub_sector | Industry | Food | Industry (food) | Energetic | industry_food_demand_coal_energetic | Solids | EU | Energy demand | 0 | FEC
PT | TYNDP2026 | NT | 2035 | TWh | 158 | Sub_sector | Industry | Food | Industry (food) | Energetic | industry_food_demand_oil_energetic | Liquids | EU | Energy demand | 0.72963 | FEC
PT | TYNDP2026 | NT | 2035 | TWh | 159 | Sub_sector | Industry | Food | Industry (food) | Energetic | industry_food_demand_others_energetic | Others | EU | Energy demand | 0 | FEC
PT | TYNDP2026 | NT | 2035 | TWh | 160 | Sub_sector | Industry | Food | Industry (food) | Energetic | industry_food_demand_ammonia_energetic | Ammonia | EU | Energy demand | 0 | FEC
PT | TYNDP2026 | NT | 2035 | TWh | 162 | Sub_sector | Industry | Metals | Industry (metal) | Energetic | industry_metal_demand_electricity_energetic | Electricity | EU | Energy demand | 0.10576 | FEC
PT | TYNDP2026 | NT | 2035 | TWh | 163 | Sub_sector | Industry | Metals | Industry (metal) | Energetic | industry_metal_demand_hydrogen_energetic | Hydrogen | EU | Energy demand | 0 | FEC
PT | TYNDP2026 | NT | 2035 | TWh | 164 | Sub_sector | Industry | Metals | Industry (metal) | Energetic | industry_metal_demand_methane_energetic | Methane | EU | Energy demand | 0.18655 | FEC
PT | TYNDP2026 | NT | 2035 | TWh | 165 | Sub_sector | Industry | Metals | Industry (metal) | Energetic | industry_metal_demand_heat_energetic | Heat | EU | Energy demand | 0 | FEC
PT | TYNDP2026 | NT | 2035 | TWh | 166 | Sub_sector | Industry | Metals | Industry (metal) | Energetic | industry_metal_demand_biomass_energetic | Biomass | EU | Energy demand | 0 | FEC
PT | TYNDP2026 | NT | 2035 | TWh | 167 | Sub_sector | Industry | Metals | Industry (metal) | Energetic | industry_metal_demand_coal_energetic | Solids | EU | Energy demand | 0 | FEC
PT | TYNDP2026 | NT | 2035 | TWh | 168 | Sub_sector | Industry | Metals | Industry (metal) | Energetic | industry_metal_demand_oil_energetic | Liquids | EU | Energy demand | 0.024345 | FEC
PT | TYNDP2026 | NT | 2035 | TWh | 169 | Sub_sector | Industry | Metals | Industry (metal) | Energetic | industry_metal_demand_others_energetic | Others | EU | Energy demand | 0 | FEC
PT | TYNDP2026 | NT | 2035 | TWh | 170 | Sub_sector | Industry | Metals | Industry (metal) | Energetic | industry_metal_demand_ammonia_energetic | Ammonia | EU | Energy demand | 0 | FEC
PT | TYNDP2026 | NT | 2035 | TWh | 172 | Sub_sector | Industry | Others | Industry (other, energetic) | Energetic | industry_other_demand_electricity_energetic | Electricity | EU | Energy demand | 7.5151 | FEC
PT | TYNDP2026 | NT | 2035 | TWh | 173 | Sub_sector | Industry | Others | Industry (other, energetic) | Energetic | industry_other_demand_hydrogen_energetic | Hydrogen | EU | Energy demand | 0 | FEC
PT | TYNDP2026 | NT | 2035 | TWh | 174 | Sub_sector | Industry | Others | Industry (other, energetic) | Energetic | industry_other_demand_methane_energetic | Methane | EU | Energy demand | 8.1016 | FEC
PT | TYNDP2026 | NT | 2035 | TWh | 175 | Sub_sector | Industry | Others | Industry (other, energetic) | Energetic | industry_other_demand_heat_energetic | Heat | EU | Energy demand | 0.56746 | FEC
PT | TYNDP2026 | NT | 2035 | TWh | 176 | Sub_sector | Industry | Others | Industry (other, energetic) | Energetic | industry_other_demand_biomass_energetic | Biomass | EU | Energy demand | 1.9827 | FEC
PT | TYNDP2026 | NT | 2035 | TWh | 177 | Sub_sector | Industry | Others | Industry (other, energetic) | Energetic | industry_other_demand_coal_energetic | Solids | EU | Energy demand | 0.067314 | FEC
PT | TYNDP2026 | NT | 2035 | TWh | 178 | Sub_sector | Industry | Others | Industry (other, energetic) | Energetic | industry_other_demand_oil_energetic | Liquids | EU | Energy demand | 5.1383 | FEC
PT | TYNDP2026 | NT | 2035 | TWh | 179 | Sub_sector | Industry | Others | Industry (other, energetic) | Energetic | industry_other_demand_others_energetic | Others | EU | Energy demand | 0 | FEC
PT | TYNDP2026 | NT | 2035 | TWh | 180 | Sub_sector | Industry | Others | Industry (other, energetic) | Energetic | industry_other_demand_ammonia_energetic | Ammonia | EU | Energy demand | 0 | FEC
PT | TYNDP2026 | NT | 2035 | TWh | 182 | Sub_sector | Industry | Others | Industry (other, non-energetic) | Non-energetic | industry_other_demand_electricity_non_energetic | Electricity | EU | Energy demand | 0 | not_included_in_FEC
PT | TYNDP2026 | NT | 2035 | TWh | 183 | Sub_sector | Industry | Others | Industry (other, non-energetic) | Non-energetic | industry_other_demand_hydrogen_non_energetic | Hydrogen | EU | Energy demand | 0 | not_included_in_FEC
PT | TYNDP2026 | NT | 2035 | TWh | 184 | Sub_sector | Industry | Others | Industry (other, non-energetic) | Non-energetic | industry_other_demand_methane_non_energetic | Methane | EU | Energy demand | 0 | not_included_in_FEC
PT | TYNDP2026 | NT | 2035 | TWh | 185 | Sub_sector | Industry | Others | Industry (other, non-energetic) | Non-energetic | industry_other_demand_heat_non_energetic | Heat | EU | Energy demand | 0 | not_included_in_FEC
PT | TYNDP2026 | NT | 2035 | TWh | 186 | Sub_sector | Industry | Others | Industry (other, non-energetic) | Non-energetic | industry_other_demand_biomass_non_energetic | Biomass | EU | Energy demand | 0 | not_included_in_FEC
PT | TYNDP2026 | NT | 2035 | TWh | 187 | Sub_sector | Industry | Others | Industry (other, non-energetic) | Non-energetic | industry_other_demand_coal_non_energetic | Solids | EU | Energy demand | 0 | not_included_in_FEC
PT | TYNDP2026 | NT | 2035 | TWh | 188 | Sub_sector | Industry | Others | Industry (other, non-energetic) | Non-energetic | industry_other_demand_oil_non_energetic | Liquids | EU | Energy demand | 2.2907 | not_included_in_FEC
PT | TYNDP2026 | NT | 2035 | TWh | 189 | Sub_sector | Industry | Others | Industry (other, non-energetic) | Non-energetic | industry_other_demand_others_non_energetic | Others | EU | Energy demand | 0 | not_included_in_FEC
PT | TYNDP2026 | NT | 2035 | TWh | 190 | Sub_sector | Industry | Others | Industry (other, non-energetic) | Non-energetic | industry_other_demand_ammonia_non_energetic | Ammonia | EU | Energy demand | 0 | not_included_in_FEC
PT | TYNDP2026 | NT | 2035 | TWh | 192 | Sub_sector | Industry | Paper | Industry (paper) | Energetic | industry_paper_demand_electricity_energetic | Electricity | EU | Energy demand | 3.1334 | FEC
PT | TYNDP2026 | NT | 2035 | TWh | 193 | Sub_sector | Industry | Paper | Industry (paper) | Energetic | industry_paper_demand_hydrogen_energetic | Hydrogen | EU | Energy demand | 0 | FEC
PT | TYNDP2026 | NT | 2035 | TWh | 194 | Sub_sector | Industry | Paper | Industry (paper) | Energetic | industry_paper_demand_methane_energetic | Methane | EU | Energy demand | 7.4576 | FEC
PT | TYNDP2026 | NT | 2035 | TWh | 195 | Sub_sector | Industry | Paper | Industry (paper) | Energetic | industry_paper_demand_heat_energetic | Heat | EU | Energy demand | 0.96179 | FEC
PT | TYNDP2026 | NT | 2035 | TWh | 196 | Sub_sector | Industry | Paper | Industry (paper) | Energetic | industry_paper_demand_biomass_energetic | Biomass | EU | Energy demand | 3.9399 | FEC
PT | TYNDP2026 | NT | 2035 | TWh | 197 | Sub_sector | Industry | Paper | Industry (paper) | Energetic | industry_paper_demand_coal_energetic | Solids | EU | Energy demand | 0 | FEC
PT | TYNDP2026 | NT | 2035 | TWh | 198 | Sub_sector | Industry | Paper | Industry (paper) | Energetic | industry_paper_demand_oil_energetic | Liquids | EU | Energy demand | 0 | FEC
PT | TYNDP2026 | NT | 2035 | TWh | 199 | Sub_sector | Industry | Paper | Industry (paper) | Energetic | industry_paper_demand_others_energetic | Others | EU | Energy demand | 0 | FEC
PT | TYNDP2026 | NT | 2035 | TWh | 200 | Sub_sector | Industry | Paper | Industry (paper) | Energetic | industry_paper_demand_ammonia_energetic | Ammonia | EU | Energy demand | 0 | FEC
PT | TYNDP2026 | NT | 2035 | TWh | 202 | Sub_sector | Industry | Refineries | Industry (refineries, energetic) | Energetic | industry_refinery_demand_electricity_energetic | Electricity | EU | Energy demand | 0.67199 | not_included_in_FEC
PT | TYNDP2026 | NT | 2035 | TWh | 203 | Sub_sector | Industry | Refineries | Industry (refineries, energetic) | Energetic | industry_refinery_demand_hydrogen_energetic | Hydrogen | EU | Energy demand | 4.6458 | not_included_in_FEC
PT | TYNDP2026 | NT | 2035 | TWh | 204 | Sub_sector | Industry | Refineries | Industry (refineries, energetic) | Energetic | industry_refinery_demand_methane_energetic | Methane | EU | Energy demand | 0.60855 | not_included_in_FEC
PT | TYNDP2026 | NT | 2035 | TWh | 205 | Sub_sector | Industry | Refineries | Industry (refineries, energetic) | Energetic | industry_refinery_demand_heat_energetic | Heat | EU | Energy demand | 1.6694 | not_included_in_FEC
PT | TYNDP2026 | NT | 2035 | TWh | 206 | Sub_sector | Industry | Refineries | Industry (refineries, energetic) | Energetic | industry_refinery_demand_biomass_energetic | Biomass | EU | Energy demand | 0 | not_included_in_FEC
PT | TYNDP2026 | NT | 2035 | TWh | 207 | Sub_sector | Industry | Refineries | Industry (refineries, energetic) | Energetic | industry_refinery_demand_coal_energetic | Solids | EU | Energy demand | 0 | not_included_in_FEC
PT | TYNDP2026 | NT | 2035 | TWh | 208 | Sub_sector | Industry | Refineries | Industry (refineries, energetic) | Energetic | industry_refinery_demand_oil_energetic | Liquids | EU | Energy demand | 4.9812 | not_included_in_FEC
PT | TYNDP2026 | NT | 2035 | TWh | 209 | Sub_sector | Industry | Refineries | Industry (refineries, energetic) | Energetic | industry_refinery_demand_others_energetic | Others | EU | Energy demand | 0 | not_included_in_FEC
PT | TYNDP2026 | NT | 2035 | TWh | 210 | Sub_sector | Industry | Refineries | Industry (refineries, energetic) | Energetic | industry_refinery_demand_ammonia_energetic | Ammonia | EU | Energy demand | 0 | not_included_in_FEC
PT | TYNDP2026 | NT | 2035 | TWh | 212 | Sub_sector | Industry | Refineries | Industry (refineries, non-energetic) | Non-energetic | industry_refinery_demand_electricity_non_energetic | Electricity | EU | Energy demand | 0 | not_included_in_FEC
PT | TYNDP2026 | NT | 2035 | TWh | 213 | Sub_sector | Industry | Refineries | Industry (refineries, non-energetic) | Non-energetic | industry_refinery_demand_hydrogen_non_energetic | Hydrogen | EU | Energy demand | 0 | not_included_in_FEC
PT | TYNDP2026 | NT | 2035 | TWh | 214 | Sub_sector | Industry | Refineries | Industry (refineries, non-energetic) | Non-energetic | industry_refinery_demand_methane_non_energetic | Methane | EU | Energy demand | 0 | not_included_in_FEC
PT | TYNDP2026 | NT | 2035 | TWh | 215 | Sub_sector | Industry | Refineries | Industry (refineries, non-energetic) | Non-energetic | industry_refinery_demand_heat_non_energetic | Heat | EU | Energy demand | 0 | not_included_in_FEC
PT | TYNDP2026 | NT | 2035 | TWh | 216 | Sub_sector | Industry | Refineries | Industry (refineries, non-energetic) | Non-energetic | industry_refinery_demand_biomass_non_energetic | Biomass | EU | Energy demand | 0 | not_included_in_FEC
PT | TYNDP2026 | NT | 2035 | TWh | 217 | Sub_sector | Industry | Refineries | Industry (refineries, non-energetic) | Non-energetic | industry_refinery_demand_coal_non_energetic | Solids | EU | Energy demand | 0 | not_included_in_FEC
PT | TYNDP2026 | NT | 2035 | TWh | 218 | Sub_sector | Industry | Refineries | Industry (refineries, non-energetic) | Non-energetic | industry_refinery_demand_oil_non_energetic | Liquids | EU | Energy demand | 0 | not_included_in_FEC
PT | TYNDP2026 | NT | 2035 | TWh | 219 | Sub_sector | Industry | Refineries | Industry (refineries, non-energetic) | Non-energetic | industry_refinery_demand_others_non_energetic | Others | EU | Energy demand | 0 | not_included_in_FEC
PT | TYNDP2026 | NT | 2035 | TWh | 220 | Sub_sector | Industry | Refineries | Industry (refineries, non-energetic) | Non-energetic | industry_refinery_demand_ammonia_non_energetic | Ammonia | EU | Energy demand | 0 | not_included_in_FEC
PT | TYNDP2026 | NT | 2035 | TWh | 222 | Sub_sector | Industry | Steel | Industry (steel) | Energetic | industry_steel_demand_electricity_energetic | Electricity | EU | Energy demand | 2.0733 | FEC
PT | TYNDP2026 | NT | 2035 | TWh | 223 | Sub_sector | Industry | Steel | Industry (steel) | Energetic | industry_steel_demand_hydrogen_energetic | Hydrogen | EU | Energy demand | 0 | FEC
PT | TYNDP2026 | NT | 2035 | TWh | 224 | Sub_sector | Industry | Steel | Industry (steel) | Energetic | industry_steel_demand_methane_energetic | Methane | EU | Energy demand | 0.75628 | FEC
PT | TYNDP2026 | NT | 2035 | TWh | 225 | Sub_sector | Industry | Steel | Industry (steel) | Energetic | industry_steel_demand_heat_energetic | Heat | EU | Energy demand | 0 | FEC
PT | TYNDP2026 | NT | 2035 | TWh | 226 | Sub_sector | Industry | Steel | Industry (steel) | Energetic | industry_steel_demand_biomass_energetic | Biomass | EU | Energy demand | 0 | FEC
PT | TYNDP2026 | NT | 2035 | TWh | 227 | Sub_sector | Industry | Steel | Industry (steel) | Energetic | industry_steel_demand_coal_energetic | Solids | EU | Energy demand | 0.075723 | FEC
PT | TYNDP2026 | NT | 2035 | TWh | 228 | Sub_sector | Industry | Steel | Industry (steel) | Energetic | industry_steel_demand_oil_energetic | Liquids | EU | Energy demand | 0.030701 | FEC
PT | TYNDP2026 | NT | 2035 | TWh | 229 | Sub_sector | Industry | Steel | Industry (steel) | Energetic | industry_steel_demand_others_energetic | Others | EU | Energy demand | 0 | FEC
PT | TYNDP2026 | NT | 2035 | TWh | 230 | Sub_sector | Industry | Steel | Industry (steel) | Energetic | industry_steel_demand_ammonia_energetic | Ammonia | EU | Energy demand | 0 | FEC
PT | TYNDP2026 | NT | 2035 | TWh | 232 | Sub_sector | Transport | Cars | Transport (cars) | Energetic | transport_cars_final_demand_electricity | Electricity | EU | Energy demand | 3.6992 | FEC
PT | TYNDP2026 | NT | 2035 | TWh | 233 | Sub_sector | Transport | Cars | Transport (cars) | Energetic | transport_cars_final_demand_hydrogen | Hydrogen | EU | Energy demand | 0 | FEC
PT | TYNDP2026 | NT | 2035 | TWh | 234 | Sub_sector | Transport | Cars | Transport (cars) | Energetic | transport_cars_final_demand_methane | Methane | EU | Energy demand | 0.00029259 | FEC
PT | TYNDP2026 | NT | 2035 | TWh | 235 | Sub_sector | Transport | Cars | Transport (cars) | Energetic | transport_cars_final_demand_heat | Heat | EU | Energy demand | 0 | FEC
PT | TYNDP2026 | NT | 2035 | TWh | 236 | Sub_sector | Transport | Cars | Transport (cars) | Energetic | transport_cars_final_demand_biomass | Biomass | EU | Energy demand | 0 | FEC
PT | TYNDP2026 | NT | 2035 | TWh | 237 | Sub_sector | Transport | Cars | Transport (cars) | Energetic | transport_cars_final_demand_coal | Solids | EU | Energy demand | 0 | FEC
PT | TYNDP2026 | NT | 2035 | TWh | 238 | Sub_sector | Transport | Cars | Transport (cars) | Energetic | transport_cars_final_demand_oil | Liquids | EU | Energy demand | 34.817 | FEC
PT | TYNDP2026 | NT | 2035 | TWh | 239 | Sub_sector | Transport | Cars | Transport (cars) | Energetic | transport_cars_final_demand_other | Others | EU | Energy demand | 0 | FEC
PT | TYNDP2026 | NT | 2035 | TWh | 240 | Sub_sector | Transport | Cars | Transport (cars) | Energetic | transport_cars_final_demand_ammonia | Ammonia | EU | Energy demand | 0 | FEC
PT | TYNDP2026 | NT | 2035 | TWh | 242 | Sub_sector | Transport | Busses | Transport (busses) | Energetic | transport_busses_final_demand_electricity | Electricity | EU | Energy demand | 0.31805 | FEC
PT | TYNDP2026 | NT | 2035 | TWh | 243 | Sub_sector | Transport | Busses | Transport (busses) | Energetic | transport_busses_final_demand_hydrogen | Hydrogen | EU | Energy demand | 0 | FEC
PT | TYNDP2026 | NT | 2035 | TWh | 244 | Sub_sector | Transport | Busses | Transport (busses) | Energetic | transport_busses_final_demand_methane | Methane | EU | Energy demand | 0.58725 | FEC
PT | TYNDP2026 | NT | 2035 | TWh | 245 | Sub_sector | Transport | Busses | Transport (busses) | Energetic | transport_busses_final_demand_heat | Heat | EU | Energy demand | 0 | FEC
PT | TYNDP2026 | NT | 2035 | TWh | 246 | Sub_sector | Transport | Busses | Transport (busses) | Energetic | transport_busses_final_demand_biomass | Biomass | EU | Energy demand | 0 | FEC
PT | TYNDP2026 | NT | 2035 | TWh | 247 | Sub_sector | Transport | Busses | Transport (busses) | Energetic | transport_busses_final_demand_coal | Solids | EU | Energy demand | 0 | FEC
PT | TYNDP2026 | NT | 2035 | TWh | 248 | Sub_sector | Transport | Busses | Transport (busses) | Energetic | transport_busses_final_demand_oil | Liquids | EU | Energy demand | 0.67289 | FEC
PT | TYNDP2026 | NT | 2035 | TWh | 249 | Sub_sector | Transport | Busses | Transport (busses) | Energetic | transport_busses_final_demand_other | Others | EU | Energy demand | 0 | FEC
PT | TYNDP2026 | NT | 2035 | TWh | 250 | Sub_sector | Transport | Busses | Transport (busses) | Energetic | transport_busses_final_demand_ammonia | Ammonia | EU | Energy demand | 0 | FEC
PT | TYNDP2026 | NT | 2035 | TWh | 252 | Sub_sector | Transport | Trucks | Transport (trucks) | Energetic | transport_trucks_final_demand_electricity | Electricity | EU | Energy demand | 0.48357 | FEC
PT | TYNDP2026 | NT | 2035 | TWh | 253 | Sub_sector | Transport | Trucks | Transport (trucks) | Energetic | transport_trucks_final_demand_hydrogen | Hydrogen | EU | Energy demand | 0 | FEC
PT | TYNDP2026 | NT | 2035 | TWh | 254 | Sub_sector | Transport | Trucks | Transport (trucks) | Energetic | transport_trucks_final_demand_methane | Methane | EU | Energy demand | 0.00043954 | FEC
PT | TYNDP2026 | NT | 2035 | TWh | 255 | Sub_sector | Transport | Trucks | Transport (trucks) | Energetic | transport_trucks_final_demand_heat | Heat | EU | Energy demand | 0 | FEC
PT | TYNDP2026 | NT | 2035 | TWh | 256 | Sub_sector | Transport | Trucks | Transport (trucks) | Energetic | transport_trucks_final_demand_biomass | Biomass | EU | Energy demand | 0 | FEC
PT | TYNDP2026 | NT | 2035 | TWh | 257 | Sub_sector | Transport | Trucks | Transport (trucks) | Energetic | transport_trucks_final_demand_coal | Solids | EU | Energy demand | 0 | FEC
PT | TYNDP2026 | NT | 2035 | TWh | 258 | Sub_sector | Transport | Trucks | Transport (trucks) | Energetic | transport_trucks_final_demand_oil | Liquids | EU | Energy demand | 6.9375 | FEC
PT | TYNDP2026 | NT | 2035 | TWh | 259 | Sub_sector | Transport | Trucks | Transport (trucks) | Energetic | transport_trucks_final_demand_other | Others | EU | Energy demand | 0 | FEC
PT | TYNDP2026 | NT | 2035 | TWh | 260 | Sub_sector | Transport | Trucks | Transport (trucks) | Energetic | transport_trucks_final_demand_ammonia | Ammonia | EU | Energy demand | 0 | FEC
PT | TYNDP2026 | NT | 2035 | TWh | 262 | Sub_sector | Transport | Vans | Transport (vans) | Energetic | transport_vans_final_demand_electricity | Electricity | EU | Energy demand | 0.31109 | FEC
PT | TYNDP2026 | NT | 2035 | TWh | 263 | Sub_sector | Transport | Vans | Transport (vans) | Energetic | transport_vans_final_demand_hydrogen | Hydrogen | EU | Energy demand | 0 | FEC
PT | TYNDP2026 | NT | 2035 | TWh | 264 | Sub_sector | Transport | Vans | Transport (vans) | Energetic | transport_vans_final_demand_methane | Methane | EU | Energy demand | 0.00021178 | FEC
PT | TYNDP2026 | NT | 2035 | TWh | 265 | Sub_sector | Transport | Vans | Transport (vans) | Energetic | transport_vans_final_demand_heat | Heat | EU | Energy demand | 0 | FEC
PT | TYNDP2026 | NT | 2035 | TWh | 266 | Sub_sector | Transport | Vans | Transport (vans) | Energetic | transport_vans_final_demand_biomass | Biomass | EU | Energy demand | 0 | FEC
PT | TYNDP2026 | NT | 2035 | TWh | 267 | Sub_sector | Transport | Vans | Transport (vans) | Energetic | transport_vans_final_demand_coal | Solids | EU | Energy demand | 0 | FEC
PT | TYNDP2026 | NT | 2035 | TWh | 268 | Sub_sector | Transport | Vans | Transport (vans) | Energetic | transport_vans_final_demand_oil | Liquids | EU | Energy demand | 5.3767 | FEC
PT | TYNDP2026 | NT | 2035 | TWh | 269 | Sub_sector | Transport | Vans | Transport (vans) | Energetic | transport_vans_final_demand_other | Others | EU | Energy demand | 0 | FEC
PT | TYNDP2026 | NT | 2035 | TWh | 270 | Sub_sector | Transport | Vans | Transport (vans) | Energetic | transport_vans_final_demand_ammonia | Ammonia | EU | Energy demand | 0 | FEC
PT | TYNDP2026 | NT | 2035 | TWh | 272 | Sub_sector | Transport | Freight trains | Transport (trains) | Energetic | transport_trains_final_demand_electricity | Electricity | EU | Energy demand | 0.47918 | FEC
PT | TYNDP2026 | NT | 2035 | TWh | 273 | Sub_sector | Transport | Freight trains | Transport (trains) | Energetic | transport_trains_final_demand_hydrogen | Hydrogen | EU | Energy demand | 0 | FEC
PT | TYNDP2026 | NT | 2035 | TWh | 274 | Sub_sector | Transport | Freight trains | Transport (trains) | Energetic | transport_trains_final_demand_methane | Methane | EU | Energy demand | 0 | FEC
PT | TYNDP2026 | NT | 2035 | TWh | 275 | Sub_sector | Transport | Freight trains | Transport (trains) | Energetic | transport_trains_final_demand_heat | Heat | EU | Energy demand | 0 | FEC
PT | TYNDP2026 | NT | 2035 | TWh | 276 | Sub_sector | Transport | Freight trains | Transport (trains) | Energetic | transport_trains_final_demand_biomass | Biomass | EU | Energy demand | 0 | FEC
PT | TYNDP2026 | NT | 2035 | TWh | 277 | Sub_sector | Transport | Freight trains | Transport (trains) | Energetic | transport_trains_final_demand_coal | Solids | EU | Energy demand | 0 | FEC
PT | TYNDP2026 | NT | 2035 | TWh | 278 | Sub_sector | Transport | Freight trains | Transport (trains) | Energetic | transport_trains_final_demand_oil | Liquids | EU | Energy demand | 0.081858 | FEC
PT | TYNDP2026 | NT | 2035 | TWh | 279 | Sub_sector | Transport | Freight trains | Transport (trains) | Energetic | transport_trains_final_demand_other | Others | EU | Energy demand | 0 | FEC
PT | TYNDP2026 | NT | 2035 | TWh | 280 | Sub_sector | Transport | Freight trains | Transport (trains) | Energetic | transport_trains_final_demand_ammonia | Ammonia | EU | Energy demand | 0 | FEC
PT | TYNDP2026 | NT | 2035 | TWh | 282 | Sub_sector | Transport | Ships | Transport (ships) | Energetic | transport_ships_final_demand_electricity | Electricity | EU | Energy demand | 0.056186 | FEC
PT | TYNDP2026 | NT | 2035 | TWh | 283 | Sub_sector | Transport | Ships | Transport (ships) | Energetic | transport_ships_final_demand_hydrogen | Hydrogen | EU | Energy demand | 0 | FEC
PT | TYNDP2026 | NT | 2035 | TWh | 284 | Sub_sector | Transport | Ships | Transport (ships) | Energetic | transport_ships_final_demand_methane | Methane | EU | Energy demand | 5.97e-05 | FEC
PT | TYNDP2026 | NT | 2035 | TWh | 285 | Sub_sector | Transport | Ships | Transport (ships) | Energetic | transport_ships_final_demand_heat | Heat | EU | Energy demand | 0 | FEC
PT | TYNDP2026 | NT | 2035 | TWh | 286 | Sub_sector | Transport | Ships | Transport (ships) | Energetic | transport_ships_final_demand_biomass | Biomass | EU | Energy demand | 0 | FEC
PT | TYNDP2026 | NT | 2035 | TWh | 287 | Sub_sector | Transport | Ships | Transport (ships) | Energetic | transport_ships_final_demand_coal | Solids | EU | Energy demand | 0 | FEC
PT | TYNDP2026 | NT | 2035 | TWh | 288 | Sub_sector | Transport | Ships | Transport (ships) | Energetic | transport_ships_final_demand_oil | Liquids | EU | Energy demand | 1.815 | FEC
PT | TYNDP2026 | NT | 2035 | TWh | 289 | Sub_sector | Transport | Ships | Transport (ships) | Energetic | transport_ships_final_demand_other | Others | EU | Energy demand | 0 | FEC
PT | TYNDP2026 | NT | 2035 | TWh | 290 | Sub_sector | Transport | Ships | Transport (ships) | Energetic | transport_ships_final_demand_ammonia | Ammonia | EU | Energy demand | 0 | FEC
PT | TYNDP2026 | NT | 2035 | TWh | 292 | Sub_sector | Transport | Planes | Transport (planes) | Energetic | transport_planes_final_demand_electricity | Electricity | EU | Energy demand | 0 | FEC
PT | TYNDP2026 | NT | 2035 | TWh | 293 | Sub_sector | Transport | Planes | Transport (planes) | Energetic | transport_planes_final_demand_hydrogen | Hydrogen | EU | Energy demand | 0 | FEC
PT | TYNDP2026 | NT | 2035 | TWh | 294 | Sub_sector | Transport | Planes | Transport (planes) | Energetic | transport_planes_final_demand_methane | Methane | EU | Energy demand | 0 | FEC
PT | TYNDP2026 | NT | 2035 | TWh | 295 | Sub_sector | Transport | Planes | Transport (planes) | Energetic | transport_planes_final_demand_heat | Heat | EU | Energy demand | 0 | FEC
PT | TYNDP2026 | NT | 2035 | TWh | 296 | Sub_sector | Transport | Planes | Transport (planes) | Energetic | transport_planes_final_demand_biomass | Biomass | EU | Energy demand | 0 | FEC
PT | TYNDP2026 | NT | 2035 | TWh | 297 | Sub_sector | Transport | Planes | Transport (planes) | Energetic | transport_planes_final_demand_coal | Solids | EU | Energy demand | 0 | FEC
PT | TYNDP2026 | NT | 2035 | TWh | 298 | Sub_sector | Transport | Planes | Transport (planes) | Energetic | transport_planes_final_demand_oil | Liquids | EU | Energy demand | 1.7535 | FEC
PT | TYNDP2026 | NT | 2035 | TWh | 299 | Sub_sector | Transport | Planes | Transport (planes) | Energetic | transport_planes_final_demand_other | Others | EU | Energy demand | 0 | FEC
PT | TYNDP2026 | NT | 2035 | TWh | 300 | Sub_sector | Transport | Planes | Transport (planes) | Energetic | transport_planes_final_demand_ammonia | Ammonia | EU | Energy demand | 0 | FEC
PT | TYNDP2026 | NT | 2035 | TWh | 302 | Sub_sector | Transport | Others | Transport (others) | Energetic | transport_other_final_demand_electricity | Electricity | EU | Energy demand | 0.0014171 | FEC
PT | TYNDP2026 | NT | 2035 | TWh | 303 | Sub_sector | Transport | Others | Transport (others) | Energetic | transport_other_final_demand_hydrogen | Hydrogen | EU | Energy demand | 0 | FEC
PT | TYNDP2026 | NT | 2035 | TWh | 304 | Sub_sector | Transport | Others | Transport (others) | Energetic | transport_other_final_demand_methane | Methane | EU | Energy demand | 0 | FEC
PT | TYNDP2026 | NT | 2035 | TWh | 305 | Sub_sector | Transport | Others | Transport (others) | Energetic | transport_other_final_demand_heat | Heat | EU | Energy demand | 0 | FEC
PT | TYNDP2026 | NT | 2035 | TWh | 306 | Sub_sector | Transport | Others | Transport (others) | Energetic | transport_other_final_demand_biomass | Biomass | EU | Energy demand | 0 | FEC
PT | TYNDP2026 | NT | 2035 | TWh | 307 | Sub_sector | Transport | Others | Transport (others) | Energetic | transport_other_final_demand_coal | Solids | EU | Energy demand | 0 | FEC
PT | TYNDP2026 | NT | 2035 | TWh | 308 | Sub_sector | Transport | Others | Transport (others) | Energetic | transport_other_final_demand_oil | Liquids | EU | Energy demand | 0.63785 | FEC
PT | TYNDP2026 | NT | 2035 | TWh | 309 | Sub_sector | Transport | Others | Transport (others) | Energetic | transport_other_final_demand_other | Others | EU | Energy demand | 0 | FEC
PT | TYNDP2026 | NT | 2035 | TWh | 310 | Sub_sector | Transport | Others | Transport (others) | Energetic | transport_other_final_demand_ammonia | Ammonia | EU | Energy demand | 0 | FEC
PT | TYNDP2026 | NT | 2035 | TWh | 312 | Sub_sector | International transport | International aviation | Transport (int. aviation) | Energetic | transport_int_aviation_final_demand_electricity | Electricity | EU | Energy demand | 0 | FEC
PT | TYNDP2026 | NT | 2035 | TWh | 313 | Sub_sector | International transport | International aviation | Transport (int. aviation) | Energetic | transport_int_aviation_final_demand_hydrogen | Hydrogen | EU | Energy demand | 0 | FEC
PT | TYNDP2026 | NT | 2035 | TWh | 314 | Sub_sector | International transport | International aviation | Transport (int. aviation) | Energetic | transport_int_aviation_final_demand_methane | Methane | EU | Energy demand | 0 | FEC
PT | TYNDP2026 | NT | 2035 | TWh | 315 | Sub_sector | International transport | International aviation | Transport (int. aviation) | Energetic | transport_int_aviation_final_demand_heat | Heat | EU | Energy demand | 0 | FEC
PT | TYNDP2026 | NT | 2035 | TWh | 316 | Sub_sector | International transport | International aviation | Transport (int. aviation) | Energetic | transport_int_aviation_final_demand_biofuels | Biomass | EU | Energy demand | 0 | FEC
PT | TYNDP2026 | NT | 2035 | TWh | 317 | Sub_sector | International transport | International aviation | Transport (int. aviation) | Energetic | transport_int_aviation_final_demand_coal | Solids | EU | Energy demand | 0 | FEC
PT | TYNDP2026 | NT | 2035 | TWh | 318 | Sub_sector | International transport | International aviation | Transport (int. aviation) | Energetic | transport_int_aviation_final_demand_oil | Liquids | EU | Energy demand | 15.3615 | FEC
PT | TYNDP2026 | NT | 2035 | TWh | 319 | Sub_sector | International transport | International aviation | Transport (int. aviation) | Energetic | transport_int_aviation_final_demand_other | Others | EU | Energy demand | 0 | FEC
PT | TYNDP2026 | NT | 2035 | TWh | 320 | Sub_sector | International transport | International aviation | Transport (int. aviation) | Energetic | transport_int_aviation_final_demand_ammonia | Ammonia | EU | Energy demand | 0 | FEC
PT | TYNDP2026 | NT | 2035 | TWh | 322 | Sub_sector | International transport | International shipping | Transport (int. shipping) | Energetic | transport_int_shipping_final_demand_electricity | Electricity | EU | Energy demand | 0 | not_included_in_FEC
PT | TYNDP2026 | NT | 2035 | TWh | 323 | Sub_sector | International transport | International shipping | Transport (int. shipping) | Energetic | transport_int_shipping_final_demand_hydrogen | Hydrogen | EU | Energy demand | 0 | not_included_in_FEC
PT | TYNDP2026 | NT | 2035 | TWh | 324 | Sub_sector | International transport | International shipping | Transport (int. shipping) | Energetic | transport_int_shipping_final_demand_methane | Methane | EU | Energy demand | 0 | not_included_in_FEC
PT | TYNDP2026 | NT | 2035 | TWh | 325 | Sub_sector | International transport | International shipping | Transport (int. shipping) | Energetic | transport_int_shipping_final_demand_heat | Heat | EU | Energy demand | 0 | not_included_in_FEC
PT | TYNDP2026 | NT | 2035 | TWh | 326 | Sub_sector | International transport | International shipping | Transport (int. shipping) | Energetic | transport_int_shipping_final_demand_biofuels | Biomass | EU | Energy demand | 0 | not_included_in_FEC
PT | TYNDP2026 | NT | 2035 | TWh | 327 | Sub_sector | International transport | International shipping | Transport (int. shipping) | Energetic | transport_int_shipping_final_demand_coal | Solids | EU | Energy demand | 0 | not_included_in_FEC
PT | TYNDP2026 | NT | 2035 | TWh | 328 | Sub_sector | International transport | International shipping | Transport (int. shipping) | Energetic | transport_int_shipping_final_demand_oil | Liquids | EU | Energy demand | 9.6762 | not_included_in_FEC
PT | TYNDP2026 | NT | 2035 | TWh | 329 | Sub_sector | International transport | International shipping | Transport (int. shipping) | Energetic | transport_int_shipping_final_demand_other | Others | EU | Energy demand | 0 | not_included_in_FEC
PT | TYNDP2026 | NT | 2035 | TWh | 330 | Sub_sector | International transport | International shipping | Transport (int. shipping) | Energetic | transport_int_shipping_final_demand_ammonia | Ammonia | EU | Energy demand | 0 | not_included_in_FEC
PT | TYNDP2026 | NT | 2035 | TWh | 332 | Sub_sector | Households | Space heating | Households (heating) | Energetic | households_heating_final_demand_electricity | Electricity | EU | Energy demand | 1.2421 | FEC
PT | TYNDP2026 | NT | 2035 | TWh | 333 | Sub_sector | Households | Space heating | Households (heating) | Energetic | households_heating_final_demand_hydrogen | Hydrogen | EU | Energy demand | 0 | FEC
PT | TYNDP2026 | NT | 2035 | TWh | 334 | Sub_sector | Households | Space heating | Households (heating) | Energetic | households_heating_final_demand_methane | Methane | EU | Energy demand | 0 | FEC
PT | TYNDP2026 | NT | 2035 | TWh | 335 | Sub_sector | Households | Space heating | Households (heating) | Energetic | households_heating_final_demand_heat | Heat | EU | Energy demand | 0 | FEC
PT | TYNDP2026 | NT | 2035 | TWh | 336 | Sub_sector | Households | Space heating | Households (heating) | Energetic | households_heating_final_demand_biomass | Biomass | EU | Energy demand | 6.2421 | FEC
PT | TYNDP2026 | NT | 2035 | TWh | 337 | Sub_sector | Households | Space heating | Households (heating) | Energetic | households_heating_final_demand_coal | Solids | EU | Energy demand | 0 | FEC
PT | TYNDP2026 | NT | 2035 | TWh | 338 | Sub_sector | Households | Space heating | Households (heating) | Energetic | households_heating_final_demand_oil | Liquids | EU | Energy demand | 0 | FEC
PT | TYNDP2026 | NT | 2035 | TWh | 339 | Sub_sector | Households | Space heating | Households (heating) | Energetic | households_heating_final_demand_other | Others | EU | Energy demand | 0 | FEC
PT | TYNDP2026 | NT | 2035 | TWh | 340 | Sub_sector | Households | Space heating | Households (heating) | Energetic | households_heating_final_demand_ammonia | Ammonia | EU | Energy demand | 0 | FEC
PT | TYNDP2026 | NT | 2035 | TWh | 343 | Sub_sector | Households | Cooling | Households (cooling) | Energetic | households_cooling_final_demand_electricity | Electricity | EU | Energy demand | 0.29101 | FEC
PT | TYNDP2026 | NT | 2035 | TWh | 344 | Sub_sector | Households | Cooling | Households (cooling) | Energetic | households_cooling_final_demand_hydrogen | Hydrogen | EU | Energy demand | 0 | FEC
PT | TYNDP2026 | NT | 2035 | TWh | 345 | Sub_sector | Households | Cooling | Households (cooling) | Energetic | households_cooling_final_demand_methane | Methane | EU | Energy demand | 0 | FEC
PT | TYNDP2026 | NT | 2035 | TWh | 346 | Sub_sector | Households | Cooling | Households (cooling) | Energetic | households_cooling_final_demand_heat | Heat | EU | Energy demand | 0 | FEC
PT | TYNDP2026 | NT | 2035 | TWh | 347 | Sub_sector | Households | Cooling | Households (cooling) | Energetic | households_cooling_final_demand_biomass | Biomass | EU | Energy demand | 0 | FEC
PT | TYNDP2026 | NT | 2035 | TWh | 348 | Sub_sector | Households | Cooling | Households (cooling) | Energetic | households_cooling_final_demand_coal | Solids | EU | Energy demand | 0 | FEC
PT | TYNDP2026 | NT | 2035 | TWh | 349 | Sub_sector | Households | Cooling | Households (cooling) | Energetic | households_cooling_final_demand_oil | Liquids | EU | Energy demand | 0 | FEC
PT | TYNDP2026 | NT | 2035 | TWh | 350 | Sub_sector | Households | Cooling | Households (cooling) | Energetic | households_cooling_final_demand_other | Others | EU | Energy demand | 0 | FEC
PT | TYNDP2026 | NT | 2035 | TWh | 351 | Sub_sector | Households | Cooling | Households (cooling) | Energetic | households_cooling_final_demand_ammonia | Ammonia | EU | Energy demand | 0 | FEC
PT | TYNDP2026 | NT | 2035 | TWh | 354 | Sub_sector | Households | Hot water | Households (hot water) | Energetic | households_hot_water_final_demand_electricity | Electricity | EU | Energy demand | 1.2838 | FEC
PT | TYNDP2026 | NT | 2035 | TWh | 355 | Sub_sector | Households | Hot water | Households (hot water) | Energetic | households_hot_water_final_demand_hydrogen | Hydrogen | EU | Energy demand | 0 | FEC
PT | TYNDP2026 | NT | 2035 | TWh | 356 | Sub_sector | Households | Hot water | Households (hot water) | Energetic | households_hot_water_final_demand_methane | Methane | EU | Energy demand | 0 | FEC
PT | TYNDP2026 | NT | 2035 | TWh | 357 | Sub_sector | Households | Hot water | Households (hot water) | Energetic | households_hot_water_final_demand_heat | Heat | EU | Energy demand | 0 | FEC
PT | TYNDP2026 | NT | 2035 | TWh | 358 | Sub_sector | Households | Hot water | Households (hot water) | Energetic | households_hot_water_final_demand_biomass | Biomass | EU | Energy demand | 4.256 | FEC
PT | TYNDP2026 | NT | 2035 | TWh | 359 | Sub_sector | Households | Hot water | Households (hot water) | Energetic | households_hot_water_final_demand_coal | Solids | EU | Energy demand | 0 | FEC
PT | TYNDP2026 | NT | 2035 | TWh | 360 | Sub_sector | Households | Hot water | Households (hot water) | Energetic | households_hot_water_final_demand_oil | Liquids | EU | Energy demand | 0 | FEC
PT | TYNDP2026 | NT | 2035 | TWh | 361 | Sub_sector | Households | Hot water | Households (hot water) | Energetic | households_hot_water_final_demand_other | Others | EU | Energy demand | 0.39779 | FEC
PT | TYNDP2026 | NT | 2035 | TWh | 362 | Sub_sector | Households | Hot water | Households (hot water) | Energetic | households_hot_water_final_demand_ammonia | Ammonia | EU | Energy demand | 0 | FEC
PT | TYNDP2026 | NT | 2035 | TWh | 365 | Sub_sector | Households | Appliances | Households (appliances) | Energetic | households_appliances_final_demand_electricity | Electricity | EU | Energy demand | 10.8705 | FEC
PT | TYNDP2026 | NT | 2035 | TWh | 366 | Sub_sector | Households | Appliances | Households (appliances) | Energetic | households_appliances_final_demand_hydrogen | Hydrogen | EU | Energy demand | 0 | FEC
PT | TYNDP2026 | NT | 2035 | TWh | 367 | Sub_sector | Households | Appliances | Households (appliances) | Energetic | households_appliances_final_demand_methane | Methane | EU | Energy demand | 2.0063 | FEC
PT | TYNDP2026 | NT | 2035 | TWh | 368 | Sub_sector | Households | Appliances | Households (appliances) | Energetic | households_appliances_final_demand_heat | Heat | EU | Energy demand | 0 | FEC
PT | TYNDP2026 | NT | 2035 | TWh | 369 | Sub_sector | Households | Appliances | Households (appliances) | Energetic | households_appliances_final_demand_biomass | Biomass | EU | Energy demand | 0 | FEC
PT | TYNDP2026 | NT | 2035 | TWh | 370 | Sub_sector | Households | Appliances | Households (appliances) | Energetic | households_appliances_final_demand_coal | Solids | EU | Energy demand | 0 | FEC
PT | TYNDP2026 | NT | 2035 | TWh | 371 | Sub_sector | Households | Appliances | Households (appliances) | Energetic | households_appliances_final_demand_oil | Liquids | EU | Energy demand | 0 | FEC
PT | TYNDP2026 | NT | 2035 | TWh | 372 | Sub_sector | Households | Appliances | Households (appliances) | Energetic | households_appliances_final_demand_other | Others | EU | Energy demand | 0 | FEC
PT | TYNDP2026 | NT | 2035 | TWh | 373 | Sub_sector | Households | Appliances | Households (appliances) | Energetic | households_appliances_final_demand_ammonia | Ammonia | EU | Energy demand | 0 | FEC
PT | TYNDP2026 | NT | 2035 | TWh | 375 | Sub_sector | Buildings | Space heating | Buildings (heat) | Energetic | buildings_heat_final_demand_electricity | Electricity | EU | Energy demand | 5.653 | FEC
PT | TYNDP2026 | NT | 2035 | TWh | 376 | Sub_sector | Buildings | Space heating | Buildings (heat) | Energetic | buildings_heat_final_demand_hydrogen | Hydrogen | EU | Energy demand | 0 | FEC
PT | TYNDP2026 | NT | 2035 | TWh | 377 | Sub_sector | Buildings | Space heating | Buildings (heat) | Energetic | buildings_heat_final_demand_methane | Methane | EU | Energy demand | 1.2264 | FEC
PT | TYNDP2026 | NT | 2035 | TWh | 378 | Sub_sector | Buildings | Space heating | Buildings (heat) | Energetic | buildings_heat_final_demand_heat | Heat | EU | Energy demand | 0 | FEC
PT | TYNDP2026 | NT | 2035 | TWh | 379 | Sub_sector | Buildings | Space heating | Buildings (heat) | Energetic | buildings_heat_final_demand_biomass | Biomass | EU | Energy demand | 0 | FEC
PT | TYNDP2026 | NT | 2035 | TWh | 380 | Sub_sector | Buildings | Space heating | Buildings (heat) | Energetic | buildings_heat_final_demand_coal | Solids | EU | Energy demand | 0 | FEC
PT | TYNDP2026 | NT | 2035 | TWh | 381 | Sub_sector | Buildings | Space heating | Buildings (heat) | Energetic | buildings_heat_final_demand_oil | Liquids | EU | Energy demand | 0 | FEC
PT | TYNDP2026 | NT | 2035 | TWh | 382 | Sub_sector | Buildings | Space heating | Buildings (heat) | Energetic | buildings_heat_final_demand_other | Others | EU | Energy demand | 0.035711 | FEC
PT | TYNDP2026 | NT | 2035 | TWh | 383 | Sub_sector | Buildings | Space heating | Buildings (heat) | Energetic | buildings_heat_final_demand_ammonia | Ammonia | EU | Energy demand | 0 | FEC
PT | TYNDP2026 | NT | 2035 | TWh | 386 | Sub_sector | Buildings | Cooling | Buildings (cooling) | Energetic | buildings_cooling_final_demand_electricity | Electricity | EU | Energy demand | 2.0332 | FEC
PT | TYNDP2026 | NT | 2035 | TWh | 387 | Sub_sector | Buildings | Cooling | Buildings (cooling) | Energetic | buildings_cooling_final_demand_hydrogen | Hydrogen | EU | Energy demand | 0 | FEC
PT | TYNDP2026 | NT | 2035 | TWh | 388 | Sub_sector | Buildings | Cooling | Buildings (cooling) | Energetic | buildings_cooling_final_demand_methane | Methane | EU | Energy demand | 0 | FEC
PT | TYNDP2026 | NT | 2035 | TWh | 389 | Sub_sector | Buildings | Cooling | Buildings (cooling) | Energetic | buildings_cooling_final_demand_heat | Heat | EU | Energy demand | 0 | FEC
PT | TYNDP2026 | NT | 2035 | TWh | 390 | Sub_sector | Buildings | Cooling | Buildings (cooling) | Energetic | buildings_cooling_final_demand_biomass | Biomass | EU | Energy demand | 0 | FEC
PT | TYNDP2026 | NT | 2035 | TWh | 391 | Sub_sector | Buildings | Cooling | Buildings (cooling) | Energetic | buildings_cooling_final_demand_coal | Solids | EU | Energy demand | 0 | FEC
PT | TYNDP2026 | NT | 2035 | TWh | 392 | Sub_sector | Buildings | Cooling | Buildings (cooling) | Energetic | buildings_cooling_final_demand_oil | Liquids | EU | Energy demand | 0 | FEC
PT | TYNDP2026 | NT | 2035 | TWh | 393 | Sub_sector | Buildings | Cooling | Buildings (cooling) | Energetic | buildings_cooling_final_demand_other | Others | EU | Energy demand | 0 | FEC
PT | TYNDP2026 | NT | 2035 | TWh | 394 | Sub_sector | Buildings | Cooling | Buildings (cooling) | Energetic | buildings_cooling_final_demand_ammonia | Ammonia | EU | Energy demand | 0 | FEC
PT | TYNDP2026 | NT | 2035 | TWh | 397 | Sub_sector | Buildings | Appliances | Buildings (appliances) | Energetic | buildings_appliances_final_demand_electricity | Electricity | EU | Energy demand | 8.3491 | FEC
PT | TYNDP2026 | NT | 2035 | TWh | 398 | Sub_sector | Buildings | Appliances | Buildings (appliances) | Energetic | buildings_appliances_final_demand_hydrogen | Hydrogen | EU | Energy demand | 0 | FEC
PT | TYNDP2026 | NT | 2035 | TWh | 399 | Sub_sector | Buildings | Appliances | Buildings (appliances) | Energetic | buildings_appliances_final_demand_methane | Methane | EU | Energy demand | 0.96627 | FEC
PT | TYNDP2026 | NT | 2035 | TWh | 400 | Sub_sector | Buildings | Appliances | Buildings (appliances) | Energetic | buildings_appliances_final_demand_heat | Heat | EU | Energy demand | 0 | FEC
PT | TYNDP2026 | NT | 2035 | TWh | 401 | Sub_sector | Buildings | Appliances | Buildings (appliances) | Energetic | buildings_appliances_final_demand_biomass | Biomass | EU | Energy demand | 0 | FEC
PT | TYNDP2026 | NT | 2035 | TWh | 402 | Sub_sector | Buildings | Appliances | Buildings (appliances) | Energetic | buildings_appliances_final_demand_coal | Solids | EU | Energy demand | 0 | FEC
PT | TYNDP2026 | NT | 2035 | TWh | 403 | Sub_sector | Buildings | Appliances | Buildings (appliances) | Energetic | buildings_appliances_final_demand_oil | Liquids | EU | Energy demand | 0 | FEC
PT | TYNDP2026 | NT | 2035 | TWh | 404 | Sub_sector | Buildings | Appliances | Buildings (appliances) | Energetic | buildings_appliances_final_demand_other | Others | EU | Energy demand | 0 | FEC
PT | TYNDP2026 | NT | 2035 | TWh | 405 | Sub_sector | Buildings | Appliances | Buildings (appliances) | Energetic | buildings_appliances_final_demand_ammonia | Ammonia | EU | Energy demand | 0 | FEC
PT | TYNDP2026 | NT | 2035 | TWh | 407 | Sub_sector | Buildings | Datacenters | Datacenters & ICT | Energetic | datacentres_final_demand_electricity_energetic | Electricity | EU | Energy demand | 20.9351 | FEC
PT | TYNDP2026 | NT | 2035 | TWh | 408 | Sub_sector | Buildings | Datacenters | Datacenters & ICT | Energetic | datacentres_final_demand_hydrogen_energetic | Hydrogen | EU | Energy demand | 0 | FEC
PT | TYNDP2026 | NT | 2035 | TWh | 409 | Sub_sector | Buildings | Datacenters | Datacenters & ICT | Energetic | datacentres_final_demand_methane_energetic | Methane | EU | Energy demand | 0 | FEC
PT | TYNDP2026 | NT | 2035 | TWh | 410 | Sub_sector | Buildings | Datacenters | Datacenters & ICT | Energetic | datacentres_final_demand_heat_energetic | Heat | EU | Energy demand | 0 | FEC
PT | TYNDP2026 | NT | 2035 | TWh | 411 | Sub_sector | Buildings | Datacenters | Datacenters & ICT | Energetic | datacentres_final_demand_biomass_energetic | Biomass | EU | Energy demand | 0 | FEC
PT | TYNDP2026 | NT | 2035 | TWh | 412 | Sub_sector | Buildings | Datacenters | Datacenters & ICT | Energetic | datacentres_final_demand_coal_energetic | Solids | EU | Energy demand | 0 | FEC
PT | TYNDP2026 | NT | 2035 | TWh | 413 | Sub_sector | Buildings | Datacenters | Datacenters & ICT | Energetic | datacentres_final_demand_oil_energetic | Liquids | EU | Energy demand | 0 | FEC
PT | TYNDP2026 | NT | 2035 | TWh | 414 | Sub_sector | Buildings | Datacenters | Datacenters & ICT | Energetic | datacentres_final_demand_other_energetic | Others | EU | Energy demand | 0 | FEC
PT | TYNDP2026 | NT | 2035 | TWh | 415 | Sub_sector | Buildings | Datacenters | Datacenters & ICT | Energetic | datacentres_final_demand_ammonia_energetic | Ammonia | EU | Energy demand | 0 | FEC
PT | TYNDP2026 | NT | 2035 | TWh | 417 | Sub_sector | Transport | Others_Sector | Others_Sector | Energetic | other_final_demand_electricity_energetic | Electricity | EU | Energy demand | 0 | FEC
PT | TYNDP2026 | NT | 2035 | TWh | 418 | Sub_sector | Transport | Others_Sector | Others_Sector | Energetic | other_final_demand_hydrogen_energetic | Hydrogen | EU | Energy demand | 0 | FEC
PT | TYNDP2026 | NT | 2035 | TWh | 419 | Sub_sector | Transport | Pipeline Transport | Others_Sector | Energetic | other_final_demand_methane_energetic | Methane | EU | Energy demand | 0.0061281 | FEC
PT | TYNDP2026 | NT | 2035 | TWh | 420 | Sub_sector | Transport | Others_Sector | Others_Sector | Energetic | other_final_demand_heat_energetic | Heat | EU | Energy demand | 0 | FEC
PT | TYNDP2026 | NT | 2035 | TWh | 421 | Sub_sector | Transport | Others_Sector | Others_Sector | Energetic | other_final_demand_biomass_energetic | Biomass | EU | Energy demand | 0 | FEC
PT | TYNDP2026 | NT | 2035 | TWh | 422 | Sub_sector | Transport | Others_Sector | Others_Sector | Energetic | other_final_demand_coal_energetic | Solids | EU | Energy demand | 0 | FEC
PT | TYNDP2026 | NT | 2035 | TWh | 423 | Sub_sector | Transport | Others_Sector | Others_Sector | Energetic | other_final_demand_oil_energetic | Liquids | EU | Energy demand | 0.30277 | FEC
PT | TYNDP2026 | NT | 2035 | TWh | 424 | Sub_sector | Others_Sector | Others_Sector | Others_Sector | Non-energetic | other_final_demand_oil_non_energetic | Liquids | EU | Energy demand | 0.47393 | not_included_in_FEC
PT | TYNDP2026 | NT | 2035 | TWh | 425 | Sub_sector | Transport | Others_Sector | Others_Sector | Energetic | other_final_demand_other_energetic | Others | EU | Energy demand | 0 | FEC
PT | TYNDP2026 | NT | 2035 | TWh | 426 | Sub_sector | Transport | Others_Sector | Others_Sector | Energetic | other_final_demand_ammonia_energetic | Ammonia | EU | Energy demand | 0 | FEC
PT | TYNDP2026 | NT | 2035 | TWh | 427 | Sub_sector | Industry | Surplus_Heat_in_Industry | Surplus_Heat_in_Industry | Energetic | final_demand_of_industry_unused_local_production_steam_hot_water | Heat | EU | Energy demand | 0 | FEC
PT | TYNDP2026 | NT | 2035 | TWh | 429 | Sub_sector | Agriculture | Total | Agriculture | Energetic | agriculture_final_demand_electricity_energetic | Electricity | EU | Energy demand | 0.95772 | FEC
PT | TYNDP2026 | NT | 2035 | TWh | 430 | Sub_sector | Agriculture | Total | Agriculture | Energetic | agriculture_final_demand_hydrogen_energetic | Hydrogen | EU | Energy demand | 0 | FEC
PT | TYNDP2026 | NT | 2035 | TWh | 431 | Sub_sector | Agriculture | Total | Agriculture | Energetic | agriculture_final_demand_methane_energetic | Methane | EU | Energy demand | 0.075185 | FEC
PT | TYNDP2026 | NT | 2035 | TWh | 432 | Sub_sector | Agriculture | Total | Agriculture | Energetic | agriculture_final_demand_heat_energetic | Heat | EU | Energy demand | 0 | FEC
PT | TYNDP2026 | NT | 2035 | TWh | 433 | Sub_sector | Agriculture | Total | Agriculture | Energetic | agriculture_final_demand_biomass_energetic | Biomass | EU | Energy demand | 0.059627 | FEC
PT | TYNDP2026 | NT | 2035 | TWh | 434 | Sub_sector | Agriculture | Total | Agriculture | Energetic | agriculture_final_demand_coal_energetic | Solids | EU | Energy demand | 0 | FEC
PT | TYNDP2026 | NT | 2035 | TWh | 435 | Sub_sector | Agriculture | Total | Agriculture | Energetic | agriculture_final_demand_oil_energetic | Liquids | EU | Energy demand | 3.3264 | FEC
PT | TYNDP2026 | NT | 2035 | TWh | 436 | Sub_sector | Agriculture | Total | Agriculture | Energetic | agriculture_final_demand_other_energetic | Others | EU | Energy demand | 0 | FEC
PT | TYNDP2026 | NT | 2035 | TWh | 437 | Sub_sector | Agriculture | Total | Agriculture | Energetic | agriculture_final_demand_ammonia_energetic | Ammonia | EU | Energy demand | 0 | FEC
PT | TYNDP2026 | NT | 2035 | TWh | 447 | Sub_sector | Buildings | Surplus Energy | Buildings | Energetic | GAP | Electricity | EU | Energy demand | 0 | FEC
PT | TYNDP2026 | NT | 2035 | TWh | 448 | Sub_sector | Buildings | Surplus Energy | Buildings | Energetic | GAP | Hydrogen | EU | Energy demand | 0 | FEC
PT | TYNDP2026 | NT | 2035 | TWh | 449 | Sub_sector | Buildings | Surplus Energy | Buildings | Energetic | GAP | Methane | EU | Energy demand | 0 | FEC
PT | TYNDP2026 | NT | 2035 | TWh | 450 | Sub_sector | Buildings | Surplus Energy | Buildings | Energetic | GAP | Heat | EU | Energy demand | 0 | FEC
PT | TYNDP2026 | NT | 2035 | TWh | 451 | Sub_sector | Buildings | Surplus Energy | Buildings | Energetic | GAP | Biomass | EU | Energy demand | 0.074146 | FEC
PT | TYNDP2026 | NT | 2035 | TWh | 452 | Sub_sector | Buildings | Surplus Energy | Buildings | Energetic | GAP | Solids | EU | Energy demand | 0 | FEC
PT | TYNDP2026 | NT | 2035 | TWh | 453 | Sub_sector | Buildings | Surplus Energy | Buildings | Energetic | GAP | Liquids | EU | Energy demand | 0.2967 | FEC
PT | TYNDP2026 | NT | 2035 | TWh | 454 | Sub_sector | Buildings | Surplus Energy | Buildings | Energetic | GAP | Others | EU | Energy demand | 0 | FEC
PT | TYNDP2026 | NT | 2035 | TWh | 455 | Sub_sector | Buildings | Surplus Energy | Buildings | Energetic | GAP | Ammonia | EU | Energy demand | 0 | FEC
PT | TYNDP2026 | NT | 2035 | TWh | 456 | Sub_sector | Households | Surplus Energy | Households | Energetic | GAP | Electricity | EU | Energy demand | 0 | FEC
PT | TYNDP2026 | NT | 2035 | TWh | 457 | Sub_sector | Households | Surplus Energy | Households | Energetic | GAP | Hydrogen | EU | Energy demand | 0 | FEC
PT | TYNDP2026 | NT | 2035 | TWh | 458 | Sub_sector | Households | Surplus Energy | Households | Energetic | GAP | Methane | EU | Energy demand | 0 | FEC
PT | TYNDP2026 | NT | 2035 | TWh | 459 | Sub_sector | Households | Surplus Energy | Households | Energetic | GAP | Heat | EU | Energy demand | 0 | FEC
PT | TYNDP2026 | NT | 2035 | TWh | 460 | Sub_sector | Households | Surplus Energy | Households | Energetic | GAP | Biomass | EU | Energy demand | 0 | FEC
PT | TYNDP2026 | NT | 2035 | TWh | 461 | Sub_sector | Households | Surplus Energy | Households | Energetic | GAP | Solids | EU | Energy demand | 0 | FEC
PT | TYNDP2026 | NT | 2035 | TWh | 462 | Sub_sector | Households | Surplus Energy | Households | Energetic | GAP | Liquids | EU | Energy demand | 0 | FEC
PT | TYNDP2026 | NT | 2035 | TWh | 463 | Sub_sector | Households | Surplus Energy | Households | Energetic | GAP | Others | EU | Energy demand | 0 | FEC
PT | TYNDP2026 | NT | 2035 | TWh | 464 | Sub_sector | Households | Surplus Energy | Households | Energetic | GAP | Ammonia | EU | Energy demand | 0 | FEC
PT | TYNDP2026 | NT | 2040 | TWh | 102 | Sub_sector | Industry | Aluminium | Industry (aluminium) | Energetic | industry_aluminium_demand_electricity_energetic | Electricity | EU | Energy demand | 0 | FEC
PT | TYNDP2026 | NT | 2040 | TWh | 103 | Sub_sector | Industry | Aluminium | Industry (aluminium) | Energetic | industry_aluminium_demand_hydrogen_energetic | Hydrogen | EU | Energy demand | 0 | FEC
PT | TYNDP2026 | NT | 2040 | TWh | 104 | Sub_sector | Industry | Aluminium | Industry (aluminium) | Energetic | industry_aluminium_demand_methane_energetic | Methane | EU | Energy demand | 0 | FEC
PT | TYNDP2026 | NT | 2040 | TWh | 105 | Sub_sector | Industry | Aluminium | Industry (aluminium) | Energetic | industry_aluminium_demand_heat_energetic | Heat | EU | Energy demand | 0 | FEC
PT | TYNDP2026 | NT | 2040 | TWh | 106 | Sub_sector | Industry | Aluminium | Industry (aluminium) | Energetic | industry_aluminium_demand_biomass_energetic | Biomass | EU | Energy demand | 0 | FEC
PT | TYNDP2026 | NT | 2040 | TWh | 107 | Sub_sector | Industry | Aluminium | Industry (aluminium) | Energetic | industry_aluminium_demand_coal_energetic | Solids | EU | Energy demand | 0 | FEC
PT | TYNDP2026 | NT | 2040 | TWh | 108 | Sub_sector | Industry | Aluminium | Industry (aluminium) | Energetic | industry_aluminium_demand_oil_energetic | Liquids | EU | Energy demand | 0 | FEC
PT | TYNDP2026 | NT | 2040 | TWh | 109 | Sub_sector | Industry | Aluminium | Industry (aluminium) | Energetic | industry_aluminium_demand_others_energetic | Others | EU | Energy demand | 0 | FEC
PT | TYNDP2026 | NT | 2040 | TWh | 110 | Sub_sector | Industry | Aluminium | Industry (aluminium) | Energetic | industry_ammonia_demand_others_energetic | Ammonia | EU | Energy demand | 0 | FEC
PT | TYNDP2026 | NT | 2040 | TWh | 112 | Sub_sector | Industry | Chemicals | Industry (chemicals, energetic) | Energetic | industry_chemical_demand_electricity_energetic | Electricity | EU | Energy demand | 3.7765 | FEC
PT | TYNDP2026 | NT | 2040 | TWh | 113 | Sub_sector | Industry | Chemicals | Industry (chemicals, energetic) | Energetic | industry_chemical_demand_hydrogen_energetic | Hydrogen | EU | Energy demand | 0 | FEC
PT | TYNDP2026 | NT | 2040 | TWh | 114 | Sub_sector | Industry | Chemicals | Industry (chemicals, energetic) | Energetic | industry_chemical_demand_methane_energetic | Methane | EU | Energy demand | 3.0665 | FEC
PT | TYNDP2026 | NT | 2040 | TWh | 115 | Sub_sector | Industry | Chemicals | Industry (chemicals, energetic) | Energetic | industry_chemical_demand_heat_energetic | Heat | EU | Energy demand | 1.104 | FEC
PT | TYNDP2026 | NT | 2040 | TWh | 116 | Sub_sector | Industry | Chemicals | Industry (chemicals, energetic) | Energetic | industry_chemical_demand_biomass_energetic | Biomass | EU | Energy demand | 0.084695 | FEC
PT | TYNDP2026 | NT | 2040 | TWh | 117 | Sub_sector | Industry | Chemicals | Industry (chemicals, energetic) | Energetic | industry_chemical_demand_coal_energetic | Solids | EU | Energy demand | 2.04e-05 | FEC
PT | TYNDP2026 | NT | 2040 | TWh | 118 | Sub_sector | Industry | Chemicals | Industry (chemicals, energetic) | Energetic | industry_chemical_demand_oil_energetic | Liquids | EU | Energy demand | 0.10571 | FEC
PT | TYNDP2026 | NT | 2040 | TWh | 119 | Sub_sector | Industry | Chemicals | Industry (chemicals, energetic) | Energetic | industry_chemical_demand_others_energetic | Others | EU | Energy demand | 0 | FEC
PT | TYNDP2026 | NT | 2040 | TWh | 120 | Sub_sector | Industry | Chemicals | Industry (chemicals, energetic) | Energetic | industry_chemical_demand_ammonia_energetic | Ammonia | EU | Energy demand | 0 | FEC
PT | TYNDP2026 | NT | 2040 | TWh | 122 | Sub_sector | Industry | Chemicals | Industry (chemicals, non-energetic) | Non-energetic | industry_chemical_demand_electricity_non_energetic | Electricity | EU | Energy demand | 0 | not_included_in_FEC
PT | TYNDP2026 | NT | 2040 | TWh | 123 | Sub_sector | Industry | Chemicals | Industry (chemicals, non-energetic) | Non-energetic | industry_chemical_demand_hydrogen_non_energetic | Hydrogen | EU | Energy demand | 0 | not_included_in_FEC
PT | TYNDP2026 | NT | 2040 | TWh | 124 | Sub_sector | Industry | Chemicals | Industry (chemicals, non-energetic) | Non-energetic | industry_chemical_demand_methane_non_energetic | Methane | EU | Energy demand | 0 | not_included_in_FEC
PT | TYNDP2026 | NT | 2040 | TWh | 125 | Sub_sector | Industry | Chemicals | Industry (chemicals, non-energetic) | Non-energetic | industry_chemical_demand_heat_non_energetic | Heat | EU | Energy demand | 0 | not_included_in_FEC
PT | TYNDP2026 | NT | 2040 | TWh | 126 | Sub_sector | Industry | Chemicals | Industry (chemicals, non-energetic) | Non-energetic | industry_chemical_demand_biomass_non_energetic | Biomass | EU | Energy demand | 0 | not_included_in_FEC
PT | TYNDP2026 | NT | 2040 | TWh | 127 | Sub_sector | Industry | Chemicals | Industry (chemicals, non-energetic) | Non-energetic | industry_chemical_demand_coal_non_energetic | Solids | EU | Energy demand | 0 | not_included_in_FEC
PT | TYNDP2026 | NT | 2040 | TWh | 128 | Sub_sector | Industry | Chemicals | Industry (chemicals, non-energetic) | Non-energetic | industry_chemical_demand_oil_non_energetic | Liquids | EU | Energy demand | 16.0007 | not_included_in_FEC
PT | TYNDP2026 | NT | 2040 | TWh | 129 | Sub_sector | Industry | Chemicals | Industry (chemicals, non-energetic) | Non-energetic | industry_chemical_demand_others_non_energetic | Others | EU | Energy demand | 0 | not_included_in_FEC
PT | TYNDP2026 | NT | 2040 | TWh | 130 | Sub_sector | Industry | Chemicals | Industry (chemicals, non-energetic) | Non-energetic | industry_chemical_demand_ammonia_non_energetic | Ammonia | EU | Energy demand | 0 | not_included_in_FEC
PT | TYNDP2026 | NT | 2040 | TWh | 132 | Sub_sector | Industry | Fertilizers | Industry (fertilizers, energetic) | Energetic | industry_fertilizers_demand_electricity_energetic | Electricity | EU | Energy demand | 0 | FEC
PT | TYNDP2026 | NT | 2040 | TWh | 133 | Sub_sector | Industry | Fertilizers | Industry (fertilizers, energetic) | Energetic | industry_fertilizers_demand_hydrogen_energetic | Hydrogen | EU | Energy demand | 0 | FEC
PT | TYNDP2026 | NT | 2040 | TWh | 134 | Sub_sector | Industry | Fertilizers | Industry (fertilizers, energetic) | Energetic | industry_fertilizers_demand_methane_energetic | Methane | EU | Energy demand | 0 | FEC
PT | TYNDP2026 | NT | 2040 | TWh | 135 | Sub_sector | Industry | Fertilizers | Industry (fertilizers, energetic) | Energetic | industry_fertilizers_demand_heat_energetic | Heat | EU | Energy demand | 0 | FEC
PT | TYNDP2026 | NT | 2040 | TWh | 136 | Sub_sector | Industry | Fertilizers | Industry (fertilizers, energetic) | Energetic | industry_fertilizers_demand_biomass_energetic | Biomass | EU | Energy demand | 0 | FEC
PT | TYNDP2026 | NT | 2040 | TWh | 137 | Sub_sector | Industry | Fertilizers | Industry (fertilizers, energetic) | Energetic | industry_fertilizers_demand_coal_energetic | Solids | EU | Energy demand | 0 | FEC
PT | TYNDP2026 | NT | 2040 | TWh | 138 | Sub_sector | Industry | Fertilizers | Industry (fertilizers, energetic) | Energetic | industry_fertilizers_demand_oil_energetic | Liquids | EU | Energy demand | 0 | FEC
PT | TYNDP2026 | NT | 2040 | TWh | 139 | Sub_sector | Industry | Fertilizers | Industry (fertilizers, energetic) | Energetic | industry_fertilizers_demand_others_energetic | Others | EU | Energy demand | 0 | FEC
PT | TYNDP2026 | NT | 2040 | TWh | 140 | Sub_sector | Industry | Fertilizers | Industry (fertilizers, energetic) | Energetic | industry_fertilizers_demand_ammonia_energetic | Ammonia | EU | Energy demand | 0 | FEC
PT | TYNDP2026 | NT | 2040 | TWh | 142 | Sub_sector | Industry | Fertilizers | Industry (fertilizers, non-energetic) | Non-energetic | industry_fertilizers_demand_electricity_non_energetic | Electricity | EU | Energy demand | 0 | not_included_in_FEC
PT | TYNDP2026 | NT | 2040 | TWh | 143 | Sub_sector | Industry | Fertilizers | Industry (fertilizers, non-energetic) | Non-energetic | industry_fertilizers_demand_hydrogen_non_energetic | Hydrogen | EU | Energy demand | 0 | not_included_in_FEC
PT | TYNDP2026 | NT | 2040 | TWh | 144 | Sub_sector | Industry | Fertilizers | Industry (fertilizers, non-energetic) | Non-energetic | industry_fertilizers_demand_methane_non_energetic | Methane | EU | Energy demand | 0 | not_included_in_FEC
PT | TYNDP2026 | NT | 2040 | TWh | 145 | Sub_sector | Industry | Fertilizers | Industry (fertilizers, non-energetic) | Non-energetic | industry_fertilizers_demand_heat_non_energetic | Heat | EU | Energy demand | 0 | not_included_in_FEC
PT | TYNDP2026 | NT | 2040 | TWh | 146 | Sub_sector | Industry | Fertilizers | Industry (fertilizers, non-energetic) | Non-energetic | industry_fertilizers_demand_biomass_non_energetic | Biomass | EU | Energy demand | 0 | not_included_in_FEC
PT | TYNDP2026 | NT | 2040 | TWh | 147 | Sub_sector | Industry | Fertilizers | Industry (fertilizers, non-energetic) | Non-energetic | industry_fertilizers_demand_coal_non_energetic | Solids | EU | Energy demand | 0 | not_included_in_FEC
PT | TYNDP2026 | NT | 2040 | TWh | 148 | Sub_sector | Industry | Fertilizers | Industry (fertilizers, non-energetic) | Non-energetic | industry_fertilizers_demand_oil_non_energetic | Liquids | EU | Energy demand | 0 | not_included_in_FEC
PT | TYNDP2026 | NT | 2040 | TWh | 149 | Sub_sector | Industry | Fertilizers | Industry (fertilizers, non-energetic) | Non-energetic | industry_fertilizers_demand_others_non_energetic | Others | EU | Energy demand | 0 | not_included_in_FEC
PT | TYNDP2026 | NT | 2040 | TWh | 150 | Sub_sector | Industry | Fertilizers | Industry (fertilizers, non-energetic) | Non-energetic | industry_fertilizers_demand_ammonia_non_energetic | Ammonia | EU | Energy demand | 0 | not_included_in_FEC
PT | TYNDP2026 | NT | 2040 | TWh | 152 | Sub_sector | Industry | Food | Industry (food) | Energetic | industry_food_demand_electricity_energetic | Electricity | EU | Energy demand | 3.1314 | FEC
PT | TYNDP2026 | NT | 2040 | TWh | 153 | Sub_sector | Industry | Food | Industry (food) | Energetic | industry_food_demand_hydrogen_energetic | Hydrogen | EU | Energy demand | 2.9006 | FEC
PT | TYNDP2026 | NT | 2040 | TWh | 154 | Sub_sector | Industry | Food | Industry (food) | Energetic | industry_food_demand_methane_energetic | Methane | EU | Energy demand | 3.77e-10 | FEC
PT | TYNDP2026 | NT | 2040 | TWh | 155 | Sub_sector | Industry | Food | Industry (food) | Energetic | industry_food_demand_heat_energetic | Heat | EU | Energy demand | 0.48336 | FEC
PT | TYNDP2026 | NT | 2040 | TWh | 156 | Sub_sector | Industry | Food | Industry (food) | Energetic | industry_food_demand_biomass_energetic | Biomass | EU | Energy demand | 0.50737 | FEC
PT | TYNDP2026 | NT | 2040 | TWh | 157 | Sub_sector | Industry | Food | Industry (food) | Energetic | industry_food_demand_coal_energetic | Solids | EU | Energy demand | 0 | FEC
PT | TYNDP2026 | NT | 2040 | TWh | 158 | Sub_sector | Industry | Food | Industry (food) | Energetic | industry_food_demand_oil_energetic | Liquids | EU | Energy demand | 1.0962 | FEC
PT | TYNDP2026 | NT | 2040 | TWh | 159 | Sub_sector | Industry | Food | Industry (food) | Energetic | industry_food_demand_others_energetic | Others | EU | Energy demand | 0 | FEC
PT | TYNDP2026 | NT | 2040 | TWh | 160 | Sub_sector | Industry | Food | Industry (food) | Energetic | industry_food_demand_ammonia_energetic | Ammonia | EU | Energy demand | 0 | FEC
PT | TYNDP2026 | NT | 2040 | TWh | 162 | Sub_sector | Industry | Metals | Industry (metal) | Energetic | industry_metal_demand_electricity_energetic | Electricity | EU | Energy demand | 0.10576 | FEC
PT | TYNDP2026 | NT | 2040 | TWh | 163 | Sub_sector | Industry | Metals | Industry (metal) | Energetic | industry_metal_demand_hydrogen_energetic | Hydrogen | EU | Energy demand | 0 | FEC
PT | TYNDP2026 | NT | 2040 | TWh | 164 | Sub_sector | Industry | Metals | Industry (metal) | Energetic | industry_metal_demand_methane_energetic | Methane | EU | Energy demand | 0.18655 | FEC
PT | TYNDP2026 | NT | 2040 | TWh | 165 | Sub_sector | Industry | Metals | Industry (metal) | Energetic | industry_metal_demand_heat_energetic | Heat | EU | Energy demand | 0 | FEC
PT | TYNDP2026 | NT | 2040 | TWh | 166 | Sub_sector | Industry | Metals | Industry (metal) | Energetic | industry_metal_demand_biomass_energetic | Biomass | EU | Energy demand | 0 | FEC
PT | TYNDP2026 | NT | 2040 | TWh | 167 | Sub_sector | Industry | Metals | Industry (metal) | Energetic | industry_metal_demand_coal_energetic | Solids | EU | Energy demand | 0 | FEC
PT | TYNDP2026 | NT | 2040 | TWh | 168 | Sub_sector | Industry | Metals | Industry (metal) | Energetic | industry_metal_demand_oil_energetic | Liquids | EU | Energy demand | 0.024345 | FEC
PT | TYNDP2026 | NT | 2040 | TWh | 169 | Sub_sector | Industry | Metals | Industry (metal) | Energetic | industry_metal_demand_others_energetic | Others | EU | Energy demand | 0 | FEC
PT | TYNDP2026 | NT | 2040 | TWh | 170 | Sub_sector | Industry | Metals | Industry (metal) | Energetic | industry_metal_demand_ammonia_energetic | Ammonia | EU | Energy demand | 0 | FEC
PT | TYNDP2026 | NT | 2040 | TWh | 172 | Sub_sector | Industry | Others | Industry (other, energetic) | Energetic | industry_other_demand_electricity_energetic | Electricity | EU | Energy demand | 7.5151 | FEC
PT | TYNDP2026 | NT | 2040 | TWh | 173 | Sub_sector | Industry | Others | Industry (other, energetic) | Energetic | industry_other_demand_hydrogen_energetic | Hydrogen | EU | Energy demand | 0 | FEC
PT | TYNDP2026 | NT | 2040 | TWh | 174 | Sub_sector | Industry | Others | Industry (other, energetic) | Energetic | industry_other_demand_methane_energetic | Methane | EU | Energy demand | 8.1016 | FEC
PT | TYNDP2026 | NT | 2040 | TWh | 175 | Sub_sector | Industry | Others | Industry (other, energetic) | Energetic | industry_other_demand_heat_energetic | Heat | EU | Energy demand | 0.56746 | FEC
PT | TYNDP2026 | NT | 2040 | TWh | 176 | Sub_sector | Industry | Others | Industry (other, energetic) | Energetic | industry_other_demand_biomass_energetic | Biomass | EU | Energy demand | 1.9827 | FEC
PT | TYNDP2026 | NT | 2040 | TWh | 177 | Sub_sector | Industry | Others | Industry (other, energetic) | Energetic | industry_other_demand_coal_energetic | Solids | EU | Energy demand | 0.067314 | FEC
PT | TYNDP2026 | NT | 2040 | TWh | 178 | Sub_sector | Industry | Others | Industry (other, energetic) | Energetic | industry_other_demand_oil_energetic | Liquids | EU | Energy demand | 5.1383 | FEC
PT | TYNDP2026 | NT | 2040 | TWh | 179 | Sub_sector | Industry | Others | Industry (other, energetic) | Energetic | industry_other_demand_others_energetic | Others | EU | Energy demand | 0 | FEC
PT | TYNDP2026 | NT | 2040 | TWh | 180 | Sub_sector | Industry | Others | Industry (other, energetic) | Energetic | industry_other_demand_ammonia_energetic | Ammonia | EU | Energy demand | 0 | FEC
PT | TYNDP2026 | NT | 2040 | TWh | 182 | Sub_sector | Industry | Others | Industry (other, non-energetic) | Non-energetic | industry_other_demand_electricity_non_energetic | Electricity | EU | Energy demand | 0 | not_included_in_FEC
PT | TYNDP2026 | NT | 2040 | TWh | 183 | Sub_sector | Industry | Others | Industry (other, non-energetic) | Non-energetic | industry_other_demand_hydrogen_non_energetic | Hydrogen | EU | Energy demand | 0 | not_included_in_FEC
PT | TYNDP2026 | NT | 2040 | TWh | 184 | Sub_sector | Industry | Others | Industry (other, non-energetic) | Non-energetic | industry_other_demand_methane_non_energetic | Methane | EU | Energy demand | 0 | not_included_in_FEC
PT | TYNDP2026 | NT | 2040 | TWh | 185 | Sub_sector | Industry | Others | Industry (other, non-energetic) | Non-energetic | industry_other_demand_heat_non_energetic | Heat | EU | Energy demand | 0 | not_included_in_FEC
PT | TYNDP2026 | NT | 2040 | TWh | 186 | Sub_sector | Industry | Others | Industry (other, non-energetic) | Non-energetic | industry_other_demand_biomass_non_energetic | Biomass | EU | Energy demand | 0 | not_included_in_FEC
PT | TYNDP2026 | NT | 2040 | TWh | 187 | Sub_sector | Industry | Others | Industry (other, non-energetic) | Non-energetic | industry_other_demand_coal_non_energetic | Solids | EU | Energy demand | 0 | not_included_in_FEC
PT | TYNDP2026 | NT | 2040 | TWh | 188 | Sub_sector | Industry | Others | Industry (other, non-energetic) | Non-energetic | industry_other_demand_oil_non_energetic | Liquids | EU | Energy demand | 2.2907 | not_included_in_FEC
PT | TYNDP2026 | NT | 2040 | TWh | 189 | Sub_sector | Industry | Others | Industry (other, non-energetic) | Non-energetic | industry_other_demand_others_non_energetic | Others | EU | Energy demand | 0 | not_included_in_FEC
PT | TYNDP2026 | NT | 2040 | TWh | 190 | Sub_sector | Industry | Others | Industry (other, non-energetic) | Non-energetic | industry_other_demand_ammonia_non_energetic | Ammonia | EU | Energy demand | 0 | not_included_in_FEC
PT | TYNDP2026 | NT | 2040 | TWh | 192 | Sub_sector | Industry | Paper | Industry (paper) | Energetic | industry_paper_demand_electricity_energetic | Electricity | EU | Energy demand | 4.7002 | FEC
PT | TYNDP2026 | NT | 2040 | TWh | 193 | Sub_sector | Industry | Paper | Industry (paper) | Energetic | industry_paper_demand_hydrogen_energetic | Hydrogen | EU | Energy demand | 0 | FEC
PT | TYNDP2026 | NT | 2040 | TWh | 194 | Sub_sector | Industry | Paper | Industry (paper) | Energetic | industry_paper_demand_methane_energetic | Methane | EU | Energy demand | 5.8692 | FEC
PT | TYNDP2026 | NT | 2040 | TWh | 195 | Sub_sector | Industry | Paper | Industry (paper) | Energetic | industry_paper_demand_heat_energetic | Heat | EU | Energy demand | 1.4427 | FEC
PT | TYNDP2026 | NT | 2040 | TWh | 196 | Sub_sector | Industry | Paper | Industry (paper) | Energetic | industry_paper_demand_biomass_energetic | Biomass | EU | Energy demand | 5.9099 | FEC
PT | TYNDP2026 | NT | 2040 | TWh | 197 | Sub_sector | Industry | Paper | Industry (paper) | Energetic | industry_paper_demand_coal_energetic | Solids | EU | Energy demand | 0 | FEC
PT | TYNDP2026 | NT | 2040 | TWh | 198 | Sub_sector | Industry | Paper | Industry (paper) | Energetic | industry_paper_demand_oil_energetic | Liquids | EU | Energy demand | 5.7657 | FEC
PT | TYNDP2026 | NT | 2040 | TWh | 199 | Sub_sector | Industry | Paper | Industry (paper) | Energetic | industry_paper_demand_others_energetic | Others | EU | Energy demand | 0 | FEC
PT | TYNDP2026 | NT | 2040 | TWh | 200 | Sub_sector | Industry | Paper | Industry (paper) | Energetic | industry_paper_demand_ammonia_energetic | Ammonia | EU | Energy demand | 0 | FEC
PT | TYNDP2026 | NT | 2040 | TWh | 202 | Sub_sector | Industry | Refineries | Industry (refineries, energetic) | Energetic | industry_refinery_demand_electricity_energetic | Electricity | EU | Energy demand | 0.67199 | not_included_in_FEC
PT | TYNDP2026 | NT | 2040 | TWh | 203 | Sub_sector | Industry | Refineries | Industry (refineries, energetic) | Energetic | industry_refinery_demand_hydrogen_energetic | Hydrogen | EU | Energy demand | 7.0194 | not_included_in_FEC
PT | TYNDP2026 | NT | 2040 | TWh | 204 | Sub_sector | Industry | Refineries | Industry (refineries, energetic) | Energetic | industry_refinery_demand_methane_energetic | Methane | EU | Energy demand | 0.070218 | not_included_in_FEC
PT | TYNDP2026 | NT | 2040 | TWh | 205 | Sub_sector | Industry | Refineries | Industry (refineries, energetic) | Energetic | industry_refinery_demand_heat_energetic | Heat | EU | Energy demand | 1.6694 | not_included_in_FEC
PT | TYNDP2026 | NT | 2040 | TWh | 206 | Sub_sector | Industry | Refineries | Industry (refineries, energetic) | Energetic | industry_refinery_demand_biomass_energetic | Biomass | EU | Energy demand | 0 | not_included_in_FEC
PT | TYNDP2026 | NT | 2040 | TWh | 207 | Sub_sector | Industry | Refineries | Industry (refineries, energetic) | Energetic | industry_refinery_demand_coal_energetic | Solids | EU | Energy demand | 0 | not_included_in_FEC
PT | TYNDP2026 | NT | 2040 | TWh | 208 | Sub_sector | Industry | Refineries | Industry (refineries, energetic) | Energetic | industry_refinery_demand_oil_energetic | Liquids | EU | Energy demand | 2.9911 | not_included_in_FEC
PT | TYNDP2026 | NT | 2040 | TWh | 209 | Sub_sector | Industry | Refineries | Industry (refineries, energetic) | Energetic | industry_refinery_demand_others_energetic | Others | EU | Energy demand | 0 | not_included_in_FEC
PT | TYNDP2026 | NT | 2040 | TWh | 210 | Sub_sector | Industry | Refineries | Industry (refineries, energetic) | Energetic | industry_refinery_demand_ammonia_energetic | Ammonia | EU | Energy demand | 0 | not_included_in_FEC
PT | TYNDP2026 | NT | 2040 | TWh | 212 | Sub_sector | Industry | Refineries | Industry (refineries, non-energetic) | Non-energetic | industry_refinery_demand_electricity_non_energetic | Electricity | EU | Energy demand | 0 | not_included_in_FEC
PT | TYNDP2026 | NT | 2040 | TWh | 213 | Sub_sector | Industry | Refineries | Industry (refineries, non-energetic) | Non-energetic | industry_refinery_demand_hydrogen_non_energetic | Hydrogen | EU | Energy demand | 0 | not_included_in_FEC
PT | TYNDP2026 | NT | 2040 | TWh | 214 | Sub_sector | Industry | Refineries | Industry (refineries, non-energetic) | Non-energetic | industry_refinery_demand_methane_non_energetic | Methane | EU | Energy demand | 0 | not_included_in_FEC
PT | TYNDP2026 | NT | 2040 | TWh | 215 | Sub_sector | Industry | Refineries | Industry (refineries, non-energetic) | Non-energetic | industry_refinery_demand_heat_non_energetic | Heat | EU | Energy demand | 0 | not_included_in_FEC
PT | TYNDP2026 | NT | 2040 | TWh | 216 | Sub_sector | Industry | Refineries | Industry (refineries, non-energetic) | Non-energetic | industry_refinery_demand_biomass_non_energetic | Biomass | EU | Energy demand | 0 | not_included_in_FEC
PT | TYNDP2026 | NT | 2040 | TWh | 217 | Sub_sector | Industry | Refineries | Industry (refineries, non-energetic) | Non-energetic | industry_refinery_demand_coal_non_energetic | Solids | EU | Energy demand | 0 | not_included_in_FEC
PT | TYNDP2026 | NT | 2040 | TWh | 218 | Sub_sector | Industry | Refineries | Industry (refineries, non-energetic) | Non-energetic | industry_refinery_demand_oil_non_energetic | Liquids | EU | Energy demand | 0 | not_included_in_FEC
PT | TYNDP2026 | NT | 2040 | TWh | 219 | Sub_sector | Industry | Refineries | Industry (refineries, non-energetic) | Non-energetic | industry_refinery_demand_others_non_energetic | Others | EU | Energy demand | 0 | not_included_in_FEC
PT | TYNDP2026 | NT | 2040 | TWh | 220 | Sub_sector | Industry | Refineries | Industry (refineries, non-energetic) | Non-energetic | industry_refinery_demand_ammonia_non_energetic | Ammonia | EU | Energy demand | 0 | not_included_in_FEC
PT | TYNDP2026 | NT | 2040 | TWh | 222 | Sub_sector | Industry | Steel | Industry (steel) | Energetic | industry_steel_demand_electricity_energetic | Electricity | EU | Energy demand | 2.2807 | FEC
PT | TYNDP2026 | NT | 2040 | TWh | 223 | Sub_sector | Industry | Steel | Industry (steel) | Energetic | industry_steel_demand_hydrogen_energetic | Hydrogen | EU | Energy demand | 0 | FEC
PT | TYNDP2026 | NT | 2040 | TWh | 224 | Sub_sector | Industry | Steel | Industry (steel) | Energetic | industry_steel_demand_methane_energetic | Methane | EU | Energy demand | 0.83191 | FEC
PT | TYNDP2026 | NT | 2040 | TWh | 225 | Sub_sector | Industry | Steel | Industry (steel) | Energetic | industry_steel_demand_heat_energetic | Heat | EU | Energy demand | 0 | FEC
PT | TYNDP2026 | NT | 2040 | TWh | 226 | Sub_sector | Industry | Steel | Industry (steel) | Energetic | industry_steel_demand_biomass_energetic | Biomass | EU | Energy demand | 0 | FEC
PT | TYNDP2026 | NT | 2040 | TWh | 227 | Sub_sector | Industry | Steel | Industry (steel) | Energetic | industry_steel_demand_coal_energetic | Solids | EU | Energy demand | 0.083295 | FEC
PT | TYNDP2026 | NT | 2040 | TWh | 228 | Sub_sector | Industry | Steel | Industry (steel) | Energetic | industry_steel_demand_oil_energetic | Liquids | EU | Energy demand | 0.033771 | FEC
PT | TYNDP2026 | NT | 2040 | TWh | 229 | Sub_sector | Industry | Steel | Industry (steel) | Energetic | industry_steel_demand_others_energetic | Others | EU | Energy demand | 0 | FEC
PT | TYNDP2026 | NT | 2040 | TWh | 230 | Sub_sector | Industry | Steel | Industry (steel) | Energetic | industry_steel_demand_ammonia_energetic | Ammonia | EU | Energy demand | 0 | FEC
PT | TYNDP2026 | NT | 2040 | TWh | 232 | Sub_sector | Transport | Cars | Transport (cars) | Energetic | transport_cars_final_demand_electricity | Electricity | EU | Energy demand | 6.3477 | FEC
PT | TYNDP2026 | NT | 2040 | TWh | 233 | Sub_sector | Transport | Cars | Transport (cars) | Energetic | transport_cars_final_demand_hydrogen | Hydrogen | EU | Energy demand | 0 | FEC
PT | TYNDP2026 | NT | 2040 | TWh | 234 | Sub_sector | Transport | Cars | Transport (cars) | Energetic | transport_cars_final_demand_methane | Methane | EU | Energy demand | 0.00028681 | FEC
PT | TYNDP2026 | NT | 2040 | TWh | 235 | Sub_sector | Transport | Cars | Transport (cars) | Energetic | transport_cars_final_demand_heat | Heat | EU | Energy demand | 0 | FEC
PT | TYNDP2026 | NT | 2040 | TWh | 236 | Sub_sector | Transport | Cars | Transport (cars) | Energetic | transport_cars_final_demand_biomass | Biomass | EU | Energy demand | 0 | FEC
PT | TYNDP2026 | NT | 2040 | TWh | 237 | Sub_sector | Transport | Cars | Transport (cars) | Energetic | transport_cars_final_demand_coal | Solids | EU | Energy demand | 0 | FEC
PT | TYNDP2026 | NT | 2040 | TWh | 238 | Sub_sector | Transport | Cars | Transport (cars) | Energetic | transport_cars_final_demand_oil | Liquids | EU | Energy demand | 26.3899 | FEC
PT | TYNDP2026 | NT | 2040 | TWh | 239 | Sub_sector | Transport | Cars | Transport (cars) | Energetic | transport_cars_final_demand_other | Others | EU | Energy demand | 0 | FEC
PT | TYNDP2026 | NT | 2040 | TWh | 240 | Sub_sector | Transport | Cars | Transport (cars) | Energetic | transport_cars_final_demand_ammonia | Ammonia | EU | Energy demand | 0 | FEC
PT | TYNDP2026 | NT | 2040 | TWh | 242 | Sub_sector | Transport | Busses | Transport (busses) | Energetic | transport_busses_final_demand_electricity | Electricity | EU | Energy demand | 0.40284 | FEC
PT | TYNDP2026 | NT | 2040 | TWh | 243 | Sub_sector | Transport | Busses | Transport (busses) | Energetic | transport_busses_final_demand_hydrogen | Hydrogen | EU | Energy demand | 0 | FEC
PT | TYNDP2026 | NT | 2040 | TWh | 244 | Sub_sector | Transport | Busses | Transport (busses) | Energetic | transport_busses_final_demand_methane | Methane | EU | Energy demand | 0.60263 | FEC
PT | TYNDP2026 | NT | 2040 | TWh | 245 | Sub_sector | Transport | Busses | Transport (busses) | Energetic | transport_busses_final_demand_heat | Heat | EU | Energy demand | 0 | FEC
PT | TYNDP2026 | NT | 2040 | TWh | 246 | Sub_sector | Transport | Busses | Transport (busses) | Energetic | transport_busses_final_demand_biomass | Biomass | EU | Energy demand | 0 | FEC
PT | TYNDP2026 | NT | 2040 | TWh | 247 | Sub_sector | Transport | Busses | Transport (busses) | Energetic | transport_busses_final_demand_coal | Solids | EU | Energy demand | 0 | FEC
PT | TYNDP2026 | NT | 2040 | TWh | 248 | Sub_sector | Transport | Busses | Transport (busses) | Energetic | transport_busses_final_demand_oil | Liquids | EU | Energy demand | 0.42974 | FEC
PT | TYNDP2026 | NT | 2040 | TWh | 249 | Sub_sector | Transport | Busses | Transport (busses) | Energetic | transport_busses_final_demand_other | Others | EU | Energy demand | 0 | FEC
PT | TYNDP2026 | NT | 2040 | TWh | 250 | Sub_sector | Transport | Busses | Transport (busses) | Energetic | transport_busses_final_demand_ammonia | Ammonia | EU | Energy demand | 0 | FEC
PT | TYNDP2026 | NT | 2040 | TWh | 252 | Sub_sector | Transport | Trucks | Transport (trucks) | Energetic | transport_trucks_final_demand_electricity | Electricity | EU | Energy demand | 0.64935 | FEC
PT | TYNDP2026 | NT | 2040 | TWh | 253 | Sub_sector | Transport | Trucks | Transport (trucks) | Energetic | transport_trucks_final_demand_hydrogen | Hydrogen | EU | Energy demand | 0 | FEC
PT | TYNDP2026 | NT | 2040 | TWh | 254 | Sub_sector | Transport | Trucks | Transport (trucks) | Energetic | transport_trucks_final_demand_methane | Methane | EU | Energy demand | 0.00043085 | FEC
PT | TYNDP2026 | NT | 2040 | TWh | 255 | Sub_sector | Transport | Trucks | Transport (trucks) | Energetic | transport_trucks_final_demand_heat | Heat | EU | Energy demand | 0 | FEC
PT | TYNDP2026 | NT | 2040 | TWh | 256 | Sub_sector | Transport | Trucks | Transport (trucks) | Energetic | transport_trucks_final_demand_biomass | Biomass | EU | Energy demand | 0 | FEC
PT | TYNDP2026 | NT | 2040 | TWh | 257 | Sub_sector | Transport | Trucks | Transport (trucks) | Energetic | transport_trucks_final_demand_coal | Solids | EU | Energy demand | 0 | FEC
PT | TYNDP2026 | NT | 2040 | TWh | 258 | Sub_sector | Transport | Trucks | Transport (trucks) | Energetic | transport_trucks_final_demand_oil | Liquids | EU | Energy demand | 6.4954 | FEC
PT | TYNDP2026 | NT | 2040 | TWh | 259 | Sub_sector | Transport | Trucks | Transport (trucks) | Energetic | transport_trucks_final_demand_other | Others | EU | Energy demand | 0 | FEC
PT | TYNDP2026 | NT | 2040 | TWh | 260 | Sub_sector | Transport | Trucks | Transport (trucks) | Energetic | transport_trucks_final_demand_ammonia | Ammonia | EU | Energy demand | 0 | FEC
PT | TYNDP2026 | NT | 2040 | TWh | 262 | Sub_sector | Transport | Vans | Transport (vans) | Energetic | transport_vans_final_demand_electricity | Electricity | EU | Energy demand | 0.69652 | FEC
PT | TYNDP2026 | NT | 2040 | TWh | 263 | Sub_sector | Transport | Vans | Transport (vans) | Energetic | transport_vans_final_demand_hydrogen | Hydrogen | EU | Energy demand | 0 | FEC
PT | TYNDP2026 | NT | 2040 | TWh | 264 | Sub_sector | Transport | Vans | Transport (vans) | Energetic | transport_vans_final_demand_methane | Methane | EU | Energy demand | 0.00020759 | FEC
PT | TYNDP2026 | NT | 2040 | TWh | 265 | Sub_sector | Transport | Vans | Transport (vans) | Energetic | transport_vans_final_demand_heat | Heat | EU | Energy demand | 0 | FEC
PT | TYNDP2026 | NT | 2040 | TWh | 266 | Sub_sector | Transport | Vans | Transport (vans) | Energetic | transport_vans_final_demand_biomass | Biomass | EU | Energy demand | 0 | FEC
PT | TYNDP2026 | NT | 2040 | TWh | 267 | Sub_sector | Transport | Vans | Transport (vans) | Energetic | transport_vans_final_demand_coal | Solids | EU | Energy demand | 0 | FEC
PT | TYNDP2026 | NT | 2040 | TWh | 268 | Sub_sector | Transport | Vans | Transport (vans) | Energetic | transport_vans_final_demand_oil | Liquids | EU | Energy demand | 4.4415 | FEC
PT | TYNDP2026 | NT | 2040 | TWh | 269 | Sub_sector | Transport | Vans | Transport (vans) | Energetic | transport_vans_final_demand_other | Others | EU | Energy demand | 0 | FEC
PT | TYNDP2026 | NT | 2040 | TWh | 270 | Sub_sector | Transport | Vans | Transport (vans) | Energetic | transport_vans_final_demand_ammonia | Ammonia | EU | Energy demand | 0 | FEC
PT | TYNDP2026 | NT | 2040 | TWh | 272 | Sub_sector | Transport | Freight trains | Transport (trains) | Energetic | transport_trains_final_demand_electricity | Electricity | EU | Energy demand | 0.50915 | FEC
PT | TYNDP2026 | NT | 2040 | TWh | 273 | Sub_sector | Transport | Freight trains | Transport (trains) | Energetic | transport_trains_final_demand_hydrogen | Hydrogen | EU | Energy demand | 0 | FEC
PT | TYNDP2026 | NT | 2040 | TWh | 274 | Sub_sector | Transport | Freight trains | Transport (trains) | Energetic | transport_trains_final_demand_methane | Methane | EU | Energy demand | 0 | FEC
PT | TYNDP2026 | NT | 2040 | TWh | 275 | Sub_sector | Transport | Freight trains | Transport (trains) | Energetic | transport_trains_final_demand_heat | Heat | EU | Energy demand | 0 | FEC
PT | TYNDP2026 | NT | 2040 | TWh | 276 | Sub_sector | Transport | Freight trains | Transport (trains) | Energetic | transport_trains_final_demand_biomass | Biomass | EU | Energy demand | 0 | FEC
PT | TYNDP2026 | NT | 2040 | TWh | 277 | Sub_sector | Transport | Freight trains | Transport (trains) | Energetic | transport_trains_final_demand_coal | Solids | EU | Energy demand | 0 | FEC
PT | TYNDP2026 | NT | 2040 | TWh | 278 | Sub_sector | Transport | Freight trains | Transport (trains) | Energetic | transport_trains_final_demand_oil | Liquids | EU | Energy demand | 0 | FEC
PT | TYNDP2026 | NT | 2040 | TWh | 279 | Sub_sector | Transport | Freight trains | Transport (trains) | Energetic | transport_trains_final_demand_other | Others | EU | Energy demand | 0 | FEC
PT | TYNDP2026 | NT | 2040 | TWh | 280 | Sub_sector | Transport | Freight trains | Transport (trains) | Energetic | transport_trains_final_demand_ammonia | Ammonia | EU | Energy demand | 0 | FEC
PT | TYNDP2026 | NT | 2040 | TWh | 282 | Sub_sector | Transport | Ships | Transport (ships) | Energetic | transport_ships_final_demand_electricity | Electricity | EU | Energy demand | 0.053725 | FEC
PT | TYNDP2026 | NT | 2040 | TWh | 283 | Sub_sector | Transport | Ships | Transport (ships) | Energetic | transport_ships_final_demand_hydrogen | Hydrogen | EU | Energy demand | 0 | FEC
PT | TYNDP2026 | NT | 2040 | TWh | 284 | Sub_sector | Transport | Ships | Transport (ships) | Energetic | transport_ships_final_demand_methane | Methane | EU | Energy demand | 5.71e-05 | FEC
PT | TYNDP2026 | NT | 2040 | TWh | 285 | Sub_sector | Transport | Ships | Transport (ships) | Energetic | transport_ships_final_demand_heat | Heat | EU | Energy demand | 0 | FEC
PT | TYNDP2026 | NT | 2040 | TWh | 286 | Sub_sector | Transport | Ships | Transport (ships) | Energetic | transport_ships_final_demand_biomass | Biomass | EU | Energy demand | 0 | FEC
PT | TYNDP2026 | NT | 2040 | TWh | 287 | Sub_sector | Transport | Ships | Transport (ships) | Energetic | transport_ships_final_demand_coal | Solids | EU | Energy demand | 0 | FEC
PT | TYNDP2026 | NT | 2040 | TWh | 288 | Sub_sector | Transport | Ships | Transport (ships) | Energetic | transport_ships_final_demand_oil | Liquids | EU | Energy demand | 1.7354 | FEC
PT | TYNDP2026 | NT | 2040 | TWh | 289 | Sub_sector | Transport | Ships | Transport (ships) | Energetic | transport_ships_final_demand_other | Others | EU | Energy demand | 0 | FEC
PT | TYNDP2026 | NT | 2040 | TWh | 290 | Sub_sector | Transport | Ships | Transport (ships) | Energetic | transport_ships_final_demand_ammonia | Ammonia | EU | Energy demand | 0 | FEC
PT | TYNDP2026 | NT | 2040 | TWh | 292 | Sub_sector | Transport | Planes | Transport (planes) | Energetic | transport_planes_final_demand_electricity | Electricity | EU | Energy demand | 0 | FEC
PT | TYNDP2026 | NT | 2040 | TWh | 293 | Sub_sector | Transport | Planes | Transport (planes) | Energetic | transport_planes_final_demand_hydrogen | Hydrogen | EU | Energy demand | 0 | FEC
PT | TYNDP2026 | NT | 2040 | TWh | 294 | Sub_sector | Transport | Planes | Transport (planes) | Energetic | transport_planes_final_demand_methane | Methane | EU | Energy demand | 0 | FEC
PT | TYNDP2026 | NT | 2040 | TWh | 295 | Sub_sector | Transport | Planes | Transport (planes) | Energetic | transport_planes_final_demand_heat | Heat | EU | Energy demand | 0 | FEC
PT | TYNDP2026 | NT | 2040 | TWh | 296 | Sub_sector | Transport | Planes | Transport (planes) | Energetic | transport_planes_final_demand_biomass | Biomass | EU | Energy demand | 0 | FEC
PT | TYNDP2026 | NT | 2040 | TWh | 297 | Sub_sector | Transport | Planes | Transport (planes) | Energetic | transport_planes_final_demand_coal | Solids | EU | Energy demand | 0 | FEC
PT | TYNDP2026 | NT | 2040 | TWh | 298 | Sub_sector | Transport | Planes | Transport (planes) | Energetic | transport_planes_final_demand_oil | Liquids | EU | Energy demand | 1.7002 | FEC
PT | TYNDP2026 | NT | 2040 | TWh | 299 | Sub_sector | Transport | Planes | Transport (planes) | Energetic | transport_planes_final_demand_other | Others | EU | Energy demand | 0 | FEC
PT | TYNDP2026 | NT | 2040 | TWh | 300 | Sub_sector | Transport | Planes | Transport (planes) | Energetic | transport_planes_final_demand_ammonia | Ammonia | EU | Energy demand | 0 | FEC
PT | TYNDP2026 | NT | 2040 | TWh | 302 | Sub_sector | Transport | Others | Transport (others) | Energetic | transport_other_final_demand_electricity | Electricity | EU | Energy demand | 0.001396 | FEC
PT | TYNDP2026 | NT | 2040 | TWh | 303 | Sub_sector | Transport | Others | Transport (others) | Energetic | transport_other_final_demand_hydrogen | Hydrogen | EU | Energy demand | 0 | FEC
PT | TYNDP2026 | NT | 2040 | TWh | 304 | Sub_sector | Transport | Others | Transport (others) | Energetic | transport_other_final_demand_methane | Methane | EU | Energy demand | 0 | FEC
PT | TYNDP2026 | NT | 2040 | TWh | 305 | Sub_sector | Transport | Others | Transport (others) | Energetic | transport_other_final_demand_heat | Heat | EU | Energy demand | 0 | FEC
PT | TYNDP2026 | NT | 2040 | TWh | 306 | Sub_sector | Transport | Others | Transport (others) | Energetic | transport_other_final_demand_biomass | Biomass | EU | Energy demand | 0 | FEC
PT | TYNDP2026 | NT | 2040 | TWh | 307 | Sub_sector | Transport | Others | Transport (others) | Energetic | transport_other_final_demand_coal | Solids | EU | Energy demand | 0 | FEC
PT | TYNDP2026 | NT | 2040 | TWh | 308 | Sub_sector | Transport | Others | Transport (others) | Energetic | transport_other_final_demand_oil | Liquids | EU | Energy demand | 0.62524 | FEC
PT | TYNDP2026 | NT | 2040 | TWh | 309 | Sub_sector | Transport | Others | Transport (others) | Energetic | transport_other_final_demand_other | Others | EU | Energy demand | 0 | FEC
PT | TYNDP2026 | NT | 2040 | TWh | 310 | Sub_sector | Transport | Others | Transport (others) | Energetic | transport_other_final_demand_ammonia | Ammonia | EU | Energy demand | 0 | FEC
PT | TYNDP2026 | NT | 2040 | TWh | 312 | Sub_sector | International transport | International aviation | Transport (int. aviation) | Energetic | transport_int_aviation_final_demand_electricity | Electricity | EU | Energy demand | 0 | FEC
PT | TYNDP2026 | NT | 2040 | TWh | 313 | Sub_sector | International transport | International aviation | Transport (int. aviation) | Energetic | transport_int_aviation_final_demand_hydrogen | Hydrogen | EU | Energy demand | 0 | FEC
PT | TYNDP2026 | NT | 2040 | TWh | 314 | Sub_sector | International transport | International aviation | Transport (int. aviation) | Energetic | transport_int_aviation_final_demand_methane | Methane | EU | Energy demand | 0 | FEC
PT | TYNDP2026 | NT | 2040 | TWh | 315 | Sub_sector | International transport | International aviation | Transport (int. aviation) | Energetic | transport_int_aviation_final_demand_heat | Heat | EU | Energy demand | 0 | FEC
PT | TYNDP2026 | NT | 2040 | TWh | 316 | Sub_sector | International transport | International aviation | Transport (int. aviation) | Energetic | transport_int_aviation_final_demand_biofuels | Biomass | EU | Energy demand | 0 | FEC
PT | TYNDP2026 | NT | 2040 | TWh | 317 | Sub_sector | International transport | International aviation | Transport (int. aviation) | Energetic | transport_int_aviation_final_demand_coal | Solids | EU | Energy demand | 0 | FEC
PT | TYNDP2026 | NT | 2040 | TWh | 318 | Sub_sector | International transport | International aviation | Transport (int. aviation) | Energetic | transport_int_aviation_final_demand_oil | Liquids | EU | Energy demand | 14.8941 | FEC
PT | TYNDP2026 | NT | 2040 | TWh | 319 | Sub_sector | International transport | International aviation | Transport (int. aviation) | Energetic | transport_int_aviation_final_demand_other | Others | EU | Energy demand | 0 | FEC
PT | TYNDP2026 | NT | 2040 | TWh | 320 | Sub_sector | International transport | International aviation | Transport (int. aviation) | Energetic | transport_int_aviation_final_demand_ammonia | Ammonia | EU | Energy demand | 0 | FEC
PT | TYNDP2026 | NT | 2040 | TWh | 322 | Sub_sector | International transport | International shipping | Transport (int. shipping) | Energetic | transport_int_shipping_final_demand_electricity | Electricity | EU | Energy demand | 0 | not_included_in_FEC
PT | TYNDP2026 | NT | 2040 | TWh | 323 | Sub_sector | International transport | International shipping | Transport (int. shipping) | Energetic | transport_int_shipping_final_demand_hydrogen | Hydrogen | EU | Energy demand | 0 | not_included_in_FEC
PT | TYNDP2026 | NT | 2040 | TWh | 324 | Sub_sector | International transport | International shipping | Transport (int. shipping) | Energetic | transport_int_shipping_final_demand_methane | Methane | EU | Energy demand | 0 | not_included_in_FEC
PT | TYNDP2026 | NT | 2040 | TWh | 325 | Sub_sector | International transport | International shipping | Transport (int. shipping) | Energetic | transport_int_shipping_final_demand_heat | Heat | EU | Energy demand | 0 | not_included_in_FEC
PT | TYNDP2026 | NT | 2040 | TWh | 326 | Sub_sector | International transport | International shipping | Transport (int. shipping) | Energetic | transport_int_shipping_final_demand_biofuels | Biomass | EU | Energy demand | 0 | not_included_in_FEC
PT | TYNDP2026 | NT | 2040 | TWh | 327 | Sub_sector | International transport | International shipping | Transport (int. shipping) | Energetic | transport_int_shipping_final_demand_coal | Solids | EU | Energy demand | 0 | not_included_in_FEC
PT | TYNDP2026 | NT | 2040 | TWh | 328 | Sub_sector | International transport | International shipping | Transport (int. shipping) | Energetic | transport_int_shipping_final_demand_oil | Liquids | EU | Energy demand | 9.2522 | not_included_in_FEC
PT | TYNDP2026 | NT | 2040 | TWh | 329 | Sub_sector | International transport | International shipping | Transport (int. shipping) | Energetic | transport_int_shipping_final_demand_other | Others | EU | Energy demand | 0 | not_included_in_FEC
PT | TYNDP2026 | NT | 2040 | TWh | 330 | Sub_sector | International transport | International shipping | Transport (int. shipping) | Energetic | transport_int_shipping_final_demand_ammonia | Ammonia | EU | Energy demand | 0 | not_included_in_FEC
PT | TYNDP2026 | NT | 2040 | TWh | 332 | Sub_sector | Households | Space heating | Households (heating) | Energetic | households_heating_final_demand_electricity | Electricity | EU | Energy demand | 0.96638 | FEC
PT | TYNDP2026 | NT | 2040 | TWh | 333 | Sub_sector | Households | Space heating | Households (heating) | Energetic | households_heating_final_demand_hydrogen | Hydrogen | EU | Energy demand | 0 | FEC
PT | TYNDP2026 | NT | 2040 | TWh | 334 | Sub_sector | Households | Space heating | Households (heating) | Energetic | households_heating_final_demand_methane | Methane | EU | Energy demand | 0 | FEC
PT | TYNDP2026 | NT | 2040 | TWh | 335 | Sub_sector | Households | Space heating | Households (heating) | Energetic | households_heating_final_demand_heat | Heat | EU | Energy demand | 0 | FEC
PT | TYNDP2026 | NT | 2040 | TWh | 336 | Sub_sector | Households | Space heating | Households (heating) | Energetic | households_heating_final_demand_biomass | Biomass | EU | Energy demand | 4.7958 | FEC
PT | TYNDP2026 | NT | 2040 | TWh | 337 | Sub_sector | Households | Space heating | Households (heating) | Energetic | households_heating_final_demand_coal | Solids | EU | Energy demand | 0 | FEC
PT | TYNDP2026 | NT | 2040 | TWh | 338 | Sub_sector | Households | Space heating | Households (heating) | Energetic | households_heating_final_demand_oil | Liquids | EU | Energy demand | 0 | FEC
PT | TYNDP2026 | NT | 2040 | TWh | 339 | Sub_sector | Households | Space heating | Households (heating) | Energetic | households_heating_final_demand_other | Others | EU | Energy demand | 0 | FEC
PT | TYNDP2026 | NT | 2040 | TWh | 340 | Sub_sector | Households | Space heating | Households (heating) | Energetic | households_heating_final_demand_ammonia | Ammonia | EU | Energy demand | 0 | FEC
PT | TYNDP2026 | NT | 2040 | TWh | 343 | Sub_sector | Households | Cooling | Households (cooling) | Energetic | households_cooling_final_demand_electricity | Electricity | EU | Energy demand | 0.31273 | FEC
PT | TYNDP2026 | NT | 2040 | TWh | 344 | Sub_sector | Households | Cooling | Households (cooling) | Energetic | households_cooling_final_demand_hydrogen | Hydrogen | EU | Energy demand | 0 | FEC
PT | TYNDP2026 | NT | 2040 | TWh | 345 | Sub_sector | Households | Cooling | Households (cooling) | Energetic | households_cooling_final_demand_methane | Methane | EU | Energy demand | 0 | FEC
PT | TYNDP2026 | NT | 2040 | TWh | 346 | Sub_sector | Households | Cooling | Households (cooling) | Energetic | households_cooling_final_demand_heat | Heat | EU | Energy demand | 0 | FEC
PT | TYNDP2026 | NT | 2040 | TWh | 347 | Sub_sector | Households | Cooling | Households (cooling) | Energetic | households_cooling_final_demand_biomass | Biomass | EU | Energy demand | 0 | FEC
PT | TYNDP2026 | NT | 2040 | TWh | 348 | Sub_sector | Households | Cooling | Households (cooling) | Energetic | households_cooling_final_demand_coal | Solids | EU | Energy demand | 0 | FEC
PT | TYNDP2026 | NT | 2040 | TWh | 349 | Sub_sector | Households | Cooling | Households (cooling) | Energetic | households_cooling_final_demand_oil | Liquids | EU | Energy demand | 0 | FEC
PT | TYNDP2026 | NT | 2040 | TWh | 350 | Sub_sector | Households | Cooling | Households (cooling) | Energetic | households_cooling_final_demand_other | Others | EU | Energy demand | 0 | FEC
PT | TYNDP2026 | NT | 2040 | TWh | 351 | Sub_sector | Households | Cooling | Households (cooling) | Energetic | households_cooling_final_demand_ammonia | Ammonia | EU | Energy demand | 0 | FEC
PT | TYNDP2026 | NT | 2040 | TWh | 354 | Sub_sector | Households | Hot water | Households (hot water) | Energetic | households_hot_water_final_demand_electricity | Electricity | EU | Energy demand | 1.2221 | FEC
PT | TYNDP2026 | NT | 2040 | TWh | 355 | Sub_sector | Households | Hot water | Households (hot water) | Energetic | households_hot_water_final_demand_hydrogen | Hydrogen | EU | Energy demand | 0 | FEC
PT | TYNDP2026 | NT | 2040 | TWh | 356 | Sub_sector | Households | Hot water | Households (hot water) | Energetic | households_hot_water_final_demand_methane | Methane | EU | Energy demand | 0 | FEC
PT | TYNDP2026 | NT | 2040 | TWh | 357 | Sub_sector | Households | Hot water | Households (hot water) | Energetic | households_hot_water_final_demand_heat | Heat | EU | Energy demand | 0 | FEC
PT | TYNDP2026 | NT | 2040 | TWh | 358 | Sub_sector | Households | Hot water | Households (hot water) | Energetic | households_hot_water_final_demand_biomass | Biomass | EU | Energy demand | 3.5655 | FEC
PT | TYNDP2026 | NT | 2040 | TWh | 359 | Sub_sector | Households | Hot water | Households (hot water) | Energetic | households_hot_water_final_demand_coal | Solids | EU | Energy demand | 0 | FEC
PT | TYNDP2026 | NT | 2040 | TWh | 360 | Sub_sector | Households | Hot water | Households (hot water) | Energetic | households_hot_water_final_demand_oil | Liquids | EU | Energy demand | 0 | FEC
PT | TYNDP2026 | NT | 2040 | TWh | 361 | Sub_sector | Households | Hot water | Households (hot water) | Energetic | households_hot_water_final_demand_other | Others | EU | Energy demand | 0.66298 | FEC
PT | TYNDP2026 | NT | 2040 | TWh | 362 | Sub_sector | Households | Hot water | Households (hot water) | Energetic | households_hot_water_final_demand_ammonia | Ammonia | EU | Energy demand | 0 | FEC
PT | TYNDP2026 | NT | 2040 | TWh | 365 | Sub_sector | Households | Appliances | Households (appliances) | Energetic | households_appliances_final_demand_electricity | Electricity | EU | Energy demand | 10.668 | FEC
PT | TYNDP2026 | NT | 2040 | TWh | 366 | Sub_sector | Households | Appliances | Households (appliances) | Energetic | households_appliances_final_demand_hydrogen | Hydrogen | EU | Energy demand | 0 | FEC
PT | TYNDP2026 | NT | 2040 | TWh | 367 | Sub_sector | Households | Appliances | Households (appliances) | Energetic | households_appliances_final_demand_methane | Methane | EU | Energy demand | 1.2248 | FEC
PT | TYNDP2026 | NT | 2040 | TWh | 368 | Sub_sector | Households | Appliances | Households (appliances) | Energetic | households_appliances_final_demand_heat | Heat | EU | Energy demand | 0 | FEC
PT | TYNDP2026 | NT | 2040 | TWh | 369 | Sub_sector | Households | Appliances | Households (appliances) | Energetic | households_appliances_final_demand_biomass | Biomass | EU | Energy demand | 0 | FEC
PT | TYNDP2026 | NT | 2040 | TWh | 370 | Sub_sector | Households | Appliances | Households (appliances) | Energetic | households_appliances_final_demand_coal | Solids | EU | Energy demand | 0 | FEC
PT | TYNDP2026 | NT | 2040 | TWh | 371 | Sub_sector | Households | Appliances | Households (appliances) | Energetic | households_appliances_final_demand_oil | Liquids | EU | Energy demand | 0 | FEC
PT | TYNDP2026 | NT | 2040 | TWh | 372 | Sub_sector | Households | Appliances | Households (appliances) | Energetic | households_appliances_final_demand_other | Others | EU | Energy demand | 0 | FEC
PT | TYNDP2026 | NT | 2040 | TWh | 373 | Sub_sector | Households | Appliances | Households (appliances) | Energetic | households_appliances_final_demand_ammonia | Ammonia | EU | Energy demand | 0 | FEC
PT | TYNDP2026 | NT | 2040 | TWh | 375 | Sub_sector | Buildings | Space heating | Buildings (heat) | Energetic | buildings_heat_final_demand_electricity | Electricity | EU | Energy demand | 5.8067 | FEC
PT | TYNDP2026 | NT | 2040 | TWh | 376 | Sub_sector | Buildings | Space heating | Buildings (heat) | Energetic | buildings_heat_final_demand_hydrogen | Hydrogen | EU | Energy demand | 0 | FEC
PT | TYNDP2026 | NT | 2040 | TWh | 377 | Sub_sector | Buildings | Space heating | Buildings (heat) | Energetic | buildings_heat_final_demand_methane | Methane | EU | Energy demand | 0.89127 | FEC
PT | TYNDP2026 | NT | 2040 | TWh | 378 | Sub_sector | Buildings | Space heating | Buildings (heat) | Energetic | buildings_heat_final_demand_heat | Heat | EU | Energy demand | 0 | FEC
PT | TYNDP2026 | NT | 2040 | TWh | 379 | Sub_sector | Buildings | Space heating | Buildings (heat) | Energetic | buildings_heat_final_demand_biomass | Biomass | EU | Energy demand | 0 | FEC
PT | TYNDP2026 | NT | 2040 | TWh | 380 | Sub_sector | Buildings | Space heating | Buildings (heat) | Energetic | buildings_heat_final_demand_coal | Solids | EU | Energy demand | 0 | FEC
PT | TYNDP2026 | NT | 2040 | TWh | 381 | Sub_sector | Buildings | Space heating | Buildings (heat) | Energetic | buildings_heat_final_demand_oil | Liquids | EU | Energy demand | 0 | FEC
PT | TYNDP2026 | NT | 2040 | TWh | 382 | Sub_sector | Buildings | Space heating | Buildings (heat) | Energetic | buildings_heat_final_demand_other | Others | EU | Energy demand | 0.063776 | FEC
PT | TYNDP2026 | NT | 2040 | TWh | 383 | Sub_sector | Buildings | Space heating | Buildings (heat) | Energetic | buildings_heat_final_demand_ammonia | Ammonia | EU | Energy demand | 0 | FEC
PT | TYNDP2026 | NT | 2040 | TWh | 386 | Sub_sector | Buildings | Cooling | Buildings (cooling) | Energetic | buildings_cooling_final_demand_electricity | Electricity | EU | Energy demand | 2.0917 | FEC
PT | TYNDP2026 | NT | 2040 | TWh | 387 | Sub_sector | Buildings | Cooling | Buildings (cooling) | Energetic | buildings_cooling_final_demand_hydrogen | Hydrogen | EU | Energy demand | 0 | FEC
PT | TYNDP2026 | NT | 2040 | TWh | 388 | Sub_sector | Buildings | Cooling | Buildings (cooling) | Energetic | buildings_cooling_final_demand_methane | Methane | EU | Energy demand | 0 | FEC
PT | TYNDP2026 | NT | 2040 | TWh | 389 | Sub_sector | Buildings | Cooling | Buildings (cooling) | Energetic | buildings_cooling_final_demand_heat | Heat | EU | Energy demand | 0 | FEC
PT | TYNDP2026 | NT | 2040 | TWh | 390 | Sub_sector | Buildings | Cooling | Buildings (cooling) | Energetic | buildings_cooling_final_demand_biomass | Biomass | EU | Energy demand | 0 | FEC
PT | TYNDP2026 | NT | 2040 | TWh | 391 | Sub_sector | Buildings | Cooling | Buildings (cooling) | Energetic | buildings_cooling_final_demand_coal | Solids | EU | Energy demand | 0 | FEC
PT | TYNDP2026 | NT | 2040 | TWh | 392 | Sub_sector | Buildings | Cooling | Buildings (cooling) | Energetic | buildings_cooling_final_demand_oil | Liquids | EU | Energy demand | 0 | FEC
PT | TYNDP2026 | NT | 2040 | TWh | 393 | Sub_sector | Buildings | Cooling | Buildings (cooling) | Energetic | buildings_cooling_final_demand_other | Others | EU | Energy demand | 0 | FEC
PT | TYNDP2026 | NT | 2040 | TWh | 394 | Sub_sector | Buildings | Cooling | Buildings (cooling) | Energetic | buildings_cooling_final_demand_ammonia | Ammonia | EU | Energy demand | 0 | FEC
PT | TYNDP2026 | NT | 2040 | TWh | 397 | Sub_sector | Buildings | Appliances | Buildings (appliances) | Energetic | buildings_appliances_final_demand_electricity | Electricity | EU | Energy demand | 8.1049 | FEC
PT | TYNDP2026 | NT | 2040 | TWh | 398 | Sub_sector | Buildings | Appliances | Buildings (appliances) | Energetic | buildings_appliances_final_demand_hydrogen | Hydrogen | EU | Energy demand | 0 | FEC
PT | TYNDP2026 | NT | 2040 | TWh | 399 | Sub_sector | Buildings | Appliances | Buildings (appliances) | Energetic | buildings_appliances_final_demand_methane | Methane | EU | Energy demand | 0.94486 | FEC
PT | TYNDP2026 | NT | 2040 | TWh | 400 | Sub_sector | Buildings | Appliances | Buildings (appliances) | Energetic | buildings_appliances_final_demand_heat | Heat | EU | Energy demand | 0 | FEC
PT | TYNDP2026 | NT | 2040 | TWh | 401 | Sub_sector | Buildings | Appliances | Buildings (appliances) | Energetic | buildings_appliances_final_demand_biomass | Biomass | EU | Energy demand | 0 | FEC
PT | TYNDP2026 | NT | 2040 | TWh | 402 | Sub_sector | Buildings | Appliances | Buildings (appliances) | Energetic | buildings_appliances_final_demand_coal | Solids | EU | Energy demand | 0 | FEC
PT | TYNDP2026 | NT | 2040 | TWh | 403 | Sub_sector | Buildings | Appliances | Buildings (appliances) | Energetic | buildings_appliances_final_demand_oil | Liquids | EU | Energy demand | 0 | FEC
PT | TYNDP2026 | NT | 2040 | TWh | 404 | Sub_sector | Buildings | Appliances | Buildings (appliances) | Energetic | buildings_appliances_final_demand_other | Others | EU | Energy demand | 0 | FEC
PT | TYNDP2026 | NT | 2040 | TWh | 405 | Sub_sector | Buildings | Appliances | Buildings (appliances) | Energetic | buildings_appliances_final_demand_ammonia | Ammonia | EU | Energy demand | 0 | FEC
PT | TYNDP2026 | NT | 2040 | TWh | 407 | Sub_sector | Buildings | Datacenters | Datacenters & ICT | Energetic | datacentres_final_demand_electricity_energetic | Electricity | EU | Energy demand | 21.779 | FEC
PT | TYNDP2026 | NT | 2040 | TWh | 408 | Sub_sector | Buildings | Datacenters | Datacenters & ICT | Energetic | datacentres_final_demand_hydrogen_energetic | Hydrogen | EU | Energy demand | 0 | FEC
PT | TYNDP2026 | NT | 2040 | TWh | 409 | Sub_sector | Buildings | Datacenters | Datacenters & ICT | Energetic | datacentres_final_demand_methane_energetic | Methane | EU | Energy demand | 0 | FEC
PT | TYNDP2026 | NT | 2040 | TWh | 410 | Sub_sector | Buildings | Datacenters | Datacenters & ICT | Energetic | datacentres_final_demand_heat_energetic | Heat | EU | Energy demand | 0 | FEC
PT | TYNDP2026 | NT | 2040 | TWh | 411 | Sub_sector | Buildings | Datacenters | Datacenters & ICT | Energetic | datacentres_final_demand_biomass_energetic | Biomass | EU | Energy demand | 0 | FEC
PT | TYNDP2026 | NT | 2040 | TWh | 412 | Sub_sector | Buildings | Datacenters | Datacenters & ICT | Energetic | datacentres_final_demand_coal_energetic | Solids | EU | Energy demand | 0 | FEC
PT | TYNDP2026 | NT | 2040 | TWh | 413 | Sub_sector | Buildings | Datacenters | Datacenters & ICT | Energetic | datacentres_final_demand_oil_energetic | Liquids | EU | Energy demand | 0 | FEC
PT | TYNDP2026 | NT | 2040 | TWh | 414 | Sub_sector | Buildings | Datacenters | Datacenters & ICT | Energetic | datacentres_final_demand_other_energetic | Others | EU | Energy demand | 0 | FEC
PT | TYNDP2026 | NT | 2040 | TWh | 415 | Sub_sector | Buildings | Datacenters | Datacenters & ICT | Energetic | datacentres_final_demand_ammonia_energetic | Ammonia | EU | Energy demand | 0 | FEC
PT | TYNDP2026 | NT | 2040 | TWh | 417 | Sub_sector | Transport | Others_Sector | Others_Sector | Energetic | other_final_demand_electricity_energetic | Electricity | EU | Energy demand | 0 | FEC
PT | TYNDP2026 | NT | 2040 | TWh | 418 | Sub_sector | Transport | Others_Sector | Others_Sector | Energetic | other_final_demand_hydrogen_energetic | Hydrogen | EU | Energy demand | 0 | FEC
PT | TYNDP2026 | NT | 2040 | TWh | 419 | Sub_sector | Transport | Pipeline Transport | Others_Sector | Energetic | other_final_demand_methane_energetic | Methane | EU | Energy demand | 0.0061281 | FEC
PT | TYNDP2026 | NT | 2040 | TWh | 420 | Sub_sector | Transport | Others_Sector | Others_Sector | Energetic | other_final_demand_heat_energetic | Heat | EU | Energy demand | 0 | FEC
PT | TYNDP2026 | NT | 2040 | TWh | 421 | Sub_sector | Transport | Others_Sector | Others_Sector | Energetic | other_final_demand_biomass_energetic | Biomass | EU | Energy demand | 0 | FEC
PT | TYNDP2026 | NT | 2040 | TWh | 422 | Sub_sector | Transport | Others_Sector | Others_Sector | Energetic | other_final_demand_coal_energetic | Solids | EU | Energy demand | 0 | FEC
PT | TYNDP2026 | NT | 2040 | TWh | 423 | Sub_sector | Transport | Others_Sector | Others_Sector | Energetic | other_final_demand_oil_energetic | Liquids | EU | Energy demand | 0.30277 | FEC
PT | TYNDP2026 | NT | 2040 | TWh | 424 | Sub_sector | Others_Sector | Others_Sector | Others_Sector | Non-energetic | other_final_demand_oil_non_energetic | Liquids | EU | Energy demand | 0.47393 | not_included_in_FEC
PT | TYNDP2026 | NT | 2040 | TWh | 425 | Sub_sector | Transport | Others_Sector | Others_Sector | Energetic | other_final_demand_other_energetic | Others | EU | Energy demand | 0 | FEC
PT | TYNDP2026 | NT | 2040 | TWh | 426 | Sub_sector | Transport | Others_Sector | Others_Sector | Energetic | other_final_demand_ammonia_energetic | Ammonia | EU | Energy demand | 0 | FEC
PT | TYNDP2026 | NT | 2040 | TWh | 427 | Sub_sector | Industry | Surplus_Heat_in_Industry | Surplus_Heat_in_Industry | Energetic | final_demand_of_industry_unused_local_production_steam_hot_water | Heat | EU | Energy demand | 0 | FEC
PT | TYNDP2026 | NT | 2040 | TWh | 429 | Sub_sector | Agriculture | Total | Agriculture | Energetic | agriculture_final_demand_electricity_energetic | Electricity | EU | Energy demand | 0.95772 | FEC
PT | TYNDP2026 | NT | 2040 | TWh | 430 | Sub_sector | Agriculture | Total | Agriculture | Energetic | agriculture_final_demand_hydrogen_energetic | Hydrogen | EU | Energy demand | 0 | FEC
PT | TYNDP2026 | NT | 2040 | TWh | 431 | Sub_sector | Agriculture | Total | Agriculture | Energetic | agriculture_final_demand_methane_energetic | Methane | EU | Energy demand | 0.075185 | FEC
PT | TYNDP2026 | NT | 2040 | TWh | 432 | Sub_sector | Agriculture | Total | Agriculture | Energetic | agriculture_final_demand_heat_energetic | Heat | EU | Energy demand | 0 | FEC
PT | TYNDP2026 | NT | 2040 | TWh | 433 | Sub_sector | Agriculture | Total | Agriculture | Energetic | agriculture_final_demand_biomass_energetic | Biomass | EU | Energy demand | 0.059627 | FEC
PT | TYNDP2026 | NT | 2040 | TWh | 434 | Sub_sector | Agriculture | Total | Agriculture | Energetic | agriculture_final_demand_coal_energetic | Solids | EU | Energy demand | 0 | FEC
PT | TYNDP2026 | NT | 2040 | TWh | 435 | Sub_sector | Agriculture | Total | Agriculture | Energetic | agriculture_final_demand_oil_energetic | Liquids | EU | Energy demand | 3.3264 | FEC
PT | TYNDP2026 | NT | 2040 | TWh | 436 | Sub_sector | Agriculture | Total | Agriculture | Energetic | agriculture_final_demand_other_energetic | Others | EU | Energy demand | 0 | FEC
PT | TYNDP2026 | NT | 2040 | TWh | 437 | Sub_sector | Agriculture | Total | Agriculture | Energetic | agriculture_final_demand_ammonia_energetic | Ammonia | EU | Energy demand | 0 | FEC
PT | TYNDP2026 | NT | 2040 | TWh | 447 | Sub_sector | Buildings | Surplus Energy | Buildings | Energetic | GAP | Electricity | EU | Energy demand | 0 | FEC
PT | TYNDP2026 | NT | 2040 | TWh | 448 | Sub_sector | Buildings | Surplus Energy | Buildings | Energetic | GAP | Hydrogen | EU | Energy demand | 0 | FEC
PT | TYNDP2026 | NT | 2040 | TWh | 449 | Sub_sector | Buildings | Surplus Energy | Buildings | Energetic | GAP | Methane | EU | Energy demand | 0 | FEC
PT | TYNDP2026 | NT | 2040 | TWh | 450 | Sub_sector | Buildings | Surplus Energy | Buildings | Energetic | GAP | Heat | EU | Energy demand | 0 | FEC
PT | TYNDP2026 | NT | 2040 | TWh | 451 | Sub_sector | Buildings | Surplus Energy | Buildings | Energetic | GAP | Biomass | EU | Energy demand | 0.072504 | FEC
PT | TYNDP2026 | NT | 2040 | TWh | 452 | Sub_sector | Buildings | Surplus Energy | Buildings | Energetic | GAP | Solids | EU | Energy demand | 0 | FEC
PT | TYNDP2026 | NT | 2040 | TWh | 453 | Sub_sector | Buildings | Surplus Energy | Buildings | Energetic | GAP | Liquids | EU | Energy demand | 0.29012 | FEC
PT | TYNDP2026 | NT | 2040 | TWh | 454 | Sub_sector | Buildings | Surplus Energy | Buildings | Energetic | GAP | Others | EU | Energy demand | 0 | FEC
PT | TYNDP2026 | NT | 2040 | TWh | 455 | Sub_sector | Buildings | Surplus Energy | Buildings | Energetic | GAP | Ammonia | EU | Energy demand | 0 | FEC
PT | TYNDP2026 | NT | 2040 | TWh | 456 | Sub_sector | Households | Surplus Energy | Households | Energetic | GAP | Electricity | EU | Energy demand | 0 | FEC
PT | TYNDP2026 | NT | 2040 | TWh | 457 | Sub_sector | Households | Surplus Energy | Households | Energetic | GAP | Hydrogen | EU | Energy demand | 0 | FEC
PT | TYNDP2026 | NT | 2040 | TWh | 458 | Sub_sector | Households | Surplus Energy | Households | Energetic | GAP | Methane | EU | Energy demand | 0 | FEC
PT | TYNDP2026 | NT | 2040 | TWh | 459 | Sub_sector | Households | Surplus Energy | Households | Energetic | GAP | Heat | EU | Energy demand | 0 | FEC
PT | TYNDP2026 | NT | 2040 | TWh | 460 | Sub_sector | Households | Surplus Energy | Households | Energetic | GAP | Biomass | EU | Energy demand | 0 | FEC
PT | TYNDP2026 | NT | 2040 | TWh | 461 | Sub_sector | Households | Surplus Energy | Households | Energetic | GAP | Solids | EU | Energy demand | 0 | FEC
PT | TYNDP2026 | NT | 2040 | TWh | 462 | Sub_sector | Households | Surplus Energy | Households | Energetic | GAP | Liquids | EU | Energy demand | 0 | FEC
PT | TYNDP2026 | NT | 2040 | TWh | 463 | Sub_sector | Households | Surplus Energy | Households | Energetic | GAP | Others | EU | Energy demand | 0 | FEC
PT | TYNDP2026 | NT | 2040 | TWh | 464 | Sub_sector | Households | Surplus Energy | Households | Energetic | GAP | Ammonia | EU | Energy demand | 0 | FEC
PT | TYNDP2026 | NT | 2050 | TWh | 102 | Sub_sector | Industry | Aluminium | Industry (aluminium) | Energetic | industry_aluminium_demand_electricity_energetic | Electricity | EU | Energy demand | 0 | FEC
PT | TYNDP2026 | NT | 2050 | TWh | 103 | Sub_sector | Industry | Aluminium | Industry (aluminium) | Energetic | industry_aluminium_demand_hydrogen_energetic | Hydrogen | EU | Energy demand | 0 | FEC
PT | TYNDP2026 | NT | 2050 | TWh | 104 | Sub_sector | Industry | Aluminium | Industry (aluminium) | Energetic | industry_aluminium_demand_methane_energetic | Methane | EU | Energy demand | 0 | FEC
PT | TYNDP2026 | NT | 2050 | TWh | 105 | Sub_sector | Industry | Aluminium | Industry (aluminium) | Energetic | industry_aluminium_demand_heat_energetic | Heat | EU | Energy demand | 0 | FEC
PT | TYNDP2026 | NT | 2050 | TWh | 106 | Sub_sector | Industry | Aluminium | Industry (aluminium) | Energetic | industry_aluminium_demand_biomass_energetic | Biomass | EU | Energy demand | 0 | FEC
PT | TYNDP2026 | NT | 2050 | TWh | 107 | Sub_sector | Industry | Aluminium | Industry (aluminium) | Energetic | industry_aluminium_demand_coal_energetic | Solids | EU | Energy demand | 0 | FEC
PT | TYNDP2026 | NT | 2050 | TWh | 108 | Sub_sector | Industry | Aluminium | Industry (aluminium) | Energetic | industry_aluminium_demand_oil_energetic | Liquids | EU | Energy demand | 0 | FEC
PT | TYNDP2026 | NT | 2050 | TWh | 109 | Sub_sector | Industry | Aluminium | Industry (aluminium) | Energetic | industry_aluminium_demand_others_energetic | Others | EU | Energy demand | 0 | FEC
PT | TYNDP2026 | NT | 2050 | TWh | 110 | Sub_sector | Industry | Aluminium | Industry (aluminium) | Energetic | industry_ammonia_demand_others_energetic | Ammonia | EU | Energy demand | 0 | FEC
PT | TYNDP2026 | NT | 2050 | TWh | 112 | Sub_sector | Industry | Chemicals | Industry (chemicals, energetic) | Energetic | industry_chemical_demand_electricity_energetic | Electricity | EU | Energy demand | 2.5323 | FEC
PT | TYNDP2026 | NT | 2050 | TWh | 113 | Sub_sector | Industry | Chemicals | Industry (chemicals, energetic) | Energetic | industry_chemical_demand_hydrogen_energetic | Hydrogen | EU | Energy demand | 1.9064 | FEC
PT | TYNDP2026 | NT | 2050 | TWh | 114 | Sub_sector | Industry | Chemicals | Industry (chemicals, energetic) | Energetic | industry_chemical_demand_methane_energetic | Methane | EU | Energy demand | 0 | FEC
PT | TYNDP2026 | NT | 2050 | TWh | 115 | Sub_sector | Industry | Chemicals | Industry (chemicals, energetic) | Energetic | industry_chemical_demand_heat_energetic | Heat | EU | Energy demand | 0.73599 | FEC
PT | TYNDP2026 | NT | 2050 | TWh | 116 | Sub_sector | Industry | Chemicals | Industry (chemicals, energetic) | Energetic | industry_chemical_demand_biomass_energetic | Biomass | EU | Energy demand | 0 | FEC
PT | TYNDP2026 | NT | 2050 | TWh | 117 | Sub_sector | Industry | Chemicals | Industry (chemicals, energetic) | Energetic | industry_chemical_demand_coal_energetic | Solids | EU | Energy demand | 0 | FEC
PT | TYNDP2026 | NT | 2050 | TWh | 118 | Sub_sector | Industry | Chemicals | Industry (chemicals, energetic) | Energetic | industry_chemical_demand_oil_energetic | Liquids | EU | Energy demand | 0.083938 | FEC
PT | TYNDP2026 | NT | 2050 | TWh | 119 | Sub_sector | Industry | Chemicals | Industry (chemicals, energetic) | Energetic | industry_chemical_demand_others_energetic | Others | EU | Energy demand | 0 | FEC
PT | TYNDP2026 | NT | 2050 | TWh | 120 | Sub_sector | Industry | Chemicals | Industry (chemicals, energetic) | Energetic | industry_chemical_demand_ammonia_energetic | Ammonia | EU | Energy demand | 0 | FEC
PT | TYNDP2026 | NT | 2050 | TWh | 122 | Sub_sector | Industry | Chemicals | Industry (chemicals, non-energetic) | Non-energetic | industry_chemical_demand_electricity_non_energetic | Electricity | EU | Energy demand | 0 | not_included_in_FEC
PT | TYNDP2026 | NT | 2050 | TWh | 123 | Sub_sector | Industry | Chemicals | Industry (chemicals, non-energetic) | Non-energetic | industry_chemical_demand_hydrogen_non_energetic | Hydrogen | EU | Energy demand | 0 | not_included_in_FEC
PT | TYNDP2026 | NT | 2050 | TWh | 124 | Sub_sector | Industry | Chemicals | Industry (chemicals, non-energetic) | Non-energetic | industry_chemical_demand_methane_non_energetic | Methane | EU | Energy demand | 0 | not_included_in_FEC
PT | TYNDP2026 | NT | 2050 | TWh | 125 | Sub_sector | Industry | Chemicals | Industry (chemicals, non-energetic) | Non-energetic | industry_chemical_demand_heat_non_energetic | Heat | EU | Energy demand | 0 | not_included_in_FEC
PT | TYNDP2026 | NT | 2050 | TWh | 126 | Sub_sector | Industry | Chemicals | Industry (chemicals, non-energetic) | Non-energetic | industry_chemical_demand_biomass_non_energetic | Biomass | EU | Energy demand | 0 | not_included_in_FEC
PT | TYNDP2026 | NT | 2050 | TWh | 127 | Sub_sector | Industry | Chemicals | Industry (chemicals, non-energetic) | Non-energetic | industry_chemical_demand_coal_non_energetic | Solids | EU | Energy demand | 0 | not_included_in_FEC
PT | TYNDP2026 | NT | 2050 | TWh | 128 | Sub_sector | Industry | Chemicals | Industry (chemicals, non-energetic) | Non-energetic | industry_chemical_demand_oil_non_energetic | Liquids | EU | Energy demand | 10.6672 | not_included_in_FEC
PT | TYNDP2026 | NT | 2050 | TWh | 129 | Sub_sector | Industry | Chemicals | Industry (chemicals, non-energetic) | Non-energetic | industry_chemical_demand_others_non_energetic | Others | EU | Energy demand | 0 | not_included_in_FEC
PT | TYNDP2026 | NT | 2050 | TWh | 130 | Sub_sector | Industry | Chemicals | Industry (chemicals, non-energetic) | Non-energetic | industry_chemical_demand_ammonia_non_energetic | Ammonia | EU | Energy demand | 0 | not_included_in_FEC
PT | TYNDP2026 | NT | 2050 | TWh | 132 | Sub_sector | Industry | Fertilizers | Industry (fertilizers, energetic) | Energetic | industry_fertilizers_demand_electricity_energetic | Electricity | EU | Energy demand | 0 | FEC
PT | TYNDP2026 | NT | 2050 | TWh | 133 | Sub_sector | Industry | Fertilizers | Industry (fertilizers, energetic) | Energetic | industry_fertilizers_demand_hydrogen_energetic | Hydrogen | EU | Energy demand | 0 | FEC
PT | TYNDP2026 | NT | 2050 | TWh | 134 | Sub_sector | Industry | Fertilizers | Industry (fertilizers, energetic) | Energetic | industry_fertilizers_demand_methane_energetic | Methane | EU | Energy demand | 0 | FEC
PT | TYNDP2026 | NT | 2050 | TWh | 135 | Sub_sector | Industry | Fertilizers | Industry (fertilizers, energetic) | Energetic | industry_fertilizers_demand_heat_energetic | Heat | EU | Energy demand | 0 | FEC
PT | TYNDP2026 | NT | 2050 | TWh | 136 | Sub_sector | Industry | Fertilizers | Industry (fertilizers, energetic) | Energetic | industry_fertilizers_demand_biomass_energetic | Biomass | EU | Energy demand | 0 | FEC
PT | TYNDP2026 | NT | 2050 | TWh | 137 | Sub_sector | Industry | Fertilizers | Industry (fertilizers, energetic) | Energetic | industry_fertilizers_demand_coal_energetic | Solids | EU | Energy demand | 0 | FEC
PT | TYNDP2026 | NT | 2050 | TWh | 138 | Sub_sector | Industry | Fertilizers | Industry (fertilizers, energetic) | Energetic | industry_fertilizers_demand_oil_energetic | Liquids | EU | Energy demand | 0 | FEC
PT | TYNDP2026 | NT | 2050 | TWh | 139 | Sub_sector | Industry | Fertilizers | Industry (fertilizers, energetic) | Energetic | industry_fertilizers_demand_others_energetic | Others | EU | Energy demand | 0 | FEC
PT | TYNDP2026 | NT | 2050 | TWh | 140 | Sub_sector | Industry | Fertilizers | Industry (fertilizers, energetic) | Energetic | industry_fertilizers_demand_ammonia_energetic | Ammonia | EU | Energy demand | 0 | FEC
PT | TYNDP2026 | NT | 2050 | TWh | 142 | Sub_sector | Industry | Fertilizers | Industry (fertilizers, non-energetic) | Non-energetic | industry_fertilizers_demand_electricity_non_energetic | Electricity | EU | Energy demand | 0 | not_included_in_FEC
PT | TYNDP2026 | NT | 2050 | TWh | 143 | Sub_sector | Industry | Fertilizers | Industry (fertilizers, non-energetic) | Non-energetic | industry_fertilizers_demand_hydrogen_non_energetic | Hydrogen | EU | Energy demand | 0 | not_included_in_FEC
PT | TYNDP2026 | NT | 2050 | TWh | 144 | Sub_sector | Industry | Fertilizers | Industry (fertilizers, non-energetic) | Non-energetic | industry_fertilizers_demand_methane_non_energetic | Methane | EU | Energy demand | 0 | not_included_in_FEC
PT | TYNDP2026 | NT | 2050 | TWh | 145 | Sub_sector | Industry | Fertilizers | Industry (fertilizers, non-energetic) | Non-energetic | industry_fertilizers_demand_heat_non_energetic | Heat | EU | Energy demand | 0 | not_included_in_FEC
PT | TYNDP2026 | NT | 2050 | TWh | 146 | Sub_sector | Industry | Fertilizers | Industry (fertilizers, non-energetic) | Non-energetic | industry_fertilizers_demand_biomass_non_energetic | Biomass | EU | Energy demand | 0 | not_included_in_FEC
PT | TYNDP2026 | NT | 2050 | TWh | 147 | Sub_sector | Industry | Fertilizers | Industry (fertilizers, non-energetic) | Non-energetic | industry_fertilizers_demand_coal_non_energetic | Solids | EU | Energy demand | 0 | not_included_in_FEC
PT | TYNDP2026 | NT | 2050 | TWh | 148 | Sub_sector | Industry | Fertilizers | Industry (fertilizers, non-energetic) | Non-energetic | industry_fertilizers_demand_oil_non_energetic | Liquids | EU | Energy demand | 0 | not_included_in_FEC
PT | TYNDP2026 | NT | 2050 | TWh | 149 | Sub_sector | Industry | Fertilizers | Industry (fertilizers, non-energetic) | Non-energetic | industry_fertilizers_demand_others_non_energetic | Others | EU | Energy demand | 0 | not_included_in_FEC
PT | TYNDP2026 | NT | 2050 | TWh | 150 | Sub_sector | Industry | Fertilizers | Industry (fertilizers, non-energetic) | Non-energetic | industry_fertilizers_demand_ammonia_non_energetic | Ammonia | EU | Energy demand | 0 | not_included_in_FEC
PT | TYNDP2026 | NT | 2050 | TWh | 152 | Sub_sector | Industry | Food | Industry (food) | Energetic | industry_food_demand_electricity_energetic | Electricity | EU | Energy demand | 5.2774 | FEC
PT | TYNDP2026 | NT | 2050 | TWh | 153 | Sub_sector | Industry | Food | Industry (food) | Energetic | industry_food_demand_hydrogen_energetic | Hydrogen | EU | Energy demand | 7.3523 | FEC
PT | TYNDP2026 | NT | 2050 | TWh | 154 | Sub_sector | Industry | Food | Industry (food) | Energetic | industry_food_demand_methane_energetic | Methane | EU | Energy demand | 0 | FEC
PT | TYNDP2026 | NT | 2050 | TWh | 155 | Sub_sector | Industry | Food | Industry (food) | Energetic | industry_food_demand_heat_energetic | Heat | EU | Energy demand | 0.81463 | FEC
PT | TYNDP2026 | NT | 2050 | TWh | 156 | Sub_sector | Industry | Food | Industry (food) | Energetic | industry_food_demand_biomass_energetic | Biomass | EU | Energy demand | 0 | FEC
PT | TYNDP2026 | NT | 2050 | TWh | 157 | Sub_sector | Industry | Food | Industry (food) | Energetic | industry_food_demand_coal_energetic | Solids | EU | Energy demand | 0 | FEC
PT | TYNDP2026 | NT | 2050 | TWh | 158 | Sub_sector | Industry | Food | Industry (food) | Energetic | industry_food_demand_oil_energetic | Liquids | EU | Energy demand | 0 | FEC
PT | TYNDP2026 | NT | 2050 | TWh | 159 | Sub_sector | Industry | Food | Industry (food) | Energetic | industry_food_demand_others_energetic | Others | EU | Energy demand | 0 | FEC
PT | TYNDP2026 | NT | 2050 | TWh | 160 | Sub_sector | Industry | Food | Industry (food) | Energetic | industry_food_demand_ammonia_energetic | Ammonia | EU | Energy demand | 0 | FEC
PT | TYNDP2026 | NT | 2050 | TWh | 162 | Sub_sector | Industry | Metals | Industry (metal) | Energetic | industry_metal_demand_electricity_energetic | Electricity | EU | Energy demand | 0.10576 | FEC
PT | TYNDP2026 | NT | 2050 | TWh | 163 | Sub_sector | Industry | Metals | Industry (metal) | Energetic | industry_metal_demand_hydrogen_energetic | Hydrogen | EU | Energy demand | 0 | FEC
PT | TYNDP2026 | NT | 2050 | TWh | 164 | Sub_sector | Industry | Metals | Industry (metal) | Energetic | industry_metal_demand_methane_energetic | Methane | EU | Energy demand | 0.18655 | FEC
PT | TYNDP2026 | NT | 2050 | TWh | 165 | Sub_sector | Industry | Metals | Industry (metal) | Energetic | industry_metal_demand_heat_energetic | Heat | EU | Energy demand | 0 | FEC
PT | TYNDP2026 | NT | 2050 | TWh | 166 | Sub_sector | Industry | Metals | Industry (metal) | Energetic | industry_metal_demand_biomass_energetic | Biomass | EU | Energy demand | 0 | FEC
PT | TYNDP2026 | NT | 2050 | TWh | 167 | Sub_sector | Industry | Metals | Industry (metal) | Energetic | industry_metal_demand_coal_energetic | Solids | EU | Energy demand | 0 | FEC
PT | TYNDP2026 | NT | 2050 | TWh | 168 | Sub_sector | Industry | Metals | Industry (metal) | Energetic | industry_metal_demand_oil_energetic | Liquids | EU | Energy demand | 0.024345 | FEC
PT | TYNDP2026 | NT | 2050 | TWh | 169 | Sub_sector | Industry | Metals | Industry (metal) | Energetic | industry_metal_demand_others_energetic | Others | EU | Energy demand | 0 | FEC
PT | TYNDP2026 | NT | 2050 | TWh | 170 | Sub_sector | Industry | Metals | Industry (metal) | Energetic | industry_metal_demand_ammonia_energetic | Ammonia | EU | Energy demand | 0 | FEC
PT | TYNDP2026 | NT | 2050 | TWh | 172 | Sub_sector | Industry | Others | Industry (other, energetic) | Energetic | industry_other_demand_electricity_energetic | Electricity | EU | Energy demand | 7.5151 | FEC
PT | TYNDP2026 | NT | 2050 | TWh | 173 | Sub_sector | Industry | Others | Industry (other, energetic) | Energetic | industry_other_demand_hydrogen_energetic | Hydrogen | EU | Energy demand | 0 | FEC
PT | TYNDP2026 | NT | 2050 | TWh | 174 | Sub_sector | Industry | Others | Industry (other, energetic) | Energetic | industry_other_demand_methane_energetic | Methane | EU | Energy demand | 8.1016 | FEC
PT | TYNDP2026 | NT | 2050 | TWh | 175 | Sub_sector | Industry | Others | Industry (other, energetic) | Energetic | industry_other_demand_heat_energetic | Heat | EU | Energy demand | 0.56746 | FEC
PT | TYNDP2026 | NT | 2050 | TWh | 176 | Sub_sector | Industry | Others | Industry (other, energetic) | Energetic | industry_other_demand_biomass_energetic | Biomass | EU | Energy demand | 1.9827 | FEC
PT | TYNDP2026 | NT | 2050 | TWh | 177 | Sub_sector | Industry | Others | Industry (other, energetic) | Energetic | industry_other_demand_coal_energetic | Solids | EU | Energy demand | 0.067314 | FEC
PT | TYNDP2026 | NT | 2050 | TWh | 178 | Sub_sector | Industry | Others | Industry (other, energetic) | Energetic | industry_other_demand_oil_energetic | Liquids | EU | Energy demand | 5.1383 | FEC
PT | TYNDP2026 | NT | 2050 | TWh | 179 | Sub_sector | Industry | Others | Industry (other, energetic) | Energetic | industry_other_demand_others_energetic | Others | EU | Energy demand | 0 | FEC
PT | TYNDP2026 | NT | 2050 | TWh | 180 | Sub_sector | Industry | Others | Industry (other, energetic) | Energetic | industry_other_demand_ammonia_energetic | Ammonia | EU | Energy demand | 0 | FEC
PT | TYNDP2026 | NT | 2050 | TWh | 182 | Sub_sector | Industry | Others | Industry (other, non-energetic) | Non-energetic | industry_other_demand_electricity_non_energetic | Electricity | EU | Energy demand | 0 | not_included_in_FEC
PT | TYNDP2026 | NT | 2050 | TWh | 183 | Sub_sector | Industry | Others | Industry (other, non-energetic) | Non-energetic | industry_other_demand_hydrogen_non_energetic | Hydrogen | EU | Energy demand | 0 | not_included_in_FEC
PT | TYNDP2026 | NT | 2050 | TWh | 184 | Sub_sector | Industry | Others | Industry (other, non-energetic) | Non-energetic | industry_other_demand_methane_non_energetic | Methane | EU | Energy demand | 0 | not_included_in_FEC
PT | TYNDP2026 | NT | 2050 | TWh | 185 | Sub_sector | Industry | Others | Industry (other, non-energetic) | Non-energetic | industry_other_demand_heat_non_energetic | Heat | EU | Energy demand | 0 | not_included_in_FEC
PT | TYNDP2026 | NT | 2050 | TWh | 186 | Sub_sector | Industry | Others | Industry (other, non-energetic) | Non-energetic | industry_other_demand_biomass_non_energetic | Biomass | EU | Energy demand | 0 | not_included_in_FEC
PT | TYNDP2026 | NT | 2050 | TWh | 187 | Sub_sector | Industry | Others | Industry (other, non-energetic) | Non-energetic | industry_other_demand_coal_non_energetic | Solids | EU | Energy demand | 0 | not_included_in_FEC
PT | TYNDP2026 | NT | 2050 | TWh | 188 | Sub_sector | Industry | Others | Industry (other, non-energetic) | Non-energetic | industry_other_demand_oil_non_energetic | Liquids | EU | Energy demand | 2.2907 | not_included_in_FEC
PT | TYNDP2026 | NT | 2050 | TWh | 189 | Sub_sector | Industry | Others | Industry (other, non-energetic) | Non-energetic | industry_other_demand_others_non_energetic | Others | EU | Energy demand | 0 | not_included_in_FEC
PT | TYNDP2026 | NT | 2050 | TWh | 190 | Sub_sector | Industry | Others | Industry (other, non-energetic) | Non-energetic | industry_other_demand_ammonia_non_energetic | Ammonia | EU | Energy demand | 0 | not_included_in_FEC
PT | TYNDP2026 | NT | 2050 | TWh | 192 | Sub_sector | Industry | Paper | Industry (paper) | Energetic | industry_paper_demand_electricity_energetic | Electricity | EU | Energy demand | 3.1334 | FEC
PT | TYNDP2026 | NT | 2050 | TWh | 193 | Sub_sector | Industry | Paper | Industry (paper) | Energetic | industry_paper_demand_hydrogen_energetic | Hydrogen | EU | Energy demand | 0 | FEC
PT | TYNDP2026 | NT | 2050 | TWh | 194 | Sub_sector | Industry | Paper | Industry (paper) | Energetic | industry_paper_demand_methane_energetic | Methane | EU | Energy demand | 0.95742 | FEC
PT | TYNDP2026 | NT | 2050 | TWh | 195 | Sub_sector | Industry | Paper | Industry (paper) | Energetic | industry_paper_demand_heat_energetic | Heat | EU | Energy demand | 0.96179 | FEC
PT | TYNDP2026 | NT | 2050 | TWh | 196 | Sub_sector | Industry | Paper | Industry (paper) | Energetic | industry_paper_demand_biomass_energetic | Biomass | EU | Energy demand | 11.2526 | FEC
PT | TYNDP2026 | NT | 2050 | TWh | 197 | Sub_sector | Industry | Paper | Industry (paper) | Energetic | industry_paper_demand_coal_energetic | Solids | EU | Energy demand | 0 | FEC
PT | TYNDP2026 | NT | 2050 | TWh | 198 | Sub_sector | Industry | Paper | Industry (paper) | Energetic | industry_paper_demand_oil_energetic | Liquids | EU | Energy demand | 0 | FEC
PT | TYNDP2026 | NT | 2050 | TWh | 199 | Sub_sector | Industry | Paper | Industry (paper) | Energetic | industry_paper_demand_others_energetic | Others | EU | Energy demand | 0 | FEC
PT | TYNDP2026 | NT | 2050 | TWh | 200 | Sub_sector | Industry | Paper | Industry (paper) | Energetic | industry_paper_demand_ammonia_energetic | Ammonia | EU | Energy demand | 0 | FEC
PT | TYNDP2026 | NT | 2050 | TWh | 202 | Sub_sector | Industry | Refineries | Industry (refineries, energetic) | Energetic | industry_refinery_demand_electricity_energetic | Electricity | EU | Energy demand | 1.008 | not_included_in_FEC
PT | TYNDP2026 | NT | 2050 | TWh | 203 | Sub_sector | Industry | Refineries | Industry (refineries, energetic) | Energetic | industry_refinery_demand_hydrogen_energetic | Hydrogen | EU | Energy demand | 17.5544 | not_included_in_FEC
PT | TYNDP2026 | NT | 2050 | TWh | 204 | Sub_sector | Industry | Refineries | Industry (refineries, energetic) | Energetic | industry_refinery_demand_methane_energetic | Methane | EU | Energy demand | 0 | not_included_in_FEC
PT | TYNDP2026 | NT | 2050 | TWh | 205 | Sub_sector | Industry | Refineries | Industry (refineries, energetic) | Energetic | industry_refinery_demand_heat_energetic | Heat | EU | Energy demand | 0 | not_included_in_FEC
PT | TYNDP2026 | NT | 2050 | TWh | 206 | Sub_sector | Industry | Refineries | Industry (refineries, energetic) | Energetic | industry_refinery_demand_biomass_energetic | Biomass | EU | Energy demand | 0 | not_included_in_FEC
PT | TYNDP2026 | NT | 2050 | TWh | 207 | Sub_sector | Industry | Refineries | Industry (refineries, energetic) | Energetic | industry_refinery_demand_coal_energetic | Solids | EU | Energy demand | 0 | not_included_in_FEC
PT | TYNDP2026 | NT | 2050 | TWh | 208 | Sub_sector | Industry | Refineries | Industry (refineries, energetic) | Energetic | industry_refinery_demand_oil_energetic | Liquids | EU | Energy demand | 0 | not_included_in_FEC
PT | TYNDP2026 | NT | 2050 | TWh | 209 | Sub_sector | Industry | Refineries | Industry (refineries, energetic) | Energetic | industry_refinery_demand_others_energetic | Others | EU | Energy demand | 0 | not_included_in_FEC
PT | TYNDP2026 | NT | 2050 | TWh | 210 | Sub_sector | Industry | Refineries | Industry (refineries, energetic) | Energetic | industry_refinery_demand_ammonia_energetic | Ammonia | EU | Energy demand | 0 | not_included_in_FEC
PT | TYNDP2026 | NT | 2050 | TWh | 212 | Sub_sector | Industry | Refineries | Industry (refineries, non-energetic) | Non-energetic | industry_refinery_demand_electricity_non_energetic | Electricity | EU | Energy demand | 0 | not_included_in_FEC
PT | TYNDP2026 | NT | 2050 | TWh | 213 | Sub_sector | Industry | Refineries | Industry (refineries, non-energetic) | Non-energetic | industry_refinery_demand_hydrogen_non_energetic | Hydrogen | EU | Energy demand | 0 | not_included_in_FEC
PT | TYNDP2026 | NT | 2050 | TWh | 214 | Sub_sector | Industry | Refineries | Industry (refineries, non-energetic) | Non-energetic | industry_refinery_demand_methane_non_energetic | Methane | EU | Energy demand | 0 | not_included_in_FEC
PT | TYNDP2026 | NT | 2050 | TWh | 215 | Sub_sector | Industry | Refineries | Industry (refineries, non-energetic) | Non-energetic | industry_refinery_demand_heat_non_energetic | Heat | EU | Energy demand | 0 | not_included_in_FEC
PT | TYNDP2026 | NT | 2050 | TWh | 216 | Sub_sector | Industry | Refineries | Industry (refineries, non-energetic) | Non-energetic | industry_refinery_demand_biomass_non_energetic | Biomass | EU | Energy demand | 0 | not_included_in_FEC
PT | TYNDP2026 | NT | 2050 | TWh | 217 | Sub_sector | Industry | Refineries | Industry (refineries, non-energetic) | Non-energetic | industry_refinery_demand_coal_non_energetic | Solids | EU | Energy demand | 0 | not_included_in_FEC
PT | TYNDP2026 | NT | 2050 | TWh | 218 | Sub_sector | Industry | Refineries | Industry (refineries, non-energetic) | Non-energetic | industry_refinery_demand_oil_non_energetic | Liquids | EU | Energy demand | 0 | not_included_in_FEC
PT | TYNDP2026 | NT | 2050 | TWh | 219 | Sub_sector | Industry | Refineries | Industry (refineries, non-energetic) | Non-energetic | industry_refinery_demand_others_non_energetic | Others | EU | Energy demand | 0 | not_included_in_FEC
PT | TYNDP2026 | NT | 2050 | TWh | 220 | Sub_sector | Industry | Refineries | Industry (refineries, non-energetic) | Non-energetic | industry_refinery_demand_ammonia_non_energetic | Ammonia | EU | Energy demand | 0 | not_included_in_FEC
PT | TYNDP2026 | NT | 2050 | TWh | 222 | Sub_sector | Industry | Steel | Industry (steel) | Energetic | industry_steel_demand_electricity_energetic | Electricity | EU | Energy demand | 2.2823 | FEC
PT | TYNDP2026 | NT | 2050 | TWh | 223 | Sub_sector | Industry | Steel | Industry (steel) | Energetic | industry_steel_demand_hydrogen_energetic | Hydrogen | EU | Energy demand | 0 | FEC
PT | TYNDP2026 | NT | 2050 | TWh | 224 | Sub_sector | Industry | Steel | Industry (steel) | Energetic | industry_steel_demand_methane_energetic | Methane | EU | Energy demand | 0.83249 | FEC
PT | TYNDP2026 | NT | 2050 | TWh | 225 | Sub_sector | Industry | Steel | Industry (steel) | Energetic | industry_steel_demand_heat_energetic | Heat | EU | Energy demand | 0 | FEC
PT | TYNDP2026 | NT | 2050 | TWh | 226 | Sub_sector | Industry | Steel | Industry (steel) | Energetic | industry_steel_demand_biomass_energetic | Biomass | EU | Energy demand | 0 | FEC
PT | TYNDP2026 | NT | 2050 | TWh | 227 | Sub_sector | Industry | Steel | Industry (steel) | Energetic | industry_steel_demand_coal_energetic | Solids | EU | Energy demand | 0.083353 | FEC
PT | TYNDP2026 | NT | 2050 | TWh | 228 | Sub_sector | Industry | Steel | Industry (steel) | Energetic | industry_steel_demand_oil_energetic | Liquids | EU | Energy demand | 0.033795 | FEC
PT | TYNDP2026 | NT | 2050 | TWh | 229 | Sub_sector | Industry | Steel | Industry (steel) | Energetic | industry_steel_demand_others_energetic | Others | EU | Energy demand | 0 | FEC
PT | TYNDP2026 | NT | 2050 | TWh | 230 | Sub_sector | Industry | Steel | Industry (steel) | Energetic | industry_steel_demand_ammonia_energetic | Ammonia | EU | Energy demand | 0 | FEC
PT | TYNDP2026 | NT | 2050 | TWh | 232 | Sub_sector | Transport | Cars | Transport (cars) | Energetic | transport_cars_final_demand_electricity | Electricity | EU | Energy demand | 11.5397 | FEC
PT | TYNDP2026 | NT | 2050 | TWh | 233 | Sub_sector | Transport | Cars | Transport (cars) | Energetic | transport_cars_final_demand_hydrogen | Hydrogen | EU | Energy demand | 0 | FEC
PT | TYNDP2026 | NT | 2050 | TWh | 234 | Sub_sector | Transport | Cars | Transport (cars) | Energetic | transport_cars_final_demand_methane | Methane | EU | Energy demand | 0 | FEC
PT | TYNDP2026 | NT | 2050 | TWh | 235 | Sub_sector | Transport | Cars | Transport (cars) | Energetic | transport_cars_final_demand_heat | Heat | EU | Energy demand | 0 | FEC
PT | TYNDP2026 | NT | 2050 | TWh | 236 | Sub_sector | Transport | Cars | Transport (cars) | Energetic | transport_cars_final_demand_biomass | Biomass | EU | Energy demand | 0 | FEC
PT | TYNDP2026 | NT | 2050 | TWh | 237 | Sub_sector | Transport | Cars | Transport (cars) | Energetic | transport_cars_final_demand_coal | Solids | EU | Energy demand | 0 | FEC
PT | TYNDP2026 | NT | 2050 | TWh | 238 | Sub_sector | Transport | Cars | Transport (cars) | Energetic | transport_cars_final_demand_oil | Liquids | EU | Energy demand | 9.0846 | FEC
PT | TYNDP2026 | NT | 2050 | TWh | 239 | Sub_sector | Transport | Cars | Transport (cars) | Energetic | transport_cars_final_demand_other | Others | EU | Energy demand | 0 | FEC
PT | TYNDP2026 | NT | 2050 | TWh | 240 | Sub_sector | Transport | Cars | Transport (cars) | Energetic | transport_cars_final_demand_ammonia | Ammonia | EU | Energy demand | 0 | FEC
PT | TYNDP2026 | NT | 2050 | TWh | 242 | Sub_sector | Transport | Busses | Transport (busses) | Energetic | transport_busses_final_demand_electricity | Electricity | EU | Energy demand | 0.86878 | FEC
PT | TYNDP2026 | NT | 2050 | TWh | 243 | Sub_sector | Transport | Busses | Transport (busses) | Energetic | transport_busses_final_demand_hydrogen | Hydrogen | EU | Energy demand | 0 | FEC
PT | TYNDP2026 | NT | 2050 | TWh | 244 | Sub_sector | Transport | Busses | Transport (busses) | Energetic | transport_busses_final_demand_methane | Methane | EU | Energy demand | 0 | FEC
PT | TYNDP2026 | NT | 2050 | TWh | 245 | Sub_sector | Transport | Busses | Transport (busses) | Energetic | transport_busses_final_demand_heat | Heat | EU | Energy demand | 0 | FEC
PT | TYNDP2026 | NT | 2050 | TWh | 246 | Sub_sector | Transport | Busses | Transport (busses) | Energetic | transport_busses_final_demand_biomass | Biomass | EU | Energy demand | 0 | FEC
PT | TYNDP2026 | NT | 2050 | TWh | 247 | Sub_sector | Transport | Busses | Transport (busses) | Energetic | transport_busses_final_demand_coal | Solids | EU | Energy demand | 0 | FEC
PT | TYNDP2026 | NT | 2050 | TWh | 248 | Sub_sector | Transport | Busses | Transport (busses) | Energetic | transport_busses_final_demand_oil | Liquids | EU | Energy demand | 0 | FEC
PT | TYNDP2026 | NT | 2050 | TWh | 249 | Sub_sector | Transport | Busses | Transport (busses) | Energetic | transport_busses_final_demand_other | Others | EU | Energy demand | 0 | FEC
PT | TYNDP2026 | NT | 2050 | TWh | 250 | Sub_sector | Transport | Busses | Transport (busses) | Energetic | transport_busses_final_demand_ammonia | Ammonia | EU | Energy demand | 0 | FEC
PT | TYNDP2026 | NT | 2050 | TWh | 252 | Sub_sector | Transport | Trucks | Transport (trucks) | Energetic | transport_trucks_final_demand_electricity | Electricity | EU | Energy demand | 2.1006 | FEC
PT | TYNDP2026 | NT | 2050 | TWh | 253 | Sub_sector | Transport | Trucks | Transport (trucks) | Energetic | transport_trucks_final_demand_hydrogen | Hydrogen | EU | Energy demand | 0 | FEC
PT | TYNDP2026 | NT | 2050 | TWh | 254 | Sub_sector | Transport | Trucks | Transport (trucks) | Energetic | transport_trucks_final_demand_methane | Methane | EU | Energy demand | 0.00041399 | FEC
PT | TYNDP2026 | NT | 2050 | TWh | 255 | Sub_sector | Transport | Trucks | Transport (trucks) | Energetic | transport_trucks_final_demand_heat | Heat | EU | Energy demand | 0 | FEC
PT | TYNDP2026 | NT | 2050 | TWh | 256 | Sub_sector | Transport | Trucks | Transport (trucks) | Energetic | transport_trucks_final_demand_biomass | Biomass | EU | Energy demand | 0 | FEC
PT | TYNDP2026 | NT | 2050 | TWh | 257 | Sub_sector | Transport | Trucks | Transport (trucks) | Energetic | transport_trucks_final_demand_coal | Solids | EU | Energy demand | 0 | FEC
PT | TYNDP2026 | NT | 2050 | TWh | 258 | Sub_sector | Transport | Trucks | Transport (trucks) | Energetic | transport_trucks_final_demand_oil | Liquids | EU | Energy demand | 3.6673 | FEC
PT | TYNDP2026 | NT | 2050 | TWh | 259 | Sub_sector | Transport | Trucks | Transport (trucks) | Energetic | transport_trucks_final_demand_other | Others | EU | Energy demand | 0 | FEC
PT | TYNDP2026 | NT | 2050 | TWh | 260 | Sub_sector | Transport | Trucks | Transport (trucks) | Energetic | transport_trucks_final_demand_ammonia | Ammonia | EU | Energy demand | 0 | FEC
PT | TYNDP2026 | NT | 2050 | TWh | 262 | Sub_sector | Transport | Vans | Transport (vans) | Energetic | transport_vans_final_demand_electricity | Electricity | EU | Energy demand | 1.3519 | FEC
PT | TYNDP2026 | NT | 2050 | TWh | 263 | Sub_sector | Transport | Vans | Transport (vans) | Energetic | transport_vans_final_demand_hydrogen | Hydrogen | EU | Energy demand | 0 | FEC
PT | TYNDP2026 | NT | 2050 | TWh | 264 | Sub_sector | Transport | Vans | Transport (vans) | Energetic | transport_vans_final_demand_methane | Methane | EU | Energy demand | 0.00019947 | FEC
PT | TYNDP2026 | NT | 2050 | TWh | 265 | Sub_sector | Transport | Vans | Transport (vans) | Energetic | transport_vans_final_demand_heat | Heat | EU | Energy demand | 0 | FEC
PT | TYNDP2026 | NT | 2050 | TWh | 266 | Sub_sector | Transport | Vans | Transport (vans) | Energetic | transport_vans_final_demand_biomass | Biomass | EU | Energy demand | 0 | FEC
PT | TYNDP2026 | NT | 2050 | TWh | 267 | Sub_sector | Transport | Vans | Transport (vans) | Energetic | transport_vans_final_demand_coal | Solids | EU | Energy demand | 0 | FEC
PT | TYNDP2026 | NT | 2050 | TWh | 268 | Sub_sector | Transport | Vans | Transport (vans) | Energetic | transport_vans_final_demand_oil | Liquids | EU | Energy demand | 2.8453 | FEC
PT | TYNDP2026 | NT | 2050 | TWh | 269 | Sub_sector | Transport | Vans | Transport (vans) | Energetic | transport_vans_final_demand_other | Others | EU | Energy demand | 0 | FEC
PT | TYNDP2026 | NT | 2050 | TWh | 270 | Sub_sector | Transport | Vans | Transport (vans) | Energetic | transport_vans_final_demand_ammonia | Ammonia | EU | Energy demand | 0 | FEC
PT | TYNDP2026 | NT | 2050 | TWh | 272 | Sub_sector | Transport | Freight trains | Transport (trains) | Energetic | transport_trains_final_demand_electricity | Electricity | EU | Energy demand | 0.50279 | FEC
PT | TYNDP2026 | NT | 2050 | TWh | 273 | Sub_sector | Transport | Freight trains | Transport (trains) | Energetic | transport_trains_final_demand_hydrogen | Hydrogen | EU | Energy demand | 0 | FEC
PT | TYNDP2026 | NT | 2050 | TWh | 274 | Sub_sector | Transport | Freight trains | Transport (trains) | Energetic | transport_trains_final_demand_methane | Methane | EU | Energy demand | 0 | FEC
PT | TYNDP2026 | NT | 2050 | TWh | 275 | Sub_sector | Transport | Freight trains | Transport (trains) | Energetic | transport_trains_final_demand_heat | Heat | EU | Energy demand | 0 | FEC
PT | TYNDP2026 | NT | 2050 | TWh | 276 | Sub_sector | Transport | Freight trains | Transport (trains) | Energetic | transport_trains_final_demand_biomass | Biomass | EU | Energy demand | 0 | FEC
PT | TYNDP2026 | NT | 2050 | TWh | 277 | Sub_sector | Transport | Freight trains | Transport (trains) | Energetic | transport_trains_final_demand_coal | Solids | EU | Energy demand | 0 | FEC
PT | TYNDP2026 | NT | 2050 | TWh | 278 | Sub_sector | Transport | Freight trains | Transport (trains) | Energetic | transport_trains_final_demand_oil | Liquids | EU | Energy demand | 0 | FEC
PT | TYNDP2026 | NT | 2050 | TWh | 279 | Sub_sector | Transport | Freight trains | Transport (trains) | Energetic | transport_trains_final_demand_other | Others | EU | Energy demand | 0 | FEC
PT | TYNDP2026 | NT | 2050 | TWh | 280 | Sub_sector | Transport | Freight trains | Transport (trains) | Energetic | transport_trains_final_demand_ammonia | Ammonia | EU | Energy demand | 0 | FEC
PT | TYNDP2026 | NT | 2050 | TWh | 282 | Sub_sector | Transport | Ships | Transport (ships) | Energetic | transport_ships_final_demand_electricity | Electricity | EU | Energy demand | 0.049121 | FEC
PT | TYNDP2026 | NT | 2050 | TWh | 283 | Sub_sector | Transport | Ships | Transport (ships) | Energetic | transport_ships_final_demand_hydrogen | Hydrogen | EU | Energy demand | 0 | FEC
PT | TYNDP2026 | NT | 2050 | TWh | 284 | Sub_sector | Transport | Ships | Transport (ships) | Energetic | transport_ships_final_demand_methane | Methane | EU | Energy demand | 5.22e-05 | FEC
PT | TYNDP2026 | NT | 2050 | TWh | 285 | Sub_sector | Transport | Ships | Transport (ships) | Energetic | transport_ships_final_demand_heat | Heat | EU | Energy demand | 0 | FEC
PT | TYNDP2026 | NT | 2050 | TWh | 286 | Sub_sector | Transport | Ships | Transport (ships) | Energetic | transport_ships_final_demand_biomass | Biomass | EU | Energy demand | 0 | FEC
PT | TYNDP2026 | NT | 2050 | TWh | 287 | Sub_sector | Transport | Ships | Transport (ships) | Energetic | transport_ships_final_demand_coal | Solids | EU | Energy demand | 0 | FEC
PT | TYNDP2026 | NT | 2050 | TWh | 288 | Sub_sector | Transport | Ships | Transport (ships) | Energetic | transport_ships_final_demand_oil | Liquids | EU | Energy demand | 1.5867 | FEC
PT | TYNDP2026 | NT | 2050 | TWh | 289 | Sub_sector | Transport | Ships | Transport (ships) | Energetic | transport_ships_final_demand_other | Others | EU | Energy demand | 0 | FEC
PT | TYNDP2026 | NT | 2050 | TWh | 290 | Sub_sector | Transport | Ships | Transport (ships) | Energetic | transport_ships_final_demand_ammonia | Ammonia | EU | Energy demand | 0 | FEC
PT | TYNDP2026 | NT | 2050 | TWh | 292 | Sub_sector | Transport | Planes | Transport (planes) | Energetic | transport_planes_final_demand_electricity | Electricity | EU | Energy demand | 0 | FEC
PT | TYNDP2026 | NT | 2050 | TWh | 293 | Sub_sector | Transport | Planes | Transport (planes) | Energetic | transport_planes_final_demand_hydrogen | Hydrogen | EU | Energy demand | 0 | FEC
PT | TYNDP2026 | NT | 2050 | TWh | 294 | Sub_sector | Transport | Planes | Transport (planes) | Energetic | transport_planes_final_demand_methane | Methane | EU | Energy demand | 0 | FEC
PT | TYNDP2026 | NT | 2050 | TWh | 295 | Sub_sector | Transport | Planes | Transport (planes) | Energetic | transport_planes_final_demand_heat | Heat | EU | Energy demand | 0 | FEC
PT | TYNDP2026 | NT | 2050 | TWh | 296 | Sub_sector | Transport | Planes | Transport (planes) | Energetic | transport_planes_final_demand_biomass | Biomass | EU | Energy demand | 0 | FEC
PT | TYNDP2026 | NT | 2050 | TWh | 297 | Sub_sector | Transport | Planes | Transport (planes) | Energetic | transport_planes_final_demand_coal | Solids | EU | Energy demand | 0 | FEC
PT | TYNDP2026 | NT | 2050 | TWh | 298 | Sub_sector | Transport | Planes | Transport (planes) | Energetic | transport_planes_final_demand_oil | Liquids | EU | Energy demand | 1.5982 | FEC
PT | TYNDP2026 | NT | 2050 | TWh | 299 | Sub_sector | Transport | Planes | Transport (planes) | Energetic | transport_planes_final_demand_other | Others | EU | Energy demand | 0 | FEC
PT | TYNDP2026 | NT | 2050 | TWh | 300 | Sub_sector | Transport | Planes | Transport (planes) | Energetic | transport_planes_final_demand_ammonia | Ammonia | EU | Energy demand | 0 | FEC
PT | TYNDP2026 | NT | 2050 | TWh | 302 | Sub_sector | Transport | Others | Transport (others) | Energetic | transport_other_final_demand_electricity | Electricity | EU | Energy demand | 0.0013548 | FEC
PT | TYNDP2026 | NT | 2050 | TWh | 303 | Sub_sector | Transport | Others | Transport (others) | Energetic | transport_other_final_demand_hydrogen | Hydrogen | EU | Energy demand | 0 | FEC
PT | TYNDP2026 | NT | 2050 | TWh | 304 | Sub_sector | Transport | Others | Transport (others) | Energetic | transport_other_final_demand_methane | Methane | EU | Energy demand | 0 | FEC
PT | TYNDP2026 | NT | 2050 | TWh | 305 | Sub_sector | Transport | Others | Transport (others) | Energetic | transport_other_final_demand_heat | Heat | EU | Energy demand | 0 | FEC
PT | TYNDP2026 | NT | 2050 | TWh | 306 | Sub_sector | Transport | Others | Transport (others) | Energetic | transport_other_final_demand_biomass | Biomass | EU | Energy demand | 0 | FEC
PT | TYNDP2026 | NT | 2050 | TWh | 307 | Sub_sector | Transport | Others | Transport (others) | Energetic | transport_other_final_demand_coal | Solids | EU | Energy demand | 0 | FEC
PT | TYNDP2026 | NT | 2050 | TWh | 308 | Sub_sector | Transport | Others | Transport (others) | Energetic | transport_other_final_demand_oil | Liquids | EU | Energy demand | 0.60077 | FEC
PT | TYNDP2026 | NT | 2050 | TWh | 309 | Sub_sector | Transport | Others | Transport (others) | Energetic | transport_other_final_demand_other | Others | EU | Energy demand | 0 | FEC
PT | TYNDP2026 | NT | 2050 | TWh | 310 | Sub_sector | Transport | Others | Transport (others) | Energetic | transport_other_final_demand_ammonia | Ammonia | EU | Energy demand | 0 | FEC
PT | TYNDP2026 | NT | 2050 | TWh | 312 | Sub_sector | International transport | International aviation | Transport (int. aviation) | Energetic | transport_int_aviation_final_demand_electricity | Electricity | EU | Energy demand | 0 | FEC
PT | TYNDP2026 | NT | 2050 | TWh | 313 | Sub_sector | International transport | International aviation | Transport (int. aviation) | Energetic | transport_int_aviation_final_demand_hydrogen | Hydrogen | EU | Energy demand | 0 | FEC
PT | TYNDP2026 | NT | 2050 | TWh | 314 | Sub_sector | International transport | International aviation | Transport (int. aviation) | Energetic | transport_int_aviation_final_demand_methane | Methane | EU | Energy demand | 0 | FEC
PT | TYNDP2026 | NT | 2050 | TWh | 315 | Sub_sector | International transport | International aviation | Transport (int. aviation) | Energetic | transport_int_aviation_final_demand_heat | Heat | EU | Energy demand | 0 | FEC
PT | TYNDP2026 | NT | 2050 | TWh | 316 | Sub_sector | International transport | International aviation | Transport (int. aviation) | Energetic | transport_int_aviation_final_demand_biofuels | Biomass | EU | Energy demand | 0 | FEC
PT | TYNDP2026 | NT | 2050 | TWh | 317 | Sub_sector | International transport | International aviation | Transport (int. aviation) | Energetic | transport_int_aviation_final_demand_coal | Solids | EU | Energy demand | 0 | FEC
PT | TYNDP2026 | NT | 2050 | TWh | 318 | Sub_sector | International transport | International aviation | Transport (int. aviation) | Energetic | transport_int_aviation_final_demand_oil | Liquids | EU | Energy demand | 14.0014 | FEC
PT | TYNDP2026 | NT | 2050 | TWh | 319 | Sub_sector | International transport | International aviation | Transport (int. aviation) | Energetic | transport_int_aviation_final_demand_other | Others | EU | Energy demand | 0 | FEC
PT | TYNDP2026 | NT | 2050 | TWh | 320 | Sub_sector | International transport | International aviation | Transport (int. aviation) | Energetic | transport_int_aviation_final_demand_ammonia | Ammonia | EU | Energy demand | 0 | FEC
PT | TYNDP2026 | NT | 2050 | TWh | 322 | Sub_sector | International transport | International shipping | Transport (int. shipping) | Energetic | transport_int_shipping_final_demand_electricity | Electricity | EU | Energy demand | 0 | not_included_in_FEC
PT | TYNDP2026 | NT | 2050 | TWh | 323 | Sub_sector | International transport | International shipping | Transport (int. shipping) | Energetic | transport_int_shipping_final_demand_hydrogen | Hydrogen | EU | Energy demand | 0 | not_included_in_FEC
PT | TYNDP2026 | NT | 2050 | TWh | 324 | Sub_sector | International transport | International shipping | Transport (int. shipping) | Energetic | transport_int_shipping_final_demand_methane | Methane | EU | Energy demand | 0 | not_included_in_FEC
PT | TYNDP2026 | NT | 2050 | TWh | 325 | Sub_sector | International transport | International shipping | Transport (int. shipping) | Energetic | transport_int_shipping_final_demand_heat | Heat | EU | Energy demand | 0 | not_included_in_FEC
PT | TYNDP2026 | NT | 2050 | TWh | 326 | Sub_sector | International transport | International shipping | Transport (int. shipping) | Energetic | transport_int_shipping_final_demand_biofuels | Biomass | EU | Energy demand | 0 | not_included_in_FEC
PT | TYNDP2026 | NT | 2050 | TWh | 327 | Sub_sector | International transport | International shipping | Transport (int. shipping) | Energetic | transport_int_shipping_final_demand_coal | Solids | EU | Energy demand | 0 | not_included_in_FEC
PT | TYNDP2026 | NT | 2050 | TWh | 328 | Sub_sector | International transport | International shipping | Transport (int. shipping) | Energetic | transport_int_shipping_final_demand_oil | Liquids | EU | Energy demand | 8.4593 | not_included_in_FEC
PT | TYNDP2026 | NT | 2050 | TWh | 329 | Sub_sector | International transport | International shipping | Transport (int. shipping) | Energetic | transport_int_shipping_final_demand_other | Others | EU | Energy demand | 0 | not_included_in_FEC
PT | TYNDP2026 | NT | 2050 | TWh | 330 | Sub_sector | International transport | International shipping | Transport (int. shipping) | Energetic | transport_int_shipping_final_demand_ammonia | Ammonia | EU | Energy demand | 0 | not_included_in_FEC
PT | TYNDP2026 | NT | 2050 | TWh | 332 | Sub_sector | Households | Space heating | Households (heating) | Energetic | households_heating_final_demand_electricity | Electricity | EU | Energy demand | 0.90485 | FEC
PT | TYNDP2026 | NT | 2050 | TWh | 333 | Sub_sector | Households | Space heating | Households (heating) | Energetic | households_heating_final_demand_hydrogen | Hydrogen | EU | Energy demand | 0 | FEC
PT | TYNDP2026 | NT | 2050 | TWh | 334 | Sub_sector | Households | Space heating | Households (heating) | Energetic | households_heating_final_demand_methane | Methane | EU | Energy demand | 0 | FEC
PT | TYNDP2026 | NT | 2050 | TWh | 335 | Sub_sector | Households | Space heating | Households (heating) | Energetic | households_heating_final_demand_heat | Heat | EU | Energy demand | 0 | FEC
PT | TYNDP2026 | NT | 2050 | TWh | 336 | Sub_sector | Households | Space heating | Households (heating) | Energetic | households_heating_final_demand_biomass | Biomass | EU | Energy demand | 3.7877 | FEC
PT | TYNDP2026 | NT | 2050 | TWh | 337 | Sub_sector | Households | Space heating | Households (heating) | Energetic | households_heating_final_demand_coal | Solids | EU | Energy demand | 0 | FEC
PT | TYNDP2026 | NT | 2050 | TWh | 338 | Sub_sector | Households | Space heating | Households (heating) | Energetic | households_heating_final_demand_oil | Liquids | EU | Energy demand | 0 | FEC
PT | TYNDP2026 | NT | 2050 | TWh | 339 | Sub_sector | Households | Space heating | Households (heating) | Energetic | households_heating_final_demand_other | Others | EU | Energy demand | 0 | FEC
PT | TYNDP2026 | NT | 2050 | TWh | 340 | Sub_sector | Households | Space heating | Households (heating) | Energetic | households_heating_final_demand_ammonia | Ammonia | EU | Energy demand | 0 | FEC
PT | TYNDP2026 | NT | 2050 | TWh | 343 | Sub_sector | Households | Cooling | Households (cooling) | Energetic | households_cooling_final_demand_electricity | Electricity | EU | Energy demand | 0.29091 | FEC
PT | TYNDP2026 | NT | 2050 | TWh | 344 | Sub_sector | Households | Cooling | Households (cooling) | Energetic | households_cooling_final_demand_hydrogen | Hydrogen | EU | Energy demand | 0 | FEC
PT | TYNDP2026 | NT | 2050 | TWh | 345 | Sub_sector | Households | Cooling | Households (cooling) | Energetic | households_cooling_final_demand_methane | Methane | EU | Energy demand | 0 | FEC
PT | TYNDP2026 | NT | 2050 | TWh | 346 | Sub_sector | Households | Cooling | Households (cooling) | Energetic | households_cooling_final_demand_heat | Heat | EU | Energy demand | 0 | FEC
PT | TYNDP2026 | NT | 2050 | TWh | 347 | Sub_sector | Households | Cooling | Households (cooling) | Energetic | households_cooling_final_demand_biomass | Biomass | EU | Energy demand | 0 | FEC
PT | TYNDP2026 | NT | 2050 | TWh | 348 | Sub_sector | Households | Cooling | Households (cooling) | Energetic | households_cooling_final_demand_coal | Solids | EU | Energy demand | 0 | FEC
PT | TYNDP2026 | NT | 2050 | TWh | 349 | Sub_sector | Households | Cooling | Households (cooling) | Energetic | households_cooling_final_demand_oil | Liquids | EU | Energy demand | 0 | FEC
PT | TYNDP2026 | NT | 2050 | TWh | 350 | Sub_sector | Households | Cooling | Households (cooling) | Energetic | households_cooling_final_demand_other | Others | EU | Energy demand | 0 | FEC
PT | TYNDP2026 | NT | 2050 | TWh | 351 | Sub_sector | Households | Cooling | Households (cooling) | Energetic | households_cooling_final_demand_ammonia | Ammonia | EU | Energy demand | 0 | FEC
PT | TYNDP2026 | NT | 2050 | TWh | 354 | Sub_sector | Households | Hot water | Households (hot water) | Energetic | households_hot_water_final_demand_electricity | Electricity | EU | Energy demand | 1.0456 | FEC
PT | TYNDP2026 | NT | 2050 | TWh | 355 | Sub_sector | Households | Hot water | Households (hot water) | Energetic | households_hot_water_final_demand_hydrogen | Hydrogen | EU | Energy demand | 0 | FEC
PT | TYNDP2026 | NT | 2050 | TWh | 356 | Sub_sector | Households | Hot water | Households (hot water) | Energetic | households_hot_water_final_demand_methane | Methane | EU | Energy demand | 0 | FEC
PT | TYNDP2026 | NT | 2050 | TWh | 357 | Sub_sector | Households | Hot water | Households (hot water) | Energetic | households_hot_water_final_demand_heat | Heat | EU | Energy demand | 0 | FEC
PT | TYNDP2026 | NT | 2050 | TWh | 358 | Sub_sector | Households | Hot water | Households (hot water) | Energetic | households_hot_water_final_demand_biomass | Biomass | EU | Energy demand | 3.6973 | FEC
PT | TYNDP2026 | NT | 2050 | TWh | 359 | Sub_sector | Households | Hot water | Households (hot water) | Energetic | households_hot_water_final_demand_coal | Solids | EU | Energy demand | 0 | FEC
PT | TYNDP2026 | NT | 2050 | TWh | 360 | Sub_sector | Households | Hot water | Households (hot water) | Energetic | households_hot_water_final_demand_oil | Liquids | EU | Energy demand | 0 | FEC
PT | TYNDP2026 | NT | 2050 | TWh | 361 | Sub_sector | Households | Hot water | Households (hot water) | Energetic | households_hot_water_final_demand_other | Others | EU | Energy demand | 0.99447 | FEC
PT | TYNDP2026 | NT | 2050 | TWh | 362 | Sub_sector | Households | Hot water | Households (hot water) | Energetic | households_hot_water_final_demand_ammonia | Ammonia | EU | Energy demand | 0 | FEC
PT | TYNDP2026 | NT | 2050 | TWh | 365 | Sub_sector | Households | Appliances | Households (appliances) | Energetic | households_appliances_final_demand_electricity | Electricity | EU | Energy demand | 9.8188 | FEC
PT | TYNDP2026 | NT | 2050 | TWh | 366 | Sub_sector | Households | Appliances | Households (appliances) | Energetic | households_appliances_final_demand_hydrogen | Hydrogen | EU | Energy demand | 0 | FEC
PT | TYNDP2026 | NT | 2050 | TWh | 367 | Sub_sector | Households | Appliances | Households (appliances) | Energetic | households_appliances_final_demand_methane | Methane | EU | Energy demand | 0.40825 | FEC
PT | TYNDP2026 | NT | 2050 | TWh | 368 | Sub_sector | Households | Appliances | Households (appliances) | Energetic | households_appliances_final_demand_heat | Heat | EU | Energy demand | 0 | FEC
PT | TYNDP2026 | NT | 2050 | TWh | 369 | Sub_sector | Households | Appliances | Households (appliances) | Energetic | households_appliances_final_demand_biomass | Biomass | EU | Energy demand | 0 | FEC
PT | TYNDP2026 | NT | 2050 | TWh | 370 | Sub_sector | Households | Appliances | Households (appliances) | Energetic | households_appliances_final_demand_coal | Solids | EU | Energy demand | 0 | FEC
PT | TYNDP2026 | NT | 2050 | TWh | 371 | Sub_sector | Households | Appliances | Households (appliances) | Energetic | households_appliances_final_demand_oil | Liquids | EU | Energy demand | 0 | FEC
PT | TYNDP2026 | NT | 2050 | TWh | 372 | Sub_sector | Households | Appliances | Households (appliances) | Energetic | households_appliances_final_demand_other | Others | EU | Energy demand | 0 | FEC
PT | TYNDP2026 | NT | 2050 | TWh | 373 | Sub_sector | Households | Appliances | Households (appliances) | Energetic | households_appliances_final_demand_ammonia | Ammonia | EU | Energy demand | 0 | FEC
PT | TYNDP2026 | NT | 2050 | TWh | 375 | Sub_sector | Buildings | Space heating | Buildings (heat) | Energetic | buildings_heat_final_demand_electricity | Electricity | EU | Energy demand | 5.7733 | FEC
PT | TYNDP2026 | NT | 2050 | TWh | 376 | Sub_sector | Buildings | Space heating | Buildings (heat) | Energetic | buildings_heat_final_demand_hydrogen | Hydrogen | EU | Energy demand | 0 | FEC
PT | TYNDP2026 | NT | 2050 | TWh | 377 | Sub_sector | Buildings | Space heating | Buildings (heat) | Energetic | buildings_heat_final_demand_methane | Methane | EU | Energy demand | 0.94814 | FEC
PT | TYNDP2026 | NT | 2050 | TWh | 378 | Sub_sector | Buildings | Space heating | Buildings (heat) | Energetic | buildings_heat_final_demand_heat | Heat | EU | Energy demand | 0 | FEC
PT | TYNDP2026 | NT | 2050 | TWh | 379 | Sub_sector | Buildings | Space heating | Buildings (heat) | Energetic | buildings_heat_final_demand_biomass | Biomass | EU | Energy demand | 0 | FEC
PT | TYNDP2026 | NT | 2050 | TWh | 380 | Sub_sector | Buildings | Space heating | Buildings (heat) | Energetic | buildings_heat_final_demand_coal | Solids | EU | Energy demand | 0 | FEC
PT | TYNDP2026 | NT | 2050 | TWh | 381 | Sub_sector | Buildings | Space heating | Buildings (heat) | Energetic | buildings_heat_final_demand_oil | Liquids | EU | Energy demand | 0 | FEC
PT | TYNDP2026 | NT | 2050 | TWh | 382 | Sub_sector | Buildings | Space heating | Buildings (heat) | Energetic | buildings_heat_final_demand_other | Others | EU | Energy demand | 0.1016 | FEC
PT | TYNDP2026 | NT | 2050 | TWh | 383 | Sub_sector | Buildings | Space heating | Buildings (heat) | Energetic | buildings_heat_final_demand_ammonia | Ammonia | EU | Energy demand | 0 | FEC
PT | TYNDP2026 | NT | 2050 | TWh | 386 | Sub_sector | Buildings | Cooling | Buildings (cooling) | Energetic | buildings_cooling_final_demand_electricity | Electricity | EU | Energy demand | 2.1356 | FEC
PT | TYNDP2026 | NT | 2050 | TWh | 387 | Sub_sector | Buildings | Cooling | Buildings (cooling) | Energetic | buildings_cooling_final_demand_hydrogen | Hydrogen | EU | Energy demand | 0 | FEC
PT | TYNDP2026 | NT | 2050 | TWh | 388 | Sub_sector | Buildings | Cooling | Buildings (cooling) | Energetic | buildings_cooling_final_demand_methane | Methane | EU | Energy demand | 0 | FEC
PT | TYNDP2026 | NT | 2050 | TWh | 389 | Sub_sector | Buildings | Cooling | Buildings (cooling) | Energetic | buildings_cooling_final_demand_heat | Heat | EU | Energy demand | 0 | FEC
PT | TYNDP2026 | NT | 2050 | TWh | 390 | Sub_sector | Buildings | Cooling | Buildings (cooling) | Energetic | buildings_cooling_final_demand_biomass | Biomass | EU | Energy demand | 0 | FEC
PT | TYNDP2026 | NT | 2050 | TWh | 391 | Sub_sector | Buildings | Cooling | Buildings (cooling) | Energetic | buildings_cooling_final_demand_coal | Solids | EU | Energy demand | 0 | FEC
PT | TYNDP2026 | NT | 2050 | TWh | 392 | Sub_sector | Buildings | Cooling | Buildings (cooling) | Energetic | buildings_cooling_final_demand_oil | Liquids | EU | Energy demand | 0 | FEC
PT | TYNDP2026 | NT | 2050 | TWh | 393 | Sub_sector | Buildings | Cooling | Buildings (cooling) | Energetic | buildings_cooling_final_demand_other | Others | EU | Energy demand | 0 | FEC
PT | TYNDP2026 | NT | 2050 | TWh | 394 | Sub_sector | Buildings | Cooling | Buildings (cooling) | Energetic | buildings_cooling_final_demand_ammonia | Ammonia | EU | Energy demand | 0 | FEC
PT | TYNDP2026 | NT | 2050 | TWh | 397 | Sub_sector | Buildings | Appliances | Buildings (appliances) | Energetic | buildings_appliances_final_demand_electricity | Electricity | EU | Energy demand | 7.8859 | FEC
PT | TYNDP2026 | NT | 2050 | TWh | 398 | Sub_sector | Buildings | Appliances | Buildings (appliances) | Energetic | buildings_appliances_final_demand_hydrogen | Hydrogen | EU | Energy demand | 0 | FEC
PT | TYNDP2026 | NT | 2050 | TWh | 399 | Sub_sector | Buildings | Appliances | Buildings (appliances) | Energetic | buildings_appliances_final_demand_methane | Methane | EU | Energy demand | 0.89362 | FEC
PT | TYNDP2026 | NT | 2050 | TWh | 400 | Sub_sector | Buildings | Appliances | Buildings (appliances) | Energetic | buildings_appliances_final_demand_heat | Heat | EU | Energy demand | 0 | FEC
PT | TYNDP2026 | NT | 2050 | TWh | 401 | Sub_sector | Buildings | Appliances | Buildings (appliances) | Energetic | buildings_appliances_final_demand_biomass | Biomass | EU | Energy demand | 0 | FEC
PT | TYNDP2026 | NT | 2050 | TWh | 402 | Sub_sector | Buildings | Appliances | Buildings (appliances) | Energetic | buildings_appliances_final_demand_coal | Solids | EU | Energy demand | 0 | FEC
PT | TYNDP2026 | NT | 2050 | TWh | 403 | Sub_sector | Buildings | Appliances | Buildings (appliances) | Energetic | buildings_appliances_final_demand_oil | Liquids | EU | Energy demand | 0 | FEC
PT | TYNDP2026 | NT | 2050 | TWh | 404 | Sub_sector | Buildings | Appliances | Buildings (appliances) | Energetic | buildings_appliances_final_demand_other | Others | EU | Energy demand | 0 | FEC
PT | TYNDP2026 | NT | 2050 | TWh | 405 | Sub_sector | Buildings | Appliances | Buildings (appliances) | Energetic | buildings_appliances_final_demand_ammonia | Ammonia | EU | Energy demand | 0 | FEC
PT | TYNDP2026 | NT | 2050 | TWh | 407 | Sub_sector | Buildings | Datacenters | Datacenters & ICT | Energetic | datacentres_final_demand_electricity_energetic | Electricity | EU | Energy demand | 33.2089 | FEC
PT | TYNDP2026 | NT | 2050 | TWh | 408 | Sub_sector | Buildings | Datacenters | Datacenters & ICT | Energetic | datacentres_final_demand_hydrogen_energetic | Hydrogen | EU | Energy demand | 0 | FEC
PT | TYNDP2026 | NT | 2050 | TWh | 409 | Sub_sector | Buildings | Datacenters | Datacenters & ICT | Energetic | datacentres_final_demand_methane_energetic | Methane | EU | Energy demand | 0 | FEC
PT | TYNDP2026 | NT | 2050 | TWh | 410 | Sub_sector | Buildings | Datacenters | Datacenters & ICT | Energetic | datacentres_final_demand_heat_energetic | Heat | EU | Energy demand | 0 | FEC
PT | TYNDP2026 | NT | 2050 | TWh | 411 | Sub_sector | Buildings | Datacenters | Datacenters & ICT | Energetic | datacentres_final_demand_biomass_energetic | Biomass | EU | Energy demand | 0 | FEC
PT | TYNDP2026 | NT | 2050 | TWh | 412 | Sub_sector | Buildings | Datacenters | Datacenters & ICT | Energetic | datacentres_final_demand_coal_energetic | Solids | EU | Energy demand | 0 | FEC
PT | TYNDP2026 | NT | 2050 | TWh | 413 | Sub_sector | Buildings | Datacenters | Datacenters & ICT | Energetic | datacentres_final_demand_oil_energetic | Liquids | EU | Energy demand | 0 | FEC
PT | TYNDP2026 | NT | 2050 | TWh | 414 | Sub_sector | Buildings | Datacenters | Datacenters & ICT | Energetic | datacentres_final_demand_other_energetic | Others | EU | Energy demand | 0 | FEC
PT | TYNDP2026 | NT | 2050 | TWh | 415 | Sub_sector | Buildings | Datacenters | Datacenters & ICT | Energetic | datacentres_final_demand_ammonia_energetic | Ammonia | EU | Energy demand | 0 | FEC
PT | TYNDP2026 | NT | 2050 | TWh | 417 | Sub_sector | Transport | Others_Sector | Others_Sector | Energetic | other_final_demand_electricity_energetic | Electricity | EU | Energy demand | 0 | FEC
PT | TYNDP2026 | NT | 2050 | TWh | 418 | Sub_sector | Transport | Others_Sector | Others_Sector | Energetic | other_final_demand_hydrogen_energetic | Hydrogen | EU | Energy demand | 0 | FEC
PT | TYNDP2026 | NT | 2050 | TWh | 419 | Sub_sector | Transport | Pipeline Transport | Others_Sector | Energetic | other_final_demand_methane_energetic | Methane | EU | Energy demand | 0.0061281 | FEC
PT | TYNDP2026 | NT | 2050 | TWh | 420 | Sub_sector | Transport | Others_Sector | Others_Sector | Energetic | other_final_demand_heat_energetic | Heat | EU | Energy demand | 0 | FEC
PT | TYNDP2026 | NT | 2050 | TWh | 421 | Sub_sector | Transport | Others_Sector | Others_Sector | Energetic | other_final_demand_biomass_energetic | Biomass | EU | Energy demand | 0 | FEC
PT | TYNDP2026 | NT | 2050 | TWh | 422 | Sub_sector | Transport | Others_Sector | Others_Sector | Energetic | other_final_demand_coal_energetic | Solids | EU | Energy demand | 0 | FEC
PT | TYNDP2026 | NT | 2050 | TWh | 423 | Sub_sector | Transport | Others_Sector | Others_Sector | Energetic | other_final_demand_oil_energetic | Liquids | EU | Energy demand | 0.30277 | FEC
PT | TYNDP2026 | NT | 2050 | TWh | 424 | Sub_sector | Others_Sector | Others_Sector | Others_Sector | Non-energetic | other_final_demand_oil_non_energetic | Liquids | EU | Energy demand | 0.47393 | not_included_in_FEC
PT | TYNDP2026 | NT | 2050 | TWh | 425 | Sub_sector | Transport | Others_Sector | Others_Sector | Energetic | other_final_demand_other_energetic | Others | EU | Energy demand | 0 | FEC
PT | TYNDP2026 | NT | 2050 | TWh | 426 | Sub_sector | Transport | Others_Sector | Others_Sector | Energetic | other_final_demand_ammonia_energetic | Ammonia | EU | Energy demand | 0 | FEC
PT | TYNDP2026 | NT | 2050 | TWh | 427 | Sub_sector | Industry | Surplus_Heat_in_Industry | Surplus_Heat_in_Industry | Energetic | final_demand_of_industry_unused_local_production_steam_hot_water | Heat | EU | Energy demand | 1.9637 | FEC
PT | TYNDP2026 | NT | 2050 | TWh | 429 | Sub_sector | Agriculture | Total | Agriculture | Energetic | agriculture_final_demand_electricity_energetic | Electricity | EU | Energy demand | 0.95772 | FEC
PT | TYNDP2026 | NT | 2050 | TWh | 430 | Sub_sector | Agriculture | Total | Agriculture | Energetic | agriculture_final_demand_hydrogen_energetic | Hydrogen | EU | Energy demand | 0 | FEC
PT | TYNDP2026 | NT | 2050 | TWh | 431 | Sub_sector | Agriculture | Total | Agriculture | Energetic | agriculture_final_demand_methane_energetic | Methane | EU | Energy demand | 0.075185 | FEC
PT | TYNDP2026 | NT | 2050 | TWh | 432 | Sub_sector | Agriculture | Total | Agriculture | Energetic | agriculture_final_demand_heat_energetic | Heat | EU | Energy demand | 0 | FEC
PT | TYNDP2026 | NT | 2050 | TWh | 433 | Sub_sector | Agriculture | Total | Agriculture | Energetic | agriculture_final_demand_biomass_energetic | Biomass | EU | Energy demand | 0.059627 | FEC
PT | TYNDP2026 | NT | 2050 | TWh | 434 | Sub_sector | Agriculture | Total | Agriculture | Energetic | agriculture_final_demand_coal_energetic | Solids | EU | Energy demand | 0 | FEC
PT | TYNDP2026 | NT | 2050 | TWh | 435 | Sub_sector | Agriculture | Total | Agriculture | Energetic | agriculture_final_demand_oil_energetic | Liquids | EU | Energy demand | 3.3264 | FEC
PT | TYNDP2026 | NT | 2050 | TWh | 436 | Sub_sector | Agriculture | Total | Agriculture | Energetic | agriculture_final_demand_other_energetic | Others | EU | Energy demand | 0 | FEC
PT | TYNDP2026 | NT | 2050 | TWh | 437 | Sub_sector | Agriculture | Total | Agriculture | Energetic | agriculture_final_demand_ammonia_energetic | Ammonia | EU | Energy demand | 0 | FEC
PT | TYNDP2026 | NT | 2050 | TWh | 447 | Sub_sector | Buildings | Surplus Energy | Buildings | Energetic | GAP | Electricity | EU | Energy demand | 0 | FEC
PT | TYNDP2026 | NT | 2050 | TWh | 448 | Sub_sector | Buildings | Surplus Energy | Buildings | Energetic | GAP | Hydrogen | EU | Energy demand | 0 | FEC
PT | TYNDP2026 | NT | 2050 | TWh | 449 | Sub_sector | Buildings | Surplus Energy | Buildings | Energetic | GAP | Methane | EU | Energy demand | 0 | FEC
PT | TYNDP2026 | NT | 2050 | TWh | 450 | Sub_sector | Buildings | Surplus Energy | Buildings | Energetic | GAP | Heat | EU | Energy demand | 0 | FEC
PT | TYNDP2026 | NT | 2050 | TWh | 451 | Sub_sector | Buildings | Surplus Energy | Buildings | Energetic | GAP | Biomass | EU | Energy demand | 0.068572 | FEC
PT | TYNDP2026 | NT | 2050 | TWh | 452 | Sub_sector | Buildings | Surplus Energy | Buildings | Energetic | GAP | Solids | EU | Energy demand | 0 | FEC
PT | TYNDP2026 | NT | 2050 | TWh | 453 | Sub_sector | Buildings | Surplus Energy | Buildings | Energetic | GAP | Liquids | EU | Energy demand | 0.27439 | FEC
PT | TYNDP2026 | NT | 2050 | TWh | 454 | Sub_sector | Buildings | Surplus Energy | Buildings | Energetic | GAP | Others | EU | Energy demand | 0 | FEC
PT | TYNDP2026 | NT | 2050 | TWh | 455 | Sub_sector | Buildings | Surplus Energy | Buildings | Energetic | GAP | Ammonia | EU | Energy demand | 0 | FEC
PT | TYNDP2026 | NT | 2050 | TWh | 456 | Sub_sector | Households | Surplus Energy | Households | Energetic | GAP | Electricity | EU | Energy demand | 0 | FEC
PT | TYNDP2026 | NT | 2050 | TWh | 457 | Sub_sector | Households | Surplus Energy | Households | Energetic | GAP | Hydrogen | EU | Energy demand | 0 | FEC
PT | TYNDP2026 | NT | 2050 | TWh | 458 | Sub_sector | Households | Surplus Energy | Households | Energetic | GAP | Methane | EU | Energy demand | 0 | FEC
PT | TYNDP2026 | NT | 2050 | TWh | 459 | Sub_sector | Households | Surplus Energy | Households | Energetic | GAP | Heat | EU | Energy demand | 0 | FEC
PT | TYNDP2026 | NT | 2050 | TWh | 460 | Sub_sector | Households | Surplus Energy | Households | Energetic | GAP | Biomass | EU | Energy demand | 0 | FEC
PT | TYNDP2026 | NT | 2050 | TWh | 461 | Sub_sector | Households | Surplus Energy | Households | Energetic | GAP | Solids | EU | Energy demand | 0 | FEC
PT | TYNDP2026 | NT | 2050 | TWh | 462 | Sub_sector | Households | Surplus Energy | Households | Energetic | GAP | Liquids | EU | Energy demand | 0 | FEC
PT | TYNDP2026 | NT | 2050 | TWh | 463 | Sub_sector | Households | Surplus Energy | Households | Energetic | GAP | Others | EU | Energy demand | 0 | FEC
PT | TYNDP2026 | NT | 2050 | TWh | 464 | Sub_sector | Households | Surplus Energy | Households | Energetic | GAP | Ammonia | EU | Energy demand | 0 | FEC
PT | TYNDP2026 | HEV | 2035 | TWh | 102 | Sub_sector | Industry | Aluminium | Industry (aluminium) | Energetic | industry_aluminium_demand_electricity_energetic | Electricity | EU | Energy demand | 0 | FEC
PT | TYNDP2026 | HEV | 2035 | TWh | 103 | Sub_sector | Industry | Aluminium | Industry (aluminium) | Energetic | industry_aluminium_demand_hydrogen_energetic | Hydrogen | EU | Energy demand | 0 | FEC
PT | TYNDP2026 | HEV | 2035 | TWh | 104 | Sub_sector | Industry | Aluminium | Industry (aluminium) | Energetic | industry_aluminium_demand_methane_energetic | Methane | EU | Energy demand | 0 | FEC
PT | TYNDP2026 | HEV | 2035 | TWh | 105 | Sub_sector | Industry | Aluminium | Industry (aluminium) | Energetic | industry_aluminium_demand_heat_energetic | Heat | EU | Energy demand | 0 | FEC
PT | TYNDP2026 | HEV | 2035 | TWh | 106 | Sub_sector | Industry | Aluminium | Industry (aluminium) | Energetic | industry_aluminium_demand_biomass_energetic | Biomass | EU | Energy demand | 0 | FEC
PT | TYNDP2026 | HEV | 2035 | TWh | 107 | Sub_sector | Industry | Aluminium | Industry (aluminium) | Energetic | industry_aluminium_demand_coal_energetic | Solids | EU | Energy demand | 0 | FEC
PT | TYNDP2026 | HEV | 2035 | TWh | 108 | Sub_sector | Industry | Aluminium | Industry (aluminium) | Energetic | industry_aluminium_demand_oil_energetic | Liquids | EU | Energy demand | 0 | FEC
PT | TYNDP2026 | HEV | 2035 | TWh | 109 | Sub_sector | Industry | Aluminium | Industry (aluminium) | Energetic | industry_aluminium_demand_others_energetic | Others | EU | Energy demand | 0 | FEC
PT | TYNDP2026 | HEV | 2035 | TWh | 110 | Sub_sector | Industry | Aluminium | Industry (aluminium) | Energetic | industry_ammonia_demand_others_energetic | Ammonia | EU | Energy demand | 0 | FEC
PT | TYNDP2026 | HEV | 2035 | TWh | 112 | Sub_sector | Industry | Chemicals | Industry (chemicals, energetic) | Energetic | industry_chemical_demand_electricity_energetic | Electricity | EU | Energy demand | 2.7065 | FEC
PT | TYNDP2026 | HEV | 2035 | TWh | 113 | Sub_sector | Industry | Chemicals | Industry (chemicals, energetic) | Energetic | industry_chemical_demand_hydrogen_energetic | Hydrogen | EU | Energy demand | 0 | FEC
PT | TYNDP2026 | HEV | 2035 | TWh | 114 | Sub_sector | Industry | Chemicals | Industry (chemicals, energetic) | Energetic | industry_chemical_demand_methane_energetic | Methane | EU | Energy demand | 2.1977 | FEC
PT | TYNDP2026 | HEV | 2035 | TWh | 115 | Sub_sector | Industry | Chemicals | Industry (chemicals, energetic) | Energetic | industry_chemical_demand_heat_energetic | Heat | EU | Energy demand | 0.79119 | FEC
PT | TYNDP2026 | HEV | 2035 | TWh | 116 | Sub_sector | Industry | Chemicals | Industry (chemicals, energetic) | Energetic | industry_chemical_demand_biomass_energetic | Biomass | EU | Energy demand | 0.060698 | FEC
PT | TYNDP2026 | HEV | 2035 | TWh | 117 | Sub_sector | Industry | Chemicals | Industry (chemicals, energetic) | Energetic | industry_chemical_demand_coal_energetic | Solids | EU | Energy demand | 1.46e-05 | FEC
PT | TYNDP2026 | HEV | 2035 | TWh | 118 | Sub_sector | Industry | Chemicals | Industry (chemicals, energetic) | Energetic | industry_chemical_demand_oil_energetic | Liquids | EU | Energy demand | 0.075756 | FEC
PT | TYNDP2026 | HEV | 2035 | TWh | 119 | Sub_sector | Industry | Chemicals | Industry (chemicals, energetic) | Energetic | industry_chemical_demand_others_energetic | Others | EU | Energy demand | 0 | FEC
PT | TYNDP2026 | HEV | 2035 | TWh | 120 | Sub_sector | Industry | Chemicals | Industry (chemicals, energetic) | Energetic | industry_chemical_demand_ammonia_energetic | Ammonia | EU | Energy demand | 0 | FEC
PT | TYNDP2026 | HEV | 2035 | TWh | 122 | Sub_sector | Industry | Chemicals | Industry (chemicals, non-energetic) | Non-energetic | industry_chemical_demand_electricity_non_energetic | Electricity | EU | Energy demand | 0 | not_included_in_FEC
PT | TYNDP2026 | HEV | 2035 | TWh | 123 | Sub_sector | Industry | Chemicals | Industry (chemicals, non-energetic) | Non-energetic | industry_chemical_demand_hydrogen_non_energetic | Hydrogen | EU | Energy demand | 0 | not_included_in_FEC
PT | TYNDP2026 | HEV | 2035 | TWh | 124 | Sub_sector | Industry | Chemicals | Industry (chemicals, non-energetic) | Non-energetic | industry_chemical_demand_methane_non_energetic | Methane | EU | Energy demand | 0 | not_included_in_FEC
PT | TYNDP2026 | HEV | 2035 | TWh | 125 | Sub_sector | Industry | Chemicals | Industry (chemicals, non-energetic) | Non-energetic | industry_chemical_demand_heat_non_energetic | Heat | EU | Energy demand | 0 | not_included_in_FEC
PT | TYNDP2026 | HEV | 2035 | TWh | 126 | Sub_sector | Industry | Chemicals | Industry (chemicals, non-energetic) | Non-energetic | industry_chemical_demand_biomass_non_energetic | Biomass | EU | Energy demand | 0 | not_included_in_FEC
PT | TYNDP2026 | HEV | 2035 | TWh | 127 | Sub_sector | Industry | Chemicals | Industry (chemicals, non-energetic) | Non-energetic | industry_chemical_demand_coal_non_energetic | Solids | EU | Energy demand | 0 | not_included_in_FEC
PT | TYNDP2026 | HEV | 2035 | TWh | 128 | Sub_sector | Industry | Chemicals | Industry (chemicals, non-energetic) | Non-energetic | industry_chemical_demand_oil_non_energetic | Liquids | EU | Energy demand | 11.4672 | not_included_in_FEC
PT | TYNDP2026 | HEV | 2035 | TWh | 129 | Sub_sector | Industry | Chemicals | Industry (chemicals, non-energetic) | Non-energetic | industry_chemical_demand_others_non_energetic | Others | EU | Energy demand | 0 | not_included_in_FEC
PT | TYNDP2026 | HEV | 2035 | TWh | 130 | Sub_sector | Industry | Chemicals | Industry (chemicals, non-energetic) | Non-energetic | industry_chemical_demand_ammonia_non_energetic | Ammonia | EU | Energy demand | 0 | not_included_in_FEC
PT | TYNDP2026 | HEV | 2035 | TWh | 132 | Sub_sector | Industry | Fertilizers | Industry (fertilizers, energetic) | Energetic | industry_fertilizers_demand_electricity_energetic | Electricity | EU | Energy demand | 0 | FEC
PT | TYNDP2026 | HEV | 2035 | TWh | 133 | Sub_sector | Industry | Fertilizers | Industry (fertilizers, energetic) | Energetic | industry_fertilizers_demand_hydrogen_energetic | Hydrogen | EU | Energy demand | 0 | FEC
PT | TYNDP2026 | HEV | 2035 | TWh | 134 | Sub_sector | Industry | Fertilizers | Industry (fertilizers, energetic) | Energetic | industry_fertilizers_demand_methane_energetic | Methane | EU | Energy demand | 0 | FEC
PT | TYNDP2026 | HEV | 2035 | TWh | 135 | Sub_sector | Industry | Fertilizers | Industry (fertilizers, energetic) | Energetic | industry_fertilizers_demand_heat_energetic | Heat | EU | Energy demand | 0 | FEC
PT | TYNDP2026 | HEV | 2035 | TWh | 136 | Sub_sector | Industry | Fertilizers | Industry (fertilizers, energetic) | Energetic | industry_fertilizers_demand_biomass_energetic | Biomass | EU | Energy demand | 0 | FEC
PT | TYNDP2026 | HEV | 2035 | TWh | 137 | Sub_sector | Industry | Fertilizers | Industry (fertilizers, energetic) | Energetic | industry_fertilizers_demand_coal_energetic | Solids | EU | Energy demand | 0 | FEC
PT | TYNDP2026 | HEV | 2035 | TWh | 138 | Sub_sector | Industry | Fertilizers | Industry (fertilizers, energetic) | Energetic | industry_fertilizers_demand_oil_energetic | Liquids | EU | Energy demand | 0 | FEC
PT | TYNDP2026 | HEV | 2035 | TWh | 139 | Sub_sector | Industry | Fertilizers | Industry (fertilizers, energetic) | Energetic | industry_fertilizers_demand_others_energetic | Others | EU | Energy demand | 0 | FEC
PT | TYNDP2026 | HEV | 2035 | TWh | 140 | Sub_sector | Industry | Fertilizers | Industry (fertilizers, energetic) | Energetic | industry_fertilizers_demand_ammonia_energetic | Ammonia | EU | Energy demand | 0 | FEC
PT | TYNDP2026 | HEV | 2035 | TWh | 142 | Sub_sector | Industry | Fertilizers | Industry (fertilizers, non-energetic) | Non-energetic | industry_fertilizers_demand_electricity_non_energetic | Electricity | EU | Energy demand | 0 | not_included_in_FEC
PT | TYNDP2026 | HEV | 2035 | TWh | 143 | Sub_sector | Industry | Fertilizers | Industry (fertilizers, non-energetic) | Non-energetic | industry_fertilizers_demand_hydrogen_non_energetic | Hydrogen | EU | Energy demand | 0 | not_included_in_FEC
PT | TYNDP2026 | HEV | 2035 | TWh | 144 | Sub_sector | Industry | Fertilizers | Industry (fertilizers, non-energetic) | Non-energetic | industry_fertilizers_demand_methane_non_energetic | Methane | EU | Energy demand | 0 | not_included_in_FEC
PT | TYNDP2026 | HEV | 2035 | TWh | 145 | Sub_sector | Industry | Fertilizers | Industry (fertilizers, non-energetic) | Non-energetic | industry_fertilizers_demand_heat_non_energetic | Heat | EU | Energy demand | 0 | not_included_in_FEC
PT | TYNDP2026 | HEV | 2035 | TWh | 146 | Sub_sector | Industry | Fertilizers | Industry (fertilizers, non-energetic) | Non-energetic | industry_fertilizers_demand_biomass_non_energetic | Biomass | EU | Energy demand | 0 | not_included_in_FEC
PT | TYNDP2026 | HEV | 2035 | TWh | 147 | Sub_sector | Industry | Fertilizers | Industry (fertilizers, non-energetic) | Non-energetic | industry_fertilizers_demand_coal_non_energetic | Solids | EU | Energy demand | 0 | not_included_in_FEC
PT | TYNDP2026 | HEV | 2035 | TWh | 148 | Sub_sector | Industry | Fertilizers | Industry (fertilizers, non-energetic) | Non-energetic | industry_fertilizers_demand_oil_non_energetic | Liquids | EU | Energy demand | 0 | not_included_in_FEC
PT | TYNDP2026 | HEV | 2035 | TWh | 149 | Sub_sector | Industry | Fertilizers | Industry (fertilizers, non-energetic) | Non-energetic | industry_fertilizers_demand_others_non_energetic | Others | EU | Energy demand | 0 | not_included_in_FEC
PT | TYNDP2026 | HEV | 2035 | TWh | 150 | Sub_sector | Industry | Fertilizers | Industry (fertilizers, non-energetic) | Non-energetic | industry_fertilizers_demand_ammonia_non_energetic | Ammonia | EU | Energy demand | 0 | not_included_in_FEC
PT | TYNDP2026 | HEV | 2035 | TWh | 152 | Sub_sector | Industry | Food | Industry (food) | Energetic | industry_food_demand_electricity_energetic | Electricity | EU | Energy demand | 2.2441 | FEC
PT | TYNDP2026 | HEV | 2035 | TWh | 153 | Sub_sector | Industry | Food | Industry (food) | Energetic | industry_food_demand_hydrogen_energetic | Hydrogen | EU | Energy demand | 2.392 | FEC
PT | TYNDP2026 | HEV | 2035 | TWh | 154 | Sub_sector | Industry | Food | Industry (food) | Energetic | industry_food_demand_methane_energetic | Methane | EU | Energy demand | 0 | FEC
PT | TYNDP2026 | HEV | 2035 | TWh | 155 | Sub_sector | Industry | Food | Industry (food) | Energetic | industry_food_demand_heat_energetic | Heat | EU | Energy demand | 0.34641 | FEC
PT | TYNDP2026 | HEV | 2035 | TWh | 156 | Sub_sector | Industry | Food | Industry (food) | Energetic | industry_food_demand_biomass_energetic | Biomass | EU | Energy demand | 0.36343 | FEC
PT | TYNDP2026 | HEV | 2035 | TWh | 157 | Sub_sector | Industry | Food | Industry (food) | Energetic | industry_food_demand_coal_energetic | Solids | EU | Energy demand | 0 | FEC
PT | TYNDP2026 | HEV | 2035 | TWh | 158 | Sub_sector | Industry | Food | Industry (food) | Energetic | industry_food_demand_oil_energetic | Liquids | EU | Energy demand | 0.44609 | FEC
PT | TYNDP2026 | HEV | 2035 | TWh | 159 | Sub_sector | Industry | Food | Industry (food) | Energetic | industry_food_demand_others_energetic | Others | EU | Energy demand | 0 | FEC
PT | TYNDP2026 | HEV | 2035 | TWh | 160 | Sub_sector | Industry | Food | Industry (food) | Energetic | industry_food_demand_ammonia_energetic | Ammonia | EU | Energy demand | 0 | FEC
PT | TYNDP2026 | HEV | 2035 | TWh | 162 | Sub_sector | Industry | Metals | Industry (metal) | Energetic | industry_metal_demand_electricity_energetic | Electricity | EU | Energy demand | 0.10576 | FEC
PT | TYNDP2026 | HEV | 2035 | TWh | 163 | Sub_sector | Industry | Metals | Industry (metal) | Energetic | industry_metal_demand_hydrogen_energetic | Hydrogen | EU | Energy demand | 0 | FEC
PT | TYNDP2026 | HEV | 2035 | TWh | 164 | Sub_sector | Industry | Metals | Industry (metal) | Energetic | industry_metal_demand_methane_energetic | Methane | EU | Energy demand | 0.18655 | FEC
PT | TYNDP2026 | HEV | 2035 | TWh | 165 | Sub_sector | Industry | Metals | Industry (metal) | Energetic | industry_metal_demand_heat_energetic | Heat | EU | Energy demand | 0 | FEC
PT | TYNDP2026 | HEV | 2035 | TWh | 166 | Sub_sector | Industry | Metals | Industry (metal) | Energetic | industry_metal_demand_biomass_energetic | Biomass | EU | Energy demand | 0 | FEC
PT | TYNDP2026 | HEV | 2035 | TWh | 167 | Sub_sector | Industry | Metals | Industry (metal) | Energetic | industry_metal_demand_coal_energetic | Solids | EU | Energy demand | 0 | FEC
PT | TYNDP2026 | HEV | 2035 | TWh | 168 | Sub_sector | Industry | Metals | Industry (metal) | Energetic | industry_metal_demand_oil_energetic | Liquids | EU | Energy demand | 0.024345 | FEC
PT | TYNDP2026 | HEV | 2035 | TWh | 169 | Sub_sector | Industry | Metals | Industry (metal) | Energetic | industry_metal_demand_others_energetic | Others | EU | Energy demand | 0 | FEC
PT | TYNDP2026 | HEV | 2035 | TWh | 170 | Sub_sector | Industry | Metals | Industry (metal) | Energetic | industry_metal_demand_ammonia_energetic | Ammonia | EU | Energy demand | 0 | FEC
PT | TYNDP2026 | HEV | 2035 | TWh | 172 | Sub_sector | Industry | Others | Industry (other, energetic) | Energetic | industry_other_demand_electricity_energetic | Electricity | EU | Energy demand | 9.2775 | FEC
PT | TYNDP2026 | HEV | 2035 | TWh | 173 | Sub_sector | Industry | Others | Industry (other, energetic) | Energetic | industry_other_demand_hydrogen_energetic | Hydrogen | EU | Energy demand | 0 | FEC
PT | TYNDP2026 | HEV | 2035 | TWh | 174 | Sub_sector | Industry | Others | Industry (other, energetic) | Energetic | industry_other_demand_methane_energetic | Methane | EU | Energy demand | 7.9757 | FEC
PT | TYNDP2026 | HEV | 2035 | TWh | 175 | Sub_sector | Industry | Others | Industry (other, energetic) | Energetic | industry_other_demand_heat_energetic | Heat | EU | Energy demand | 0.61001 | FEC
PT | TYNDP2026 | HEV | 2035 | TWh | 176 | Sub_sector | Industry | Others | Industry (other, energetic) | Energetic | industry_other_demand_biomass_energetic | Biomass | EU | Energy demand | 2.1315 | FEC
PT | TYNDP2026 | HEV | 2035 | TWh | 177 | Sub_sector | Industry | Others | Industry (other, energetic) | Energetic | industry_other_demand_coal_energetic | Solids | EU | Energy demand | 0.072309 | FEC
PT | TYNDP2026 | HEV | 2035 | TWh | 178 | Sub_sector | Industry | Others | Industry (other, energetic) | Energetic | industry_other_demand_oil_energetic | Liquids | EU | Energy demand | 5.0584 | FEC
PT | TYNDP2026 | HEV | 2035 | TWh | 179 | Sub_sector | Industry | Others | Industry (other, energetic) | Energetic | industry_other_demand_others_energetic | Others | EU | Energy demand | 0 | FEC
PT | TYNDP2026 | HEV | 2035 | TWh | 180 | Sub_sector | Industry | Others | Industry (other, energetic) | Energetic | industry_other_demand_ammonia_energetic | Ammonia | EU | Energy demand | 0 | FEC
PT | TYNDP2026 | HEV | 2035 | TWh | 182 | Sub_sector | Industry | Others | Industry (other, non-energetic) | Non-energetic | industry_other_demand_electricity_non_energetic | Electricity | EU | Energy demand | 0 | not_included_in_FEC
PT | TYNDP2026 | HEV | 2035 | TWh | 183 | Sub_sector | Industry | Others | Industry (other, non-energetic) | Non-energetic | industry_other_demand_hydrogen_non_energetic | Hydrogen | EU | Energy demand | 0 | not_included_in_FEC
PT | TYNDP2026 | HEV | 2035 | TWh | 184 | Sub_sector | Industry | Others | Industry (other, non-energetic) | Non-energetic | industry_other_demand_methane_non_energetic | Methane | EU | Energy demand | 0 | not_included_in_FEC
PT | TYNDP2026 | HEV | 2035 | TWh | 185 | Sub_sector | Industry | Others | Industry (other, non-energetic) | Non-energetic | industry_other_demand_heat_non_energetic | Heat | EU | Energy demand | 0 | not_included_in_FEC
PT | TYNDP2026 | HEV | 2035 | TWh | 186 | Sub_sector | Industry | Others | Industry (other, non-energetic) | Non-energetic | industry_other_demand_biomass_non_energetic | Biomass | EU | Energy demand | 0 | not_included_in_FEC
PT | TYNDP2026 | HEV | 2035 | TWh | 187 | Sub_sector | Industry | Others | Industry (other, non-energetic) | Non-energetic | industry_other_demand_coal_non_energetic | Solids | EU | Energy demand | 0 | not_included_in_FEC
PT | TYNDP2026 | HEV | 2035 | TWh | 188 | Sub_sector | Industry | Others | Industry (other, non-energetic) | Non-energetic | industry_other_demand_oil_non_energetic | Liquids | EU | Energy demand | 2.2907 | not_included_in_FEC
PT | TYNDP2026 | HEV | 2035 | TWh | 189 | Sub_sector | Industry | Others | Industry (other, non-energetic) | Non-energetic | industry_other_demand_others_non_energetic | Others | EU | Energy demand | 0 | not_included_in_FEC
PT | TYNDP2026 | HEV | 2035 | TWh | 190 | Sub_sector | Industry | Others | Industry (other, non-energetic) | Non-energetic | industry_other_demand_ammonia_non_energetic | Ammonia | EU | Energy demand | 0 | not_included_in_FEC
PT | TYNDP2026 | HEV | 2035 | TWh | 192 | Sub_sector | Industry | Paper | Industry (paper) | Energetic | industry_paper_demand_electricity_energetic | Electricity | EU | Energy demand | 3.3685 | FEC
PT | TYNDP2026 | HEV | 2035 | TWh | 193 | Sub_sector | Industry | Paper | Industry (paper) | Energetic | industry_paper_demand_hydrogen_energetic | Hydrogen | EU | Energy demand | 0 | FEC
PT | TYNDP2026 | HEV | 2035 | TWh | 194 | Sub_sector | Industry | Paper | Industry (paper) | Energetic | industry_paper_demand_methane_energetic | Methane | EU | Energy demand | 8.0169 | FEC
PT | TYNDP2026 | HEV | 2035 | TWh | 195 | Sub_sector | Industry | Paper | Industry (paper) | Energetic | industry_paper_demand_heat_energetic | Heat | EU | Energy demand | 1.0339 | FEC
PT | TYNDP2026 | HEV | 2035 | TWh | 196 | Sub_sector | Industry | Paper | Industry (paper) | Energetic | industry_paper_demand_biomass_energetic | Biomass | EU | Energy demand | 4.2354 | FEC
PT | TYNDP2026 | HEV | 2035 | TWh | 197 | Sub_sector | Industry | Paper | Industry (paper) | Energetic | industry_paper_demand_coal_energetic | Solids | EU | Energy demand | 0 | FEC
PT | TYNDP2026 | HEV | 2035 | TWh | 198 | Sub_sector | Industry | Paper | Industry (paper) | Energetic | industry_paper_demand_oil_energetic | Liquids | EU | Energy demand | 0 | FEC
PT | TYNDP2026 | HEV | 2035 | TWh | 199 | Sub_sector | Industry | Paper | Industry (paper) | Energetic | industry_paper_demand_others_energetic | Others | EU | Energy demand | 0 | FEC
PT | TYNDP2026 | HEV | 2035 | TWh | 200 | Sub_sector | Industry | Paper | Industry (paper) | Energetic | industry_paper_demand_ammonia_energetic | Ammonia | EU | Energy demand | 0 | FEC
PT | TYNDP2026 | HEV | 2035 | TWh | 202 | Sub_sector | Industry | Refineries | Industry (refineries, energetic) | Energetic | industry_refinery_demand_electricity_energetic | Electricity | EU | Energy demand | 0.62159 | not_included_in_FEC
PT | TYNDP2026 | HEV | 2035 | TWh | 203 | Sub_sector | Industry | Refineries | Industry (refineries, energetic) | Energetic | industry_refinery_demand_hydrogen_energetic | Hydrogen | EU | Energy demand | 4.9417 | not_included_in_FEC
PT | TYNDP2026 | HEV | 2035 | TWh | 204 | Sub_sector | Industry | Refineries | Industry (refineries, energetic) | Energetic | industry_refinery_demand_methane_energetic | Methane | EU | Energy demand | 0.51917 | not_included_in_FEC
PT | TYNDP2026 | HEV | 2035 | TWh | 205 | Sub_sector | Industry | Refineries | Industry (refineries, energetic) | Energetic | industry_refinery_demand_heat_energetic | Heat | EU | Energy demand | 1.5442 | not_included_in_FEC
PT | TYNDP2026 | HEV | 2035 | TWh | 206 | Sub_sector | Industry | Refineries | Industry (refineries, energetic) | Energetic | industry_refinery_demand_biomass_energetic | Biomass | EU | Energy demand | 0 | not_included_in_FEC
PT | TYNDP2026 | HEV | 2035 | TWh | 207 | Sub_sector | Industry | Refineries | Industry (refineries, energetic) | Energetic | industry_refinery_demand_coal_energetic | Solids | EU | Energy demand | 0 | not_included_in_FEC
PT | TYNDP2026 | HEV | 2035 | TWh | 208 | Sub_sector | Industry | Refineries | Industry (refineries, energetic) | Energetic | industry_refinery_demand_oil_energetic | Liquids | EU | Energy demand | 3.9563 | not_included_in_FEC
PT | TYNDP2026 | HEV | 2035 | TWh | 209 | Sub_sector | Industry | Refineries | Industry (refineries, energetic) | Energetic | industry_refinery_demand_others_energetic | Others | EU | Energy demand | 0 | not_included_in_FEC
PT | TYNDP2026 | HEV | 2035 | TWh | 210 | Sub_sector | Industry | Refineries | Industry (refineries, energetic) | Energetic | industry_refinery_demand_ammonia_energetic | Ammonia | EU | Energy demand | 0 | not_included_in_FEC
PT | TYNDP2026 | HEV | 2035 | TWh | 212 | Sub_sector | Industry | Refineries | Industry (refineries, non-energetic) | Non-energetic | industry_refinery_demand_electricity_non_energetic | Electricity | EU | Energy demand | 0 | not_included_in_FEC
PT | TYNDP2026 | HEV | 2035 | TWh | 213 | Sub_sector | Industry | Refineries | Industry (refineries, non-energetic) | Non-energetic | industry_refinery_demand_hydrogen_non_energetic | Hydrogen | EU | Energy demand | 0 | not_included_in_FEC
PT | TYNDP2026 | HEV | 2035 | TWh | 214 | Sub_sector | Industry | Refineries | Industry (refineries, non-energetic) | Non-energetic | industry_refinery_demand_methane_non_energetic | Methane | EU | Energy demand | 0 | not_included_in_FEC
PT | TYNDP2026 | HEV | 2035 | TWh | 215 | Sub_sector | Industry | Refineries | Industry (refineries, non-energetic) | Non-energetic | industry_refinery_demand_heat_non_energetic | Heat | EU | Energy demand | 0 | not_included_in_FEC
PT | TYNDP2026 | HEV | 2035 | TWh | 216 | Sub_sector | Industry | Refineries | Industry (refineries, non-energetic) | Non-energetic | industry_refinery_demand_biomass_non_energetic | Biomass | EU | Energy demand | 0 | not_included_in_FEC
PT | TYNDP2026 | HEV | 2035 | TWh | 217 | Sub_sector | Industry | Refineries | Industry (refineries, non-energetic) | Non-energetic | industry_refinery_demand_coal_non_energetic | Solids | EU | Energy demand | 0 | not_included_in_FEC
PT | TYNDP2026 | HEV | 2035 | TWh | 218 | Sub_sector | Industry | Refineries | Industry (refineries, non-energetic) | Non-energetic | industry_refinery_demand_oil_non_energetic | Liquids | EU | Energy demand | 0 | not_included_in_FEC
PT | TYNDP2026 | HEV | 2035 | TWh | 219 | Sub_sector | Industry | Refineries | Industry (refineries, non-energetic) | Non-energetic | industry_refinery_demand_others_non_energetic | Others | EU | Energy demand | 0 | not_included_in_FEC
PT | TYNDP2026 | HEV | 2035 | TWh | 220 | Sub_sector | Industry | Refineries | Industry (refineries, non-energetic) | Non-energetic | industry_refinery_demand_ammonia_non_energetic | Ammonia | EU | Energy demand | 0 | not_included_in_FEC
PT | TYNDP2026 | HEV | 2035 | TWh | 222 | Sub_sector | Industry | Steel | Industry (steel) | Energetic | industry_steel_demand_electricity_energetic | Electricity | EU | Energy demand | 2.2288 | FEC
PT | TYNDP2026 | HEV | 2035 | TWh | 223 | Sub_sector | Industry | Steel | Industry (steel) | Energetic | industry_steel_demand_hydrogen_energetic | Hydrogen | EU | Energy demand | 0 | FEC
PT | TYNDP2026 | HEV | 2035 | TWh | 224 | Sub_sector | Industry | Steel | Industry (steel) | Energetic | industry_steel_demand_methane_energetic | Methane | EU | Energy demand | 0.81301 | FEC
PT | TYNDP2026 | HEV | 2035 | TWh | 225 | Sub_sector | Industry | Steel | Industry (steel) | Energetic | industry_steel_demand_heat_energetic | Heat | EU | Energy demand | 0 | FEC
PT | TYNDP2026 | HEV | 2035 | TWh | 226 | Sub_sector | Industry | Steel | Industry (steel) | Energetic | industry_steel_demand_biomass_energetic | Biomass | EU | Energy demand | 0 | FEC
PT | TYNDP2026 | HEV | 2035 | TWh | 227 | Sub_sector | Industry | Steel | Industry (steel) | Energetic | industry_steel_demand_coal_energetic | Solids | EU | Energy demand | 0.081402 | FEC
PT | TYNDP2026 | HEV | 2035 | TWh | 228 | Sub_sector | Industry | Steel | Industry (steel) | Energetic | industry_steel_demand_oil_energetic | Liquids | EU | Energy demand | 0.033004 | FEC
PT | TYNDP2026 | HEV | 2035 | TWh | 229 | Sub_sector | Industry | Steel | Industry (steel) | Energetic | industry_steel_demand_others_energetic | Others | EU | Energy demand | 0 | FEC
PT | TYNDP2026 | HEV | 2035 | TWh | 230 | Sub_sector | Industry | Steel | Industry (steel) | Energetic | industry_steel_demand_ammonia_energetic | Ammonia | EU | Energy demand | 0 | FEC
PT | TYNDP2026 | HEV | 2035 | TWh | 232 | Sub_sector | Transport | Cars | Transport (cars) | Energetic | transport_cars_final_demand_electricity | Electricity | EU | Energy demand | 4.1997 | FEC
PT | TYNDP2026 | HEV | 2035 | TWh | 233 | Sub_sector | Transport | Cars | Transport (cars) | Energetic | transport_cars_final_demand_hydrogen | Hydrogen | EU | Energy demand | 0 | FEC
PT | TYNDP2026 | HEV | 2035 | TWh | 234 | Sub_sector | Transport | Cars | Transport (cars) | Energetic | transport_cars_final_demand_methane | Methane | EU | Energy demand | 0.00029251 | FEC
PT | TYNDP2026 | HEV | 2035 | TWh | 235 | Sub_sector | Transport | Cars | Transport (cars) | Energetic | transport_cars_final_demand_heat | Heat | EU | Energy demand | 0 | FEC
PT | TYNDP2026 | HEV | 2035 | TWh | 236 | Sub_sector | Transport | Cars | Transport (cars) | Energetic | transport_cars_final_demand_biomass | Biomass | EU | Energy demand | 0 | FEC
PT | TYNDP2026 | HEV | 2035 | TWh | 237 | Sub_sector | Transport | Cars | Transport (cars) | Energetic | transport_cars_final_demand_coal | Solids | EU | Energy demand | 0 | FEC
PT | TYNDP2026 | HEV | 2035 | TWh | 238 | Sub_sector | Transport | Cars | Transport (cars) | Energetic | transport_cars_final_demand_oil | Liquids | EU | Energy demand | 33.3298 | FEC
PT | TYNDP2026 | HEV | 2035 | TWh | 239 | Sub_sector | Transport | Cars | Transport (cars) | Energetic | transport_cars_final_demand_other | Others | EU | Energy demand | 0 | FEC
PT | TYNDP2026 | HEV | 2035 | TWh | 240 | Sub_sector | Transport | Cars | Transport (cars) | Energetic | transport_cars_final_demand_ammonia | Ammonia | EU | Energy demand | 0 | FEC
PT | TYNDP2026 | HEV | 2035 | TWh | 242 | Sub_sector | Transport | Busses | Transport (busses) | Energetic | transport_busses_final_demand_electricity | Electricity | EU | Energy demand | 0.36557 | FEC
PT | TYNDP2026 | HEV | 2035 | TWh | 243 | Sub_sector | Transport | Busses | Transport (busses) | Energetic | transport_busses_final_demand_hydrogen | Hydrogen | EU | Energy demand | 0 | FEC
PT | TYNDP2026 | HEV | 2035 | TWh | 244 | Sub_sector | Transport | Busses | Transport (busses) | Energetic | transport_busses_final_demand_methane | Methane | EU | Energy demand | 0.54 | FEC
PT | TYNDP2026 | HEV | 2035 | TWh | 245 | Sub_sector | Transport | Busses | Transport (busses) | Energetic | transport_busses_final_demand_heat | Heat | EU | Energy demand | 0 | FEC
PT | TYNDP2026 | HEV | 2035 | TWh | 246 | Sub_sector | Transport | Busses | Transport (busses) | Energetic | transport_busses_final_demand_biomass | Biomass | EU | Energy demand | 0 | FEC
PT | TYNDP2026 | HEV | 2035 | TWh | 247 | Sub_sector | Transport | Busses | Transport (busses) | Energetic | transport_busses_final_demand_coal | Solids | EU | Energy demand | 0 | FEC
PT | TYNDP2026 | HEV | 2035 | TWh | 248 | Sub_sector | Transport | Busses | Transport (busses) | Energetic | transport_busses_final_demand_oil | Liquids | EU | Energy demand | 0.61875 | FEC
PT | TYNDP2026 | HEV | 2035 | TWh | 249 | Sub_sector | Transport | Busses | Transport (busses) | Energetic | transport_busses_final_demand_other | Others | EU | Energy demand | 0 | FEC
PT | TYNDP2026 | HEV | 2035 | TWh | 250 | Sub_sector | Transport | Busses | Transport (busses) | Energetic | transport_busses_final_demand_ammonia | Ammonia | EU | Energy demand | 0 | FEC
PT | TYNDP2026 | HEV | 2035 | TWh | 252 | Sub_sector | Transport | Trucks | Transport (trucks) | Energetic | transport_trucks_final_demand_electricity | Electricity | EU | Energy demand | 0.50604 | FEC
PT | TYNDP2026 | HEV | 2035 | TWh | 253 | Sub_sector | Transport | Trucks | Transport (trucks) | Energetic | transport_trucks_final_demand_hydrogen | Hydrogen | EU | Energy demand | 0 | FEC
PT | TYNDP2026 | HEV | 2035 | TWh | 254 | Sub_sector | Transport | Trucks | Transport (trucks) | Energetic | transport_trucks_final_demand_methane | Methane | EU | Energy demand | 0.00043952 | FEC
PT | TYNDP2026 | HEV | 2035 | TWh | 255 | Sub_sector | Transport | Trucks | Transport (trucks) | Energetic | transport_trucks_final_demand_heat | Heat | EU | Energy demand | 0 | FEC
PT | TYNDP2026 | HEV | 2035 | TWh | 256 | Sub_sector | Transport | Trucks | Transport (trucks) | Energetic | transport_trucks_final_demand_biomass | Biomass | EU | Energy demand | 0 | FEC
PT | TYNDP2026 | HEV | 2035 | TWh | 257 | Sub_sector | Transport | Trucks | Transport (trucks) | Energetic | transport_trucks_final_demand_coal | Solids | EU | Energy demand | 0 | FEC
PT | TYNDP2026 | HEV | 2035 | TWh | 258 | Sub_sector | Transport | Trucks | Transport (trucks) | Energetic | transport_trucks_final_demand_oil | Liquids | EU | Energy demand | 6.8977 | FEC
PT | TYNDP2026 | HEV | 2035 | TWh | 259 | Sub_sector | Transport | Trucks | Transport (trucks) | Energetic | transport_trucks_final_demand_other | Others | EU | Energy demand | 0 | FEC
PT | TYNDP2026 | HEV | 2035 | TWh | 260 | Sub_sector | Transport | Trucks | Transport (trucks) | Energetic | transport_trucks_final_demand_ammonia | Ammonia | EU | Energy demand | 0 | FEC
PT | TYNDP2026 | HEV | 2035 | TWh | 262 | Sub_sector | Transport | Vans | Transport (vans) | Energetic | transport_vans_final_demand_electricity | Electricity | EU | Energy demand | 0.31109 | FEC
PT | TYNDP2026 | HEV | 2035 | TWh | 263 | Sub_sector | Transport | Vans | Transport (vans) | Energetic | transport_vans_final_demand_hydrogen | Hydrogen | EU | Energy demand | 0 | FEC
PT | TYNDP2026 | HEV | 2035 | TWh | 264 | Sub_sector | Transport | Vans | Transport (vans) | Energetic | transport_vans_final_demand_methane | Methane | EU | Energy demand | 0.00021178 | FEC
PT | TYNDP2026 | HEV | 2035 | TWh | 265 | Sub_sector | Transport | Vans | Transport (vans) | Energetic | transport_vans_final_demand_heat | Heat | EU | Energy demand | 0 | FEC
PT | TYNDP2026 | HEV | 2035 | TWh | 266 | Sub_sector | Transport | Vans | Transport (vans) | Energetic | transport_vans_final_demand_biomass | Biomass | EU | Energy demand | 0 | FEC
PT | TYNDP2026 | HEV | 2035 | TWh | 267 | Sub_sector | Transport | Vans | Transport (vans) | Energetic | transport_vans_final_demand_coal | Solids | EU | Energy demand | 0 | FEC
PT | TYNDP2026 | HEV | 2035 | TWh | 268 | Sub_sector | Transport | Vans | Transport (vans) | Energetic | transport_vans_final_demand_oil | Liquids | EU | Energy demand | 5.3767 | FEC
PT | TYNDP2026 | HEV | 2035 | TWh | 269 | Sub_sector | Transport | Vans | Transport (vans) | Energetic | transport_vans_final_demand_other | Others | EU | Energy demand | 0 | FEC
PT | TYNDP2026 | HEV | 2035 | TWh | 270 | Sub_sector | Transport | Vans | Transport (vans) | Energetic | transport_vans_final_demand_ammonia | Ammonia | EU | Energy demand | 0 | FEC
PT | TYNDP2026 | HEV | 2035 | TWh | 272 | Sub_sector | Transport | Freight trains | Transport (trains) | Energetic | transport_trains_final_demand_electricity | Electricity | EU | Energy demand | 0.47918 | FEC
PT | TYNDP2026 | HEV | 2035 | TWh | 273 | Sub_sector | Transport | Freight trains | Transport (trains) | Energetic | transport_trains_final_demand_hydrogen | Hydrogen | EU | Energy demand | 0 | FEC
PT | TYNDP2026 | HEV | 2035 | TWh | 274 | Sub_sector | Transport | Freight trains | Transport (trains) | Energetic | transport_trains_final_demand_methane | Methane | EU | Energy demand | 0 | FEC
PT | TYNDP2026 | HEV | 2035 | TWh | 275 | Sub_sector | Transport | Freight trains | Transport (trains) | Energetic | transport_trains_final_demand_heat | Heat | EU | Energy demand | 0 | FEC
PT | TYNDP2026 | HEV | 2035 | TWh | 276 | Sub_sector | Transport | Freight trains | Transport (trains) | Energetic | transport_trains_final_demand_biomass | Biomass | EU | Energy demand | 0 | FEC
PT | TYNDP2026 | HEV | 2035 | TWh | 277 | Sub_sector | Transport | Freight trains | Transport (trains) | Energetic | transport_trains_final_demand_coal | Solids | EU | Energy demand | 0 | FEC
PT | TYNDP2026 | HEV | 2035 | TWh | 278 | Sub_sector | Transport | Freight trains | Transport (trains) | Energetic | transport_trains_final_demand_oil | Liquids | EU | Energy demand | 0.081858 | FEC
PT | TYNDP2026 | HEV | 2035 | TWh | 279 | Sub_sector | Transport | Freight trains | Transport (trains) | Energetic | transport_trains_final_demand_other | Others | EU | Energy demand | 0 | FEC
PT | TYNDP2026 | HEV | 2035 | TWh | 280 | Sub_sector | Transport | Freight trains | Transport (trains) | Energetic | transport_trains_final_demand_ammonia | Ammonia | EU | Energy demand | 0 | FEC
PT | TYNDP2026 | HEV | 2035 | TWh | 282 | Sub_sector | Transport | Ships | Transport (ships) | Energetic | transport_ships_final_demand_electricity | Electricity | EU | Energy demand | 0.056877 | FEC
PT | TYNDP2026 | HEV | 2035 | TWh | 283 | Sub_sector | Transport | Ships | Transport (ships) | Energetic | transport_ships_final_demand_hydrogen | Hydrogen | EU | Energy demand | 0 | FEC
PT | TYNDP2026 | HEV | 2035 | TWh | 284 | Sub_sector | Transport | Ships | Transport (ships) | Energetic | transport_ships_final_demand_methane | Methane | EU | Energy demand | 5.97e-05 | FEC
PT | TYNDP2026 | HEV | 2035 | TWh | 285 | Sub_sector | Transport | Ships | Transport (ships) | Energetic | transport_ships_final_demand_heat | Heat | EU | Energy demand | 0 | FEC
PT | TYNDP2026 | HEV | 2035 | TWh | 286 | Sub_sector | Transport | Ships | Transport (ships) | Energetic | transport_ships_final_demand_biomass | Biomass | EU | Energy demand | 0 | FEC
PT | TYNDP2026 | HEV | 2035 | TWh | 287 | Sub_sector | Transport | Ships | Transport (ships) | Energetic | transport_ships_final_demand_coal | Solids | EU | Energy demand | 0 | FEC
PT | TYNDP2026 | HEV | 2035 | TWh | 288 | Sub_sector | Transport | Ships | Transport (ships) | Energetic | transport_ships_final_demand_oil | Liquids | EU | Energy demand | 1.8136 | FEC
PT | TYNDP2026 | HEV | 2035 | TWh | 289 | Sub_sector | Transport | Ships | Transport (ships) | Energetic | transport_ships_final_demand_other | Others | EU | Energy demand | 0 | FEC
PT | TYNDP2026 | HEV | 2035 | TWh | 290 | Sub_sector | Transport | Ships | Transport (ships) | Energetic | transport_ships_final_demand_ammonia | Ammonia | EU | Energy demand | 0 | FEC
PT | TYNDP2026 | HEV | 2035 | TWh | 292 | Sub_sector | Transport | Planes | Transport (planes) | Energetic | transport_planes_final_demand_electricity | Electricity | EU | Energy demand | 0 | FEC
PT | TYNDP2026 | HEV | 2035 | TWh | 293 | Sub_sector | Transport | Planes | Transport (planes) | Energetic | transport_planes_final_demand_hydrogen | Hydrogen | EU | Energy demand | 0 | FEC
PT | TYNDP2026 | HEV | 2035 | TWh | 294 | Sub_sector | Transport | Planes | Transport (planes) | Energetic | transport_planes_final_demand_methane | Methane | EU | Energy demand | 0 | FEC
PT | TYNDP2026 | HEV | 2035 | TWh | 295 | Sub_sector | Transport | Planes | Transport (planes) | Energetic | transport_planes_final_demand_heat | Heat | EU | Energy demand | 0 | FEC
PT | TYNDP2026 | HEV | 2035 | TWh | 296 | Sub_sector | Transport | Planes | Transport (planes) | Energetic | transport_planes_final_demand_biomass | Biomass | EU | Energy demand | 0 | FEC
PT | TYNDP2026 | HEV | 2035 | TWh | 297 | Sub_sector | Transport | Planes | Transport (planes) | Energetic | transport_planes_final_demand_coal | Solids | EU | Energy demand | 0 | FEC
PT | TYNDP2026 | HEV | 2035 | TWh | 298 | Sub_sector | Transport | Planes | Transport (planes) | Energetic | transport_planes_final_demand_oil | Liquids | EU | Energy demand | 1.7535 | FEC
PT | TYNDP2026 | HEV | 2035 | TWh | 299 | Sub_sector | Transport | Planes | Transport (planes) | Energetic | transport_planes_final_demand_other | Others | EU | Energy demand | 0 | FEC
PT | TYNDP2026 | HEV | 2035 | TWh | 300 | Sub_sector | Transport | Planes | Transport (planes) | Energetic | transport_planes_final_demand_ammonia | Ammonia | EU | Energy demand | 0 | FEC
PT | TYNDP2026 | HEV | 2035 | TWh | 302 | Sub_sector | Transport | Others | Transport (others) | Energetic | transport_other_final_demand_electricity | Electricity | EU | Energy demand | 0.0014171 | FEC
PT | TYNDP2026 | HEV | 2035 | TWh | 303 | Sub_sector | Transport | Others | Transport (others) | Energetic | transport_other_final_demand_hydrogen | Hydrogen | EU | Energy demand | 0 | FEC
PT | TYNDP2026 | HEV | 2035 | TWh | 304 | Sub_sector | Transport | Others | Transport (others) | Energetic | transport_other_final_demand_methane | Methane | EU | Energy demand | 0 | FEC
PT | TYNDP2026 | HEV | 2035 | TWh | 305 | Sub_sector | Transport | Others | Transport (others) | Energetic | transport_other_final_demand_heat | Heat | EU | Energy demand | 0 | FEC
PT | TYNDP2026 | HEV | 2035 | TWh | 306 | Sub_sector | Transport | Others | Transport (others) | Energetic | transport_other_final_demand_biomass | Biomass | EU | Energy demand | 0 | FEC
PT | TYNDP2026 | HEV | 2035 | TWh | 307 | Sub_sector | Transport | Others | Transport (others) | Energetic | transport_other_final_demand_coal | Solids | EU | Energy demand | 0 | FEC
PT | TYNDP2026 | HEV | 2035 | TWh | 308 | Sub_sector | Transport | Others | Transport (others) | Energetic | transport_other_final_demand_oil | Liquids | EU | Energy demand | 0.63785 | FEC
PT | TYNDP2026 | HEV | 2035 | TWh | 309 | Sub_sector | Transport | Others | Transport (others) | Energetic | transport_other_final_demand_other | Others | EU | Energy demand | 0 | FEC
PT | TYNDP2026 | HEV | 2035 | TWh | 310 | Sub_sector | Transport | Others | Transport (others) | Energetic | transport_other_final_demand_ammonia | Ammonia | EU | Energy demand | 0 | FEC
PT | TYNDP2026 | HEV | 2035 | TWh | 312 | Sub_sector | International transport | International aviation | Transport (int. aviation) | Energetic | transport_int_aviation_final_demand_electricity | Electricity | EU | Energy demand | 0 | FEC
PT | TYNDP2026 | HEV | 2035 | TWh | 313 | Sub_sector | International transport | International aviation | Transport (int. aviation) | Energetic | transport_int_aviation_final_demand_hydrogen | Hydrogen | EU | Energy demand | 0 | FEC
PT | TYNDP2026 | HEV | 2035 | TWh | 314 | Sub_sector | International transport | International aviation | Transport (int. aviation) | Energetic | transport_int_aviation_final_demand_methane | Methane | EU | Energy demand | 0 | FEC
PT | TYNDP2026 | HEV | 2035 | TWh | 315 | Sub_sector | International transport | International aviation | Transport (int. aviation) | Energetic | transport_int_aviation_final_demand_heat | Heat | EU | Energy demand | 0 | FEC
PT | TYNDP2026 | HEV | 2035 | TWh | 316 | Sub_sector | International transport | International aviation | Transport (int. aviation) | Energetic | transport_int_aviation_final_demand_biofuels | Biomass | EU | Energy demand | 0 | FEC
PT | TYNDP2026 | HEV | 2035 | TWh | 317 | Sub_sector | International transport | International aviation | Transport (int. aviation) | Energetic | transport_int_aviation_final_demand_coal | Solids | EU | Energy demand | 0 | FEC
PT | TYNDP2026 | HEV | 2035 | TWh | 318 | Sub_sector | International transport | International aviation | Transport (int. aviation) | Energetic | transport_int_aviation_final_demand_oil | Liquids | EU | Energy demand | 15.3615 | FEC
PT | TYNDP2026 | HEV | 2035 | TWh | 319 | Sub_sector | International transport | International aviation | Transport (int. aviation) | Energetic | transport_int_aviation_final_demand_other | Others | EU | Energy demand | 0 | FEC
PT | TYNDP2026 | HEV | 2035 | TWh | 320 | Sub_sector | International transport | International aviation | Transport (int. aviation) | Energetic | transport_int_aviation_final_demand_ammonia | Ammonia | EU | Energy demand | 0 | FEC
PT | TYNDP2026 | HEV | 2035 | TWh | 322 | Sub_sector | International transport | International shipping | Transport (int. shipping) | Energetic | transport_int_shipping_final_demand_electricity | Electricity | EU | Energy demand | 0 | not_included_in_FEC
PT | TYNDP2026 | HEV | 2035 | TWh | 323 | Sub_sector | International transport | International shipping | Transport (int. shipping) | Energetic | transport_int_shipping_final_demand_hydrogen | Hydrogen | EU | Energy demand | 0 | not_included_in_FEC
PT | TYNDP2026 | HEV | 2035 | TWh | 324 | Sub_sector | International transport | International shipping | Transport (int. shipping) | Energetic | transport_int_shipping_final_demand_methane | Methane | EU | Energy demand | 0 | not_included_in_FEC
PT | TYNDP2026 | HEV | 2035 | TWh | 325 | Sub_sector | International transport | International shipping | Transport (int. shipping) | Energetic | transport_int_shipping_final_demand_heat | Heat | EU | Energy demand | 0 | not_included_in_FEC
PT | TYNDP2026 | HEV | 2035 | TWh | 326 | Sub_sector | International transport | International shipping | Transport (int. shipping) | Energetic | transport_int_shipping_final_demand_biofuels | Biomass | EU | Energy demand | 0 | not_included_in_FEC
PT | TYNDP2026 | HEV | 2035 | TWh | 327 | Sub_sector | International transport | International shipping | Transport (int. shipping) | Energetic | transport_int_shipping_final_demand_coal | Solids | EU | Energy demand | 0 | not_included_in_FEC
PT | TYNDP2026 | HEV | 2035 | TWh | 328 | Sub_sector | International transport | International shipping | Transport (int. shipping) | Energetic | transport_int_shipping_final_demand_oil | Liquids | EU | Energy demand | 9.6762 | not_included_in_FEC
PT | TYNDP2026 | HEV | 2035 | TWh | 329 | Sub_sector | International transport | International shipping | Transport (int. shipping) | Energetic | transport_int_shipping_final_demand_other | Others | EU | Energy demand | 0 | not_included_in_FEC
PT | TYNDP2026 | HEV | 2035 | TWh | 330 | Sub_sector | International transport | International shipping | Transport (int. shipping) | Energetic | transport_int_shipping_final_demand_ammonia | Ammonia | EU | Energy demand | 0 | not_included_in_FEC
PT | TYNDP2026 | HEV | 2035 | TWh | 332 | Sub_sector | Households | Space heating | Households (heating) | Energetic | households_heating_final_demand_electricity | Electricity | EU | Energy demand | 1.2421 | FEC
PT | TYNDP2026 | HEV | 2035 | TWh | 333 | Sub_sector | Households | Space heating | Households (heating) | Energetic | households_heating_final_demand_hydrogen | Hydrogen | EU | Energy demand | 0 | FEC
PT | TYNDP2026 | HEV | 2035 | TWh | 334 | Sub_sector | Households | Space heating | Households (heating) | Energetic | households_heating_final_demand_methane | Methane | EU | Energy demand | 0 | FEC
PT | TYNDP2026 | HEV | 2035 | TWh | 335 | Sub_sector | Households | Space heating | Households (heating) | Energetic | households_heating_final_demand_heat | Heat | EU | Energy demand | 0 | FEC
PT | TYNDP2026 | HEV | 2035 | TWh | 336 | Sub_sector | Households | Space heating | Households (heating) | Energetic | households_heating_final_demand_biomass | Biomass | EU | Energy demand | 6.2421 | FEC
PT | TYNDP2026 | HEV | 2035 | TWh | 337 | Sub_sector | Households | Space heating | Households (heating) | Energetic | households_heating_final_demand_coal | Solids | EU | Energy demand | 0 | FEC
PT | TYNDP2026 | HEV | 2035 | TWh | 338 | Sub_sector | Households | Space heating | Households (heating) | Energetic | households_heating_final_demand_oil | Liquids | EU | Energy demand | 0 | FEC
PT | TYNDP2026 | HEV | 2035 | TWh | 339 | Sub_sector | Households | Space heating | Households (heating) | Energetic | households_heating_final_demand_other | Others | EU | Energy demand | 0 | FEC
PT | TYNDP2026 | HEV | 2035 | TWh | 340 | Sub_sector | Households | Space heating | Households (heating) | Energetic | households_heating_final_demand_ammonia | Ammonia | EU | Energy demand | 0 | FEC
PT | TYNDP2026 | HEV | 2035 | TWh | 343 | Sub_sector | Households | Cooling | Households (cooling) | Energetic | households_cooling_final_demand_electricity | Electricity | EU | Energy demand | 0.29101 | FEC
PT | TYNDP2026 | HEV | 2035 | TWh | 344 | Sub_sector | Households | Cooling | Households (cooling) | Energetic | households_cooling_final_demand_hydrogen | Hydrogen | EU | Energy demand | 0 | FEC
PT | TYNDP2026 | HEV | 2035 | TWh | 345 | Sub_sector | Households | Cooling | Households (cooling) | Energetic | households_cooling_final_demand_methane | Methane | EU | Energy demand | 0 | FEC
PT | TYNDP2026 | HEV | 2035 | TWh | 346 | Sub_sector | Households | Cooling | Households (cooling) | Energetic | households_cooling_final_demand_heat | Heat | EU | Energy demand | 0 | FEC
PT | TYNDP2026 | HEV | 2035 | TWh | 347 | Sub_sector | Households | Cooling | Households (cooling) | Energetic | households_cooling_final_demand_biomass | Biomass | EU | Energy demand | 0 | FEC
PT | TYNDP2026 | HEV | 2035 | TWh | 348 | Sub_sector | Households | Cooling | Households (cooling) | Energetic | households_cooling_final_demand_coal | Solids | EU | Energy demand | 0 | FEC
PT | TYNDP2026 | HEV | 2035 | TWh | 349 | Sub_sector | Households | Cooling | Households (cooling) | Energetic | households_cooling_final_demand_oil | Liquids | EU | Energy demand | 0 | FEC
PT | TYNDP2026 | HEV | 2035 | TWh | 350 | Sub_sector | Households | Cooling | Households (cooling) | Energetic | households_cooling_final_demand_other | Others | EU | Energy demand | 0 | FEC
PT | TYNDP2026 | HEV | 2035 | TWh | 351 | Sub_sector | Households | Cooling | Households (cooling) | Energetic | households_cooling_final_demand_ammonia | Ammonia | EU | Energy demand | 0 | FEC
PT | TYNDP2026 | HEV | 2035 | TWh | 354 | Sub_sector | Households | Hot water | Households (hot water) | Energetic | households_hot_water_final_demand_electricity | Electricity | EU | Energy demand | 1.2838 | FEC
PT | TYNDP2026 | HEV | 2035 | TWh | 355 | Sub_sector | Households | Hot water | Households (hot water) | Energetic | households_hot_water_final_demand_hydrogen | Hydrogen | EU | Energy demand | 0 | FEC
PT | TYNDP2026 | HEV | 2035 | TWh | 356 | Sub_sector | Households | Hot water | Households (hot water) | Energetic | households_hot_water_final_demand_methane | Methane | EU | Energy demand | 0 | FEC
PT | TYNDP2026 | HEV | 2035 | TWh | 357 | Sub_sector | Households | Hot water | Households (hot water) | Energetic | households_hot_water_final_demand_heat | Heat | EU | Energy demand | 0 | FEC
PT | TYNDP2026 | HEV | 2035 | TWh | 358 | Sub_sector | Households | Hot water | Households (hot water) | Energetic | households_hot_water_final_demand_biomass | Biomass | EU | Energy demand | 4.256 | FEC
PT | TYNDP2026 | HEV | 2035 | TWh | 359 | Sub_sector | Households | Hot water | Households (hot water) | Energetic | households_hot_water_final_demand_coal | Solids | EU | Energy demand | 0 | FEC
PT | TYNDP2026 | HEV | 2035 | TWh | 360 | Sub_sector | Households | Hot water | Households (hot water) | Energetic | households_hot_water_final_demand_oil | Liquids | EU | Energy demand | 0 | FEC
PT | TYNDP2026 | HEV | 2035 | TWh | 361 | Sub_sector | Households | Hot water | Households (hot water) | Energetic | households_hot_water_final_demand_other | Others | EU | Energy demand | 0.39779 | FEC
PT | TYNDP2026 | HEV | 2035 | TWh | 362 | Sub_sector | Households | Hot water | Households (hot water) | Energetic | households_hot_water_final_demand_ammonia | Ammonia | EU | Energy demand | 0 | FEC
PT | TYNDP2026 | HEV | 2035 | TWh | 365 | Sub_sector | Households | Appliances | Households (appliances) | Energetic | households_appliances_final_demand_electricity | Electricity | EU | Energy demand | 11.3464 | FEC
PT | TYNDP2026 | HEV | 2035 | TWh | 366 | Sub_sector | Households | Appliances | Households (appliances) | Energetic | households_appliances_final_demand_hydrogen | Hydrogen | EU | Energy demand | 0 | FEC
PT | TYNDP2026 | HEV | 2035 | TWh | 367 | Sub_sector | Households | Appliances | Households (appliances) | Energetic | households_appliances_final_demand_methane | Methane | EU | Energy demand | 0.99505 | FEC
PT | TYNDP2026 | HEV | 2035 | TWh | 368 | Sub_sector | Households | Appliances | Households (appliances) | Energetic | households_appliances_final_demand_heat | Heat | EU | Energy demand | 0 | FEC
PT | TYNDP2026 | HEV | 2035 | TWh | 369 | Sub_sector | Households | Appliances | Households (appliances) | Energetic | households_appliances_final_demand_biomass | Biomass | EU | Energy demand | 0 | FEC
PT | TYNDP2026 | HEV | 2035 | TWh | 370 | Sub_sector | Households | Appliances | Households (appliances) | Energetic | households_appliances_final_demand_coal | Solids | EU | Energy demand | 0 | FEC
PT | TYNDP2026 | HEV | 2035 | TWh | 371 | Sub_sector | Households | Appliances | Households (appliances) | Energetic | households_appliances_final_demand_oil | Liquids | EU | Energy demand | 0 | FEC
PT | TYNDP2026 | HEV | 2035 | TWh | 372 | Sub_sector | Households | Appliances | Households (appliances) | Energetic | households_appliances_final_demand_other | Others | EU | Energy demand | 0 | FEC
PT | TYNDP2026 | HEV | 2035 | TWh | 373 | Sub_sector | Households | Appliances | Households (appliances) | Energetic | households_appliances_final_demand_ammonia | Ammonia | EU | Energy demand | 0 | FEC
PT | TYNDP2026 | HEV | 2035 | TWh | 375 | Sub_sector | Buildings | Space heating | Buildings (heat) | Energetic | buildings_heat_final_demand_electricity | Electricity | EU | Energy demand | 6.4765 | FEC
PT | TYNDP2026 | HEV | 2035 | TWh | 376 | Sub_sector | Buildings | Space heating | Buildings (heat) | Energetic | buildings_heat_final_demand_hydrogen | Hydrogen | EU | Energy demand | 0 | FEC
PT | TYNDP2026 | HEV | 2035 | TWh | 377 | Sub_sector | Buildings | Space heating | Buildings (heat) | Energetic | buildings_heat_final_demand_methane | Methane | EU | Energy demand | 0.19973 | FEC
PT | TYNDP2026 | HEV | 2035 | TWh | 378 | Sub_sector | Buildings | Space heating | Buildings (heat) | Energetic | buildings_heat_final_demand_heat | Heat | EU | Energy demand | 0 | FEC
PT | TYNDP2026 | HEV | 2035 | TWh | 379 | Sub_sector | Buildings | Space heating | Buildings (heat) | Energetic | buildings_heat_final_demand_biomass | Biomass | EU | Energy demand | 0 | FEC
PT | TYNDP2026 | HEV | 2035 | TWh | 380 | Sub_sector | Buildings | Space heating | Buildings (heat) | Energetic | buildings_heat_final_demand_coal | Solids | EU | Energy demand | 0 | FEC
PT | TYNDP2026 | HEV | 2035 | TWh | 381 | Sub_sector | Buildings | Space heating | Buildings (heat) | Energetic | buildings_heat_final_demand_oil | Liquids | EU | Energy demand | 0 | FEC
PT | TYNDP2026 | HEV | 2035 | TWh | 382 | Sub_sector | Buildings | Space heating | Buildings (heat) | Energetic | buildings_heat_final_demand_other | Others | EU | Energy demand | 0.035711 | FEC
PT | TYNDP2026 | HEV | 2035 | TWh | 383 | Sub_sector | Buildings | Space heating | Buildings (heat) | Energetic | buildings_heat_final_demand_ammonia | Ammonia | EU | Energy demand | 0 | FEC
PT | TYNDP2026 | HEV | 2035 | TWh | 386 | Sub_sector | Buildings | Cooling | Buildings (cooling) | Energetic | buildings_cooling_final_demand_electricity | Electricity | EU | Energy demand | 2.0332 | FEC
PT | TYNDP2026 | HEV | 2035 | TWh | 387 | Sub_sector | Buildings | Cooling | Buildings (cooling) | Energetic | buildings_cooling_final_demand_hydrogen | Hydrogen | EU | Energy demand | 0 | FEC
PT | TYNDP2026 | HEV | 2035 | TWh | 388 | Sub_sector | Buildings | Cooling | Buildings (cooling) | Energetic | buildings_cooling_final_demand_methane | Methane | EU | Energy demand | 0 | FEC
PT | TYNDP2026 | HEV | 2035 | TWh | 389 | Sub_sector | Buildings | Cooling | Buildings (cooling) | Energetic | buildings_cooling_final_demand_heat | Heat | EU | Energy demand | 0 | FEC
PT | TYNDP2026 | HEV | 2035 | TWh | 390 | Sub_sector | Buildings | Cooling | Buildings (cooling) | Energetic | buildings_cooling_final_demand_biomass | Biomass | EU | Energy demand | 0 | FEC
PT | TYNDP2026 | HEV | 2035 | TWh | 391 | Sub_sector | Buildings | Cooling | Buildings (cooling) | Energetic | buildings_cooling_final_demand_coal | Solids | EU | Energy demand | 0 | FEC
PT | TYNDP2026 | HEV | 2035 | TWh | 392 | Sub_sector | Buildings | Cooling | Buildings (cooling) | Energetic | buildings_cooling_final_demand_oil | Liquids | EU | Energy demand | 0 | FEC
PT | TYNDP2026 | HEV | 2035 | TWh | 393 | Sub_sector | Buildings | Cooling | Buildings (cooling) | Energetic | buildings_cooling_final_demand_other | Others | EU | Energy demand | 0 | FEC
PT | TYNDP2026 | HEV | 2035 | TWh | 394 | Sub_sector | Buildings | Cooling | Buildings (cooling) | Energetic | buildings_cooling_final_demand_ammonia | Ammonia | EU | Energy demand | 0 | FEC
PT | TYNDP2026 | HEV | 2035 | TWh | 397 | Sub_sector | Buildings | Appliances | Buildings (appliances) | Energetic | buildings_appliances_final_demand_electricity | Electricity | EU | Energy demand | 8.3491 | FEC
PT | TYNDP2026 | HEV | 2035 | TWh | 398 | Sub_sector | Buildings | Appliances | Buildings (appliances) | Energetic | buildings_appliances_final_demand_hydrogen | Hydrogen | EU | Energy demand | 0 | FEC
PT | TYNDP2026 | HEV | 2035 | TWh | 399 | Sub_sector | Buildings | Appliances | Buildings (appliances) | Energetic | buildings_appliances_final_demand_methane | Methane | EU | Energy demand | 0.96627 | FEC
PT | TYNDP2026 | HEV | 2035 | TWh | 400 | Sub_sector | Buildings | Appliances | Buildings (appliances) | Energetic | buildings_appliances_final_demand_heat | Heat | EU | Energy demand | 0 | FEC
PT | TYNDP2026 | HEV | 2035 | TWh | 401 | Sub_sector | Buildings | Appliances | Buildings (appliances) | Energetic | buildings_appliances_final_demand_biomass | Biomass | EU | Energy demand | 0 | FEC
PT | TYNDP2026 | HEV | 2035 | TWh | 402 | Sub_sector | Buildings | Appliances | Buildings (appliances) | Energetic | buildings_appliances_final_demand_coal | Solids | EU | Energy demand | 0 | FEC
PT | TYNDP2026 | HEV | 2035 | TWh | 403 | Sub_sector | Buildings | Appliances | Buildings (appliances) | Energetic | buildings_appliances_final_demand_oil | Liquids | EU | Energy demand | 0 | FEC
PT | TYNDP2026 | HEV | 2035 | TWh | 404 | Sub_sector | Buildings | Appliances | Buildings (appliances) | Energetic | buildings_appliances_final_demand_other | Others | EU | Energy demand | 0 | FEC
PT | TYNDP2026 | HEV | 2035 | TWh | 405 | Sub_sector | Buildings | Appliances | Buildings (appliances) | Energetic | buildings_appliances_final_demand_ammonia | Ammonia | EU | Energy demand | 0 | FEC
PT | TYNDP2026 | HEV | 2035 | TWh | 407 | Sub_sector | Buildings | Datacenters | Datacenters & ICT | Energetic | datacentres_final_demand_electricity_energetic | Electricity | EU | Energy demand | 22.5052 | FEC
PT | TYNDP2026 | HEV | 2035 | TWh | 408 | Sub_sector | Buildings | Datacenters | Datacenters & ICT | Energetic | datacentres_final_demand_hydrogen_energetic | Hydrogen | EU | Energy demand | 0 | FEC
PT | TYNDP2026 | HEV | 2035 | TWh | 409 | Sub_sector | Buildings | Datacenters | Datacenters & ICT | Energetic | datacentres_final_demand_methane_energetic | Methane | EU | Energy demand | 0 | FEC
PT | TYNDP2026 | HEV | 2035 | TWh | 410 | Sub_sector | Buildings | Datacenters | Datacenters & ICT | Energetic | datacentres_final_demand_heat_energetic | Heat | EU | Energy demand | 0 | FEC
PT | TYNDP2026 | HEV | 2035 | TWh | 411 | Sub_sector | Buildings | Datacenters | Datacenters & ICT | Energetic | datacentres_final_demand_biomass_energetic | Biomass | EU | Energy demand | 0 | FEC
PT | TYNDP2026 | HEV | 2035 | TWh | 412 | Sub_sector | Buildings | Datacenters | Datacenters & ICT | Energetic | datacentres_final_demand_coal_energetic | Solids | EU | Energy demand | 0 | FEC
PT | TYNDP2026 | HEV | 2035 | TWh | 413 | Sub_sector | Buildings | Datacenters | Datacenters & ICT | Energetic | datacentres_final_demand_oil_energetic | Liquids | EU | Energy demand | 0 | FEC
PT | TYNDP2026 | HEV | 2035 | TWh | 414 | Sub_sector | Buildings | Datacenters | Datacenters & ICT | Energetic | datacentres_final_demand_other_energetic | Others | EU | Energy demand | 0 | FEC
PT | TYNDP2026 | HEV | 2035 | TWh | 415 | Sub_sector | Buildings | Datacenters | Datacenters & ICT | Energetic | datacentres_final_demand_ammonia_energetic | Ammonia | EU | Energy demand | 0 | FEC
PT | TYNDP2026 | HEV | 2035 | TWh | 417 | Sub_sector | Transport | Others_Sector | Others_Sector | Energetic | other_final_demand_electricity_energetic | Electricity | EU | Energy demand | 0 | FEC
PT | TYNDP2026 | HEV | 2035 | TWh | 418 | Sub_sector | Transport | Others_Sector | Others_Sector | Energetic | other_final_demand_hydrogen_energetic | Hydrogen | EU | Energy demand | 0 | FEC
PT | TYNDP2026 | HEV | 2035 | TWh | 419 | Sub_sector | Transport | Pipeline Transport | Others_Sector | Energetic | other_final_demand_methane_energetic | Methane | EU | Energy demand | 0.0061281 | FEC
PT | TYNDP2026 | HEV | 2035 | TWh | 420 | Sub_sector | Transport | Others_Sector | Others_Sector | Energetic | other_final_demand_heat_energetic | Heat | EU | Energy demand | 0 | FEC
PT | TYNDP2026 | HEV | 2035 | TWh | 421 | Sub_sector | Transport | Others_Sector | Others_Sector | Energetic | other_final_demand_biomass_energetic | Biomass | EU | Energy demand | 0 | FEC
PT | TYNDP2026 | HEV | 2035 | TWh | 422 | Sub_sector | Transport | Others_Sector | Others_Sector | Energetic | other_final_demand_coal_energetic | Solids | EU | Energy demand | 0 | FEC
PT | TYNDP2026 | HEV | 2035 | TWh | 423 | Sub_sector | Transport | Others_Sector | Others_Sector | Energetic | other_final_demand_oil_energetic | Liquids | EU | Energy demand | 0.30277 | FEC
PT | TYNDP2026 | HEV | 2035 | TWh | 424 | Sub_sector | Others_Sector | Others_Sector | Others_Sector | Non-energetic | other_final_demand_oil_non_energetic | Liquids | EU | Energy demand | 0.47393 | not_included_in_FEC
PT | TYNDP2026 | HEV | 2035 | TWh | 425 | Sub_sector | Transport | Others_Sector | Others_Sector | Energetic | other_final_demand_other_energetic | Others | EU | Energy demand | 0 | FEC
PT | TYNDP2026 | HEV | 2035 | TWh | 426 | Sub_sector | Transport | Others_Sector | Others_Sector | Energetic | other_final_demand_ammonia_energetic | Ammonia | EU | Energy demand | 0 | FEC
PT | TYNDP2026 | HEV | 2035 | TWh | 427 | Sub_sector | Industry | Surplus_Heat_in_Industry | Surplus_Heat_in_Industry | Energetic | final_demand_of_industry_unused_local_production_steam_hot_water | Heat | EU | Energy demand | 0 | FEC
PT | TYNDP2026 | HEV | 2035 | TWh | 429 | Sub_sector | Agriculture | Total | Agriculture | Energetic | agriculture_final_demand_electricity_energetic | Electricity | EU | Energy demand | 0.95772 | FEC
PT | TYNDP2026 | HEV | 2035 | TWh | 430 | Sub_sector | Agriculture | Total | Agriculture | Energetic | agriculture_final_demand_hydrogen_energetic | Hydrogen | EU | Energy demand | 0 | FEC
PT | TYNDP2026 | HEV | 2035 | TWh | 431 | Sub_sector | Agriculture | Total | Agriculture | Energetic | agriculture_final_demand_methane_energetic | Methane | EU | Energy demand | 0.075185 | FEC
PT | TYNDP2026 | HEV | 2035 | TWh | 432 | Sub_sector | Agriculture | Total | Agriculture | Energetic | agriculture_final_demand_heat_energetic | Heat | EU | Energy demand | 0 | FEC
PT | TYNDP2026 | HEV | 2035 | TWh | 433 | Sub_sector | Agriculture | Total | Agriculture | Energetic | agriculture_final_demand_biomass_energetic | Biomass | EU | Energy demand | 0.059627 | FEC
PT | TYNDP2026 | HEV | 2035 | TWh | 434 | Sub_sector | Agriculture | Total | Agriculture | Energetic | agriculture_final_demand_coal_energetic | Solids | EU | Energy demand | 0 | FEC
PT | TYNDP2026 | HEV | 2035 | TWh | 435 | Sub_sector | Agriculture | Total | Agriculture | Energetic | agriculture_final_demand_oil_energetic | Liquids | EU | Energy demand | 3.3264 | FEC
PT | TYNDP2026 | HEV | 2035 | TWh | 436 | Sub_sector | Agriculture | Total | Agriculture | Energetic | agriculture_final_demand_other_energetic | Others | EU | Energy demand | 0 | FEC
PT | TYNDP2026 | HEV | 2035 | TWh | 437 | Sub_sector | Agriculture | Total | Agriculture | Energetic | agriculture_final_demand_ammonia_energetic | Ammonia | EU | Energy demand | 0 | FEC
PT | TYNDP2026 | HEV | 2035 | TWh | 447 | Sub_sector | Buildings | Surplus Energy | Buildings | Energetic | GAP | Electricity | EU | Energy demand | 0 | FEC
PT | TYNDP2026 | HEV | 2035 | TWh | 448 | Sub_sector | Buildings | Surplus Energy | Buildings | Energetic | GAP | Hydrogen | EU | Energy demand | 0 | FEC
PT | TYNDP2026 | HEV | 2035 | TWh | 449 | Sub_sector | Buildings | Surplus Energy | Buildings | Energetic | GAP | Methane | EU | Energy demand | 0 | FEC
PT | TYNDP2026 | HEV | 2035 | TWh | 450 | Sub_sector | Buildings | Surplus Energy | Buildings | Energetic | GAP | Heat | EU | Energy demand | 0 | FEC
PT | TYNDP2026 | HEV | 2035 | TWh | 451 | Sub_sector | Buildings | Surplus Energy | Buildings | Energetic | GAP | Biomass | EU | Energy demand | 0.074146 | FEC
PT | TYNDP2026 | HEV | 2035 | TWh | 452 | Sub_sector | Buildings | Surplus Energy | Buildings | Energetic | GAP | Solids | EU | Energy demand | 0 | FEC
PT | TYNDP2026 | HEV | 2035 | TWh | 453 | Sub_sector | Buildings | Surplus Energy | Buildings | Energetic | GAP | Liquids | EU | Energy demand | 0.2967 | FEC
PT | TYNDP2026 | HEV | 2035 | TWh | 454 | Sub_sector | Buildings | Surplus Energy | Buildings | Energetic | GAP | Others | EU | Energy demand | 0 | FEC
PT | TYNDP2026 | HEV | 2035 | TWh | 455 | Sub_sector | Buildings | Surplus Energy | Buildings | Energetic | GAP | Ammonia | EU | Energy demand | 0 | FEC
PT | TYNDP2026 | HEV | 2035 | TWh | 456 | Sub_sector | Households | Surplus Energy | Households | Energetic | GAP | Electricity | EU | Energy demand | 0 | FEC
PT | TYNDP2026 | HEV | 2035 | TWh | 457 | Sub_sector | Households | Surplus Energy | Households | Energetic | GAP | Hydrogen | EU | Energy demand | 0 | FEC
PT | TYNDP2026 | HEV | 2035 | TWh | 458 | Sub_sector | Households | Surplus Energy | Households | Energetic | GAP | Methane | EU | Energy demand | 0 | FEC
PT | TYNDP2026 | HEV | 2035 | TWh | 459 | Sub_sector | Households | Surplus Energy | Households | Energetic | GAP | Heat | EU | Energy demand | 0 | FEC
PT | TYNDP2026 | HEV | 2035 | TWh | 460 | Sub_sector | Households | Surplus Energy | Households | Energetic | GAP | Biomass | EU | Energy demand | 0 | FEC
PT | TYNDP2026 | HEV | 2035 | TWh | 461 | Sub_sector | Households | Surplus Energy | Households | Energetic | GAP | Solids | EU | Energy demand | 0 | FEC
PT | TYNDP2026 | HEV | 2035 | TWh | 462 | Sub_sector | Households | Surplus Energy | Households | Energetic | GAP | Liquids | EU | Energy demand | 0 | FEC
PT | TYNDP2026 | HEV | 2035 | TWh | 463 | Sub_sector | Households | Surplus Energy | Households | Energetic | GAP | Others | EU | Energy demand | 0 | FEC
PT | TYNDP2026 | HEV | 2035 | TWh | 464 | Sub_sector | Households | Surplus Energy | Households | Energetic | GAP | Ammonia | EU | Energy demand | 0 | FEC
PT | TYNDP2026 | HEV | 2040 | TWh | 102 | Sub_sector | Industry | Aluminium | Industry (aluminium) | Energetic | industry_aluminium_demand_electricity_energetic | Electricity | EU | Energy demand | 0 | FEC
PT | TYNDP2026 | HEV | 2040 | TWh | 103 | Sub_sector | Industry | Aluminium | Industry (aluminium) | Energetic | industry_aluminium_demand_hydrogen_energetic | Hydrogen | EU | Energy demand | 0 | FEC
PT | TYNDP2026 | HEV | 2040 | TWh | 104 | Sub_sector | Industry | Aluminium | Industry (aluminium) | Energetic | industry_aluminium_demand_methane_energetic | Methane | EU | Energy demand | 0 | FEC
PT | TYNDP2026 | HEV | 2040 | TWh | 105 | Sub_sector | Industry | Aluminium | Industry (aluminium) | Energetic | industry_aluminium_demand_heat_energetic | Heat | EU | Energy demand | 0 | FEC
PT | TYNDP2026 | HEV | 2040 | TWh | 106 | Sub_sector | Industry | Aluminium | Industry (aluminium) | Energetic | industry_aluminium_demand_biomass_energetic | Biomass | EU | Energy demand | 0 | FEC
PT | TYNDP2026 | HEV | 2040 | TWh | 107 | Sub_sector | Industry | Aluminium | Industry (aluminium) | Energetic | industry_aluminium_demand_coal_energetic | Solids | EU | Energy demand | 0 | FEC
PT | TYNDP2026 | HEV | 2040 | TWh | 108 | Sub_sector | Industry | Aluminium | Industry (aluminium) | Energetic | industry_aluminium_demand_oil_energetic | Liquids | EU | Energy demand | 0 | FEC
PT | TYNDP2026 | HEV | 2040 | TWh | 109 | Sub_sector | Industry | Aluminium | Industry (aluminium) | Energetic | industry_aluminium_demand_others_energetic | Others | EU | Energy demand | 0 | FEC
PT | TYNDP2026 | HEV | 2040 | TWh | 110 | Sub_sector | Industry | Aluminium | Industry (aluminium) | Energetic | industry_ammonia_demand_others_energetic | Ammonia | EU | Energy demand | 0 | FEC
PT | TYNDP2026 | HEV | 2040 | TWh | 112 | Sub_sector | Industry | Chemicals | Industry (chemicals, energetic) | Energetic | industry_chemical_demand_electricity_energetic | Electricity | EU | Energy demand | 4.0597 | FEC
PT | TYNDP2026 | HEV | 2040 | TWh | 113 | Sub_sector | Industry | Chemicals | Industry (chemicals, energetic) | Energetic | industry_chemical_demand_hydrogen_energetic | Hydrogen | EU | Energy demand | 0 | FEC
PT | TYNDP2026 | HEV | 2040 | TWh | 114 | Sub_sector | Industry | Chemicals | Industry (chemicals, energetic) | Energetic | industry_chemical_demand_methane_energetic | Methane | EU | Energy demand | 3.2965 | FEC
PT | TYNDP2026 | HEV | 2040 | TWh | 115 | Sub_sector | Industry | Chemicals | Industry (chemicals, energetic) | Energetic | industry_chemical_demand_heat_energetic | Heat | EU | Energy demand | 1.1868 | FEC
PT | TYNDP2026 | HEV | 2040 | TWh | 116 | Sub_sector | Industry | Chemicals | Industry (chemicals, energetic) | Energetic | industry_chemical_demand_biomass_energetic | Biomass | EU | Energy demand | 0.091048 | FEC
PT | TYNDP2026 | HEV | 2040 | TWh | 117 | Sub_sector | Industry | Chemicals | Industry (chemicals, energetic) | Energetic | industry_chemical_demand_coal_energetic | Solids | EU | Energy demand | 2.19e-05 | FEC
PT | TYNDP2026 | HEV | 2040 | TWh | 118 | Sub_sector | Industry | Chemicals | Industry (chemicals, energetic) | Energetic | industry_chemical_demand_oil_energetic | Liquids | EU | Energy demand | 0.11363 | FEC
PT | TYNDP2026 | HEV | 2040 | TWh | 119 | Sub_sector | Industry | Chemicals | Industry (chemicals, energetic) | Energetic | industry_chemical_demand_others_energetic | Others | EU | Energy demand | 0 | FEC
PT | TYNDP2026 | HEV | 2040 | TWh | 120 | Sub_sector | Industry | Chemicals | Industry (chemicals, energetic) | Energetic | industry_chemical_demand_ammonia_energetic | Ammonia | EU | Energy demand | 0 | FEC
PT | TYNDP2026 | HEV | 2040 | TWh | 122 | Sub_sector | Industry | Chemicals | Industry (chemicals, non-energetic) | Non-energetic | industry_chemical_demand_electricity_non_energetic | Electricity | EU | Energy demand | 0 | not_included_in_FEC
PT | TYNDP2026 | HEV | 2040 | TWh | 123 | Sub_sector | Industry | Chemicals | Industry (chemicals, non-energetic) | Non-energetic | industry_chemical_demand_hydrogen_non_energetic | Hydrogen | EU | Energy demand | 0 | not_included_in_FEC
PT | TYNDP2026 | HEV | 2040 | TWh | 124 | Sub_sector | Industry | Chemicals | Industry (chemicals, non-energetic) | Non-energetic | industry_chemical_demand_methane_non_energetic | Methane | EU | Energy demand | 0 | not_included_in_FEC
PT | TYNDP2026 | HEV | 2040 | TWh | 125 | Sub_sector | Industry | Chemicals | Industry (chemicals, non-energetic) | Non-energetic | industry_chemical_demand_heat_non_energetic | Heat | EU | Energy demand | 0 | not_included_in_FEC
PT | TYNDP2026 | HEV | 2040 | TWh | 126 | Sub_sector | Industry | Chemicals | Industry (chemicals, non-energetic) | Non-energetic | industry_chemical_demand_biomass_non_energetic | Biomass | EU | Energy demand | 0 | not_included_in_FEC
PT | TYNDP2026 | HEV | 2040 | TWh | 127 | Sub_sector | Industry | Chemicals | Industry (chemicals, non-energetic) | Non-energetic | industry_chemical_demand_coal_non_energetic | Solids | EU | Energy demand | 0 | not_included_in_FEC
PT | TYNDP2026 | HEV | 2040 | TWh | 128 | Sub_sector | Industry | Chemicals | Industry (chemicals, non-energetic) | Non-energetic | industry_chemical_demand_oil_non_energetic | Liquids | EU | Energy demand | 17.2008 | not_included_in_FEC
PT | TYNDP2026 | HEV | 2040 | TWh | 129 | Sub_sector | Industry | Chemicals | Industry (chemicals, non-energetic) | Non-energetic | industry_chemical_demand_others_non_energetic | Others | EU | Energy demand | 0 | not_included_in_FEC
PT | TYNDP2026 | HEV | 2040 | TWh | 130 | Sub_sector | Industry | Chemicals | Industry (chemicals, non-energetic) | Non-energetic | industry_chemical_demand_ammonia_non_energetic | Ammonia | EU | Energy demand | 0 | not_included_in_FEC
PT | TYNDP2026 | HEV | 2040 | TWh | 132 | Sub_sector | Industry | Fertilizers | Industry (fertilizers, energetic) | Energetic | industry_fertilizers_demand_electricity_energetic | Electricity | EU | Energy demand | 0 | FEC
PT | TYNDP2026 | HEV | 2040 | TWh | 133 | Sub_sector | Industry | Fertilizers | Industry (fertilizers, energetic) | Energetic | industry_fertilizers_demand_hydrogen_energetic | Hydrogen | EU | Energy demand | 0 | FEC
PT | TYNDP2026 | HEV | 2040 | TWh | 134 | Sub_sector | Industry | Fertilizers | Industry (fertilizers, energetic) | Energetic | industry_fertilizers_demand_methane_energetic | Methane | EU | Energy demand | 0 | FEC
PT | TYNDP2026 | HEV | 2040 | TWh | 135 | Sub_sector | Industry | Fertilizers | Industry (fertilizers, energetic) | Energetic | industry_fertilizers_demand_heat_energetic | Heat | EU | Energy demand | 0 | FEC
PT | TYNDP2026 | HEV | 2040 | TWh | 136 | Sub_sector | Industry | Fertilizers | Industry (fertilizers, energetic) | Energetic | industry_fertilizers_demand_biomass_energetic | Biomass | EU | Energy demand | 0 | FEC
PT | TYNDP2026 | HEV | 2040 | TWh | 137 | Sub_sector | Industry | Fertilizers | Industry (fertilizers, energetic) | Energetic | industry_fertilizers_demand_coal_energetic | Solids | EU | Energy demand | 0 | FEC
PT | TYNDP2026 | HEV | 2040 | TWh | 138 | Sub_sector | Industry | Fertilizers | Industry (fertilizers, energetic) | Energetic | industry_fertilizers_demand_oil_energetic | Liquids | EU | Energy demand | 0 | FEC
PT | TYNDP2026 | HEV | 2040 | TWh | 139 | Sub_sector | Industry | Fertilizers | Industry (fertilizers, energetic) | Energetic | industry_fertilizers_demand_others_energetic | Others | EU | Energy demand | 0 | FEC
PT | TYNDP2026 | HEV | 2040 | TWh | 140 | Sub_sector | Industry | Fertilizers | Industry (fertilizers, energetic) | Energetic | industry_fertilizers_demand_ammonia_energetic | Ammonia | EU | Energy demand | 0 | FEC
PT | TYNDP2026 | HEV | 2040 | TWh | 142 | Sub_sector | Industry | Fertilizers | Industry (fertilizers, non-energetic) | Non-energetic | industry_fertilizers_demand_electricity_non_energetic | Electricity | EU | Energy demand | 0 | not_included_in_FEC
PT | TYNDP2026 | HEV | 2040 | TWh | 143 | Sub_sector | Industry | Fertilizers | Industry (fertilizers, non-energetic) | Non-energetic | industry_fertilizers_demand_hydrogen_non_energetic | Hydrogen | EU | Energy demand | 0 | not_included_in_FEC
PT | TYNDP2026 | HEV | 2040 | TWh | 144 | Sub_sector | Industry | Fertilizers | Industry (fertilizers, non-energetic) | Non-energetic | industry_fertilizers_demand_methane_non_energetic | Methane | EU | Energy demand | 0 | not_included_in_FEC
PT | TYNDP2026 | HEV | 2040 | TWh | 145 | Sub_sector | Industry | Fertilizers | Industry (fertilizers, non-energetic) | Non-energetic | industry_fertilizers_demand_heat_non_energetic | Heat | EU | Energy demand | 0 | not_included_in_FEC
PT | TYNDP2026 | HEV | 2040 | TWh | 146 | Sub_sector | Industry | Fertilizers | Industry (fertilizers, non-energetic) | Non-energetic | industry_fertilizers_demand_biomass_non_energetic | Biomass | EU | Energy demand | 0 | not_included_in_FEC
PT | TYNDP2026 | HEV | 2040 | TWh | 147 | Sub_sector | Industry | Fertilizers | Industry (fertilizers, non-energetic) | Non-energetic | industry_fertilizers_demand_coal_non_energetic | Solids | EU | Energy demand | 0 | not_included_in_FEC
PT | TYNDP2026 | HEV | 2040 | TWh | 148 | Sub_sector | Industry | Fertilizers | Industry (fertilizers, non-energetic) | Non-energetic | industry_fertilizers_demand_oil_non_energetic | Liquids | EU | Energy demand | 0 | not_included_in_FEC
PT | TYNDP2026 | HEV | 2040 | TWh | 149 | Sub_sector | Industry | Fertilizers | Industry (fertilizers, non-energetic) | Non-energetic | industry_fertilizers_demand_others_non_energetic | Others | EU | Energy demand | 0 | not_included_in_FEC
PT | TYNDP2026 | HEV | 2040 | TWh | 150 | Sub_sector | Industry | Fertilizers | Industry (fertilizers, non-energetic) | Non-energetic | industry_fertilizers_demand_ammonia_non_energetic | Ammonia | EU | Energy demand | 0 | not_included_in_FEC
PT | TYNDP2026 | HEV | 2040 | TWh | 152 | Sub_sector | Industry | Food | Industry (food) | Energetic | industry_food_demand_electricity_energetic | Electricity | EU | Energy demand | 3.3662 | FEC
PT | TYNDP2026 | HEV | 2040 | TWh | 153 | Sub_sector | Industry | Food | Industry (food) | Energetic | industry_food_demand_hydrogen_energetic | Hydrogen | EU | Energy demand | 3.5857 | FEC
PT | TYNDP2026 | HEV | 2040 | TWh | 154 | Sub_sector | Industry | Food | Industry (food) | Energetic | industry_food_demand_methane_energetic | Methane | EU | Energy demand | 5.89e-16 | FEC
PT | TYNDP2026 | HEV | 2040 | TWh | 155 | Sub_sector | Industry | Food | Industry (food) | Energetic | industry_food_demand_heat_energetic | Heat | EU | Energy demand | 0.51962 | FEC
PT | TYNDP2026 | HEV | 2040 | TWh | 156 | Sub_sector | Industry | Food | Industry (food) | Energetic | industry_food_demand_biomass_energetic | Biomass | EU | Energy demand | 0.54542 | FEC
PT | TYNDP2026 | HEV | 2040 | TWh | 157 | Sub_sector | Industry | Food | Industry (food) | Energetic | industry_food_demand_coal_energetic | Solids | EU | Energy demand | 0 | FEC
PT | TYNDP2026 | HEV | 2040 | TWh | 158 | Sub_sector | Industry | Food | Industry (food) | Energetic | industry_food_demand_oil_energetic | Liquids | EU | Energy demand | 0.67139 | FEC
PT | TYNDP2026 | HEV | 2040 | TWh | 159 | Sub_sector | Industry | Food | Industry (food) | Energetic | industry_food_demand_others_energetic | Others | EU | Energy demand | 0 | FEC
PT | TYNDP2026 | HEV | 2040 | TWh | 160 | Sub_sector | Industry | Food | Industry (food) | Energetic | industry_food_demand_ammonia_energetic | Ammonia | EU | Energy demand | 0 | FEC
PT | TYNDP2026 | HEV | 2040 | TWh | 162 | Sub_sector | Industry | Metals | Industry (metal) | Energetic | industry_metal_demand_electricity_energetic | Electricity | EU | Energy demand | 0.10576 | FEC
PT | TYNDP2026 | HEV | 2040 | TWh | 163 | Sub_sector | Industry | Metals | Industry (metal) | Energetic | industry_metal_demand_hydrogen_energetic | Hydrogen | EU | Energy demand | 0 | FEC
PT | TYNDP2026 | HEV | 2040 | TWh | 164 | Sub_sector | Industry | Metals | Industry (metal) | Energetic | industry_metal_demand_methane_energetic | Methane | EU | Energy demand | 0.18655 | FEC
PT | TYNDP2026 | HEV | 2040 | TWh | 165 | Sub_sector | Industry | Metals | Industry (metal) | Energetic | industry_metal_demand_heat_energetic | Heat | EU | Energy demand | 0 | FEC
PT | TYNDP2026 | HEV | 2040 | TWh | 166 | Sub_sector | Industry | Metals | Industry (metal) | Energetic | industry_metal_demand_biomass_energetic | Biomass | EU | Energy demand | 0 | FEC
PT | TYNDP2026 | HEV | 2040 | TWh | 167 | Sub_sector | Industry | Metals | Industry (metal) | Energetic | industry_metal_demand_coal_energetic | Solids | EU | Energy demand | 0 | FEC
PT | TYNDP2026 | HEV | 2040 | TWh | 168 | Sub_sector | Industry | Metals | Industry (metal) | Energetic | industry_metal_demand_oil_energetic | Liquids | EU | Energy demand | 0.024345 | FEC
PT | TYNDP2026 | HEV | 2040 | TWh | 169 | Sub_sector | Industry | Metals | Industry (metal) | Energetic | industry_metal_demand_others_energetic | Others | EU | Energy demand | 0 | FEC
PT | TYNDP2026 | HEV | 2040 | TWh | 170 | Sub_sector | Industry | Metals | Industry (metal) | Energetic | industry_metal_demand_ammonia_energetic | Ammonia | EU | Energy demand | 0 | FEC
PT | TYNDP2026 | HEV | 2040 | TWh | 172 | Sub_sector | Industry | Others | Industry (other, energetic) | Energetic | industry_other_demand_electricity_energetic | Electricity | EU | Energy demand | 9.2775 | FEC
PT | TYNDP2026 | HEV | 2040 | TWh | 173 | Sub_sector | Industry | Others | Industry (other, energetic) | Energetic | industry_other_demand_hydrogen_energetic | Hydrogen | EU | Energy demand | 0 | FEC
PT | TYNDP2026 | HEV | 2040 | TWh | 174 | Sub_sector | Industry | Others | Industry (other, energetic) | Energetic | industry_other_demand_methane_energetic | Methane | EU | Energy demand | 7.9757 | FEC
PT | TYNDP2026 | HEV | 2040 | TWh | 175 | Sub_sector | Industry | Others | Industry (other, energetic) | Energetic | industry_other_demand_heat_energetic | Heat | EU | Energy demand | 0.61001 | FEC
PT | TYNDP2026 | HEV | 2040 | TWh | 176 | Sub_sector | Industry | Others | Industry (other, energetic) | Energetic | industry_other_demand_biomass_energetic | Biomass | EU | Energy demand | 2.1315 | FEC
PT | TYNDP2026 | HEV | 2040 | TWh | 177 | Sub_sector | Industry | Others | Industry (other, energetic) | Energetic | industry_other_demand_coal_energetic | Solids | EU | Energy demand | 0.072309 | FEC
PT | TYNDP2026 | HEV | 2040 | TWh | 178 | Sub_sector | Industry | Others | Industry (other, energetic) | Energetic | industry_other_demand_oil_energetic | Liquids | EU | Energy demand | 5.0584 | FEC
PT | TYNDP2026 | HEV | 2040 | TWh | 179 | Sub_sector | Industry | Others | Industry (other, energetic) | Energetic | industry_other_demand_others_energetic | Others | EU | Energy demand | 0 | FEC
PT | TYNDP2026 | HEV | 2040 | TWh | 180 | Sub_sector | Industry | Others | Industry (other, energetic) | Energetic | industry_other_demand_ammonia_energetic | Ammonia | EU | Energy demand | 0 | FEC
PT | TYNDP2026 | HEV | 2040 | TWh | 182 | Sub_sector | Industry | Others | Industry (other, non-energetic) | Non-energetic | industry_other_demand_electricity_non_energetic | Electricity | EU | Energy demand | 0 | not_included_in_FEC
PT | TYNDP2026 | HEV | 2040 | TWh | 183 | Sub_sector | Industry | Others | Industry (other, non-energetic) | Non-energetic | industry_other_demand_hydrogen_non_energetic | Hydrogen | EU | Energy demand | 0 | not_included_in_FEC
PT | TYNDP2026 | HEV | 2040 | TWh | 184 | Sub_sector | Industry | Others | Industry (other, non-energetic) | Non-energetic | industry_other_demand_methane_non_energetic | Methane | EU | Energy demand | 0 | not_included_in_FEC
PT | TYNDP2026 | HEV | 2040 | TWh | 185 | Sub_sector | Industry | Others | Industry (other, non-energetic) | Non-energetic | industry_other_demand_heat_non_energetic | Heat | EU | Energy demand | 0 | not_included_in_FEC
PT | TYNDP2026 | HEV | 2040 | TWh | 186 | Sub_sector | Industry | Others | Industry (other, non-energetic) | Non-energetic | industry_other_demand_biomass_non_energetic | Biomass | EU | Energy demand | 0 | not_included_in_FEC
PT | TYNDP2026 | HEV | 2040 | TWh | 187 | Sub_sector | Industry | Others | Industry (other, non-energetic) | Non-energetic | industry_other_demand_coal_non_energetic | Solids | EU | Energy demand | 0 | not_included_in_FEC
PT | TYNDP2026 | HEV | 2040 | TWh | 188 | Sub_sector | Industry | Others | Industry (other, non-energetic) | Non-energetic | industry_other_demand_oil_non_energetic | Liquids | EU | Energy demand | 2.2907 | not_included_in_FEC
PT | TYNDP2026 | HEV | 2040 | TWh | 189 | Sub_sector | Industry | Others | Industry (other, non-energetic) | Non-energetic | industry_other_demand_others_non_energetic | Others | EU | Energy demand | 0 | not_included_in_FEC
PT | TYNDP2026 | HEV | 2040 | TWh | 190 | Sub_sector | Industry | Others | Industry (other, non-energetic) | Non-energetic | industry_other_demand_ammonia_non_energetic | Ammonia | EU | Energy demand | 0 | not_included_in_FEC
PT | TYNDP2026 | HEV | 2040 | TWh | 192 | Sub_sector | Industry | Paper | Industry (paper) | Energetic | industry_paper_demand_electricity_energetic | Electricity | EU | Energy demand | 5.0527 | FEC
PT | TYNDP2026 | HEV | 2040 | TWh | 193 | Sub_sector | Industry | Paper | Industry (paper) | Energetic | industry_paper_demand_hydrogen_energetic | Hydrogen | EU | Energy demand | 0 | FEC
PT | TYNDP2026 | HEV | 2040 | TWh | 194 | Sub_sector | Industry | Paper | Industry (paper) | Energetic | industry_paper_demand_methane_energetic | Methane | EU | Energy demand | 6.3093 | FEC
PT | TYNDP2026 | HEV | 2040 | TWh | 195 | Sub_sector | Industry | Paper | Industry (paper) | Energetic | industry_paper_demand_heat_energetic | Heat | EU | Energy demand | 1.5509 | FEC
PT | TYNDP2026 | HEV | 2040 | TWh | 196 | Sub_sector | Industry | Paper | Industry (paper) | Energetic | industry_paper_demand_biomass_energetic | Biomass | EU | Energy demand | 6.3531 | FEC
PT | TYNDP2026 | HEV | 2040 | TWh | 197 | Sub_sector | Industry | Paper | Industry (paper) | Energetic | industry_paper_demand_coal_energetic | Solids | EU | Energy demand | 0 | FEC
PT | TYNDP2026 | HEV | 2040 | TWh | 198 | Sub_sector | Industry | Paper | Industry (paper) | Energetic | industry_paper_demand_oil_energetic | Liquids | EU | Energy demand | 6.1981 | FEC
PT | TYNDP2026 | HEV | 2040 | TWh | 199 | Sub_sector | Industry | Paper | Industry (paper) | Energetic | industry_paper_demand_others_energetic | Others | EU | Energy demand | 0 | FEC
PT | TYNDP2026 | HEV | 2040 | TWh | 200 | Sub_sector | Industry | Paper | Industry (paper) | Energetic | industry_paper_demand_ammonia_energetic | Ammonia | EU | Energy demand | 0 | FEC
PT | TYNDP2026 | HEV | 2040 | TWh | 202 | Sub_sector | Industry | Refineries | Industry (refineries, energetic) | Energetic | industry_refinery_demand_electricity_energetic | Electricity | EU | Energy demand | 0.62159 | not_included_in_FEC
PT | TYNDP2026 | HEV | 2040 | TWh | 203 | Sub_sector | Industry | Refineries | Industry (refineries, energetic) | Energetic | industry_refinery_demand_hydrogen_energetic | Hydrogen | EU | Energy demand | 7.4665 | not_included_in_FEC
PT | TYNDP2026 | HEV | 2040 | TWh | 204 | Sub_sector | Industry | Refineries | Industry (refineries, energetic) | Energetic | industry_refinery_demand_methane_energetic | Methane | EU | Energy demand | 0.064651 | not_included_in_FEC
PT | TYNDP2026 | HEV | 2040 | TWh | 205 | Sub_sector | Industry | Refineries | Industry (refineries, energetic) | Energetic | industry_refinery_demand_heat_energetic | Heat | EU | Energy demand | 1.5442 | not_included_in_FEC
PT | TYNDP2026 | HEV | 2040 | TWh | 206 | Sub_sector | Industry | Refineries | Industry (refineries, energetic) | Energetic | industry_refinery_demand_biomass_energetic | Biomass | EU | Energy demand | 0 | not_included_in_FEC
PT | TYNDP2026 | HEV | 2040 | TWh | 207 | Sub_sector | Industry | Refineries | Industry (refineries, energetic) | Energetic | industry_refinery_demand_coal_energetic | Solids | EU | Energy demand | 0 | not_included_in_FEC
PT | TYNDP2026 | HEV | 2040 | TWh | 208 | Sub_sector | Industry | Refineries | Industry (refineries, energetic) | Energetic | industry_refinery_demand_oil_energetic | Liquids | EU | Energy demand | 1.7114 | not_included_in_FEC
PT | TYNDP2026 | HEV | 2040 | TWh | 209 | Sub_sector | Industry | Refineries | Industry (refineries, energetic) | Energetic | industry_refinery_demand_others_energetic | Others | EU | Energy demand | 0 | not_included_in_FEC
PT | TYNDP2026 | HEV | 2040 | TWh | 210 | Sub_sector | Industry | Refineries | Industry (refineries, energetic) | Energetic | industry_refinery_demand_ammonia_energetic | Ammonia | EU | Energy demand | 0 | not_included_in_FEC
PT | TYNDP2026 | HEV | 2040 | TWh | 212 | Sub_sector | Industry | Refineries | Industry (refineries, non-energetic) | Non-energetic | industry_refinery_demand_electricity_non_energetic | Electricity | EU | Energy demand | 0 | not_included_in_FEC
PT | TYNDP2026 | HEV | 2040 | TWh | 213 | Sub_sector | Industry | Refineries | Industry (refineries, non-energetic) | Non-energetic | industry_refinery_demand_hydrogen_non_energetic | Hydrogen | EU | Energy demand | 0 | not_included_in_FEC
PT | TYNDP2026 | HEV | 2040 | TWh | 214 | Sub_sector | Industry | Refineries | Industry (refineries, non-energetic) | Non-energetic | industry_refinery_demand_methane_non_energetic | Methane | EU | Energy demand | 0 | not_included_in_FEC
PT | TYNDP2026 | HEV | 2040 | TWh | 215 | Sub_sector | Industry | Refineries | Industry (refineries, non-energetic) | Non-energetic | industry_refinery_demand_heat_non_energetic | Heat | EU | Energy demand | 0 | not_included_in_FEC
PT | TYNDP2026 | HEV | 2040 | TWh | 216 | Sub_sector | Industry | Refineries | Industry (refineries, non-energetic) | Non-energetic | industry_refinery_demand_biomass_non_energetic | Biomass | EU | Energy demand | 0 | not_included_in_FEC
PT | TYNDP2026 | HEV | 2040 | TWh | 217 | Sub_sector | Industry | Refineries | Industry (refineries, non-energetic) | Non-energetic | industry_refinery_demand_coal_non_energetic | Solids | EU | Energy demand | 0 | not_included_in_FEC
PT | TYNDP2026 | HEV | 2040 | TWh | 218 | Sub_sector | Industry | Refineries | Industry (refineries, non-energetic) | Non-energetic | industry_refinery_demand_oil_non_energetic | Liquids | EU | Energy demand | 0 | not_included_in_FEC
PT | TYNDP2026 | HEV | 2040 | TWh | 219 | Sub_sector | Industry | Refineries | Industry (refineries, non-energetic) | Non-energetic | industry_refinery_demand_others_non_energetic | Others | EU | Energy demand | 0 | not_included_in_FEC
PT | TYNDP2026 | HEV | 2040 | TWh | 220 | Sub_sector | Industry | Refineries | Industry (refineries, non-energetic) | Non-energetic | industry_refinery_demand_ammonia_non_energetic | Ammonia | EU | Energy demand | 0 | not_included_in_FEC
PT | TYNDP2026 | HEV | 2040 | TWh | 222 | Sub_sector | Industry | Steel | Industry (steel) | Energetic | industry_steel_demand_electricity_energetic | Electricity | EU | Energy demand | 2.4517 | FEC
PT | TYNDP2026 | HEV | 2040 | TWh | 223 | Sub_sector | Industry | Steel | Industry (steel) | Energetic | industry_steel_demand_hydrogen_energetic | Hydrogen | EU | Energy demand | 0 | FEC
PT | TYNDP2026 | HEV | 2040 | TWh | 224 | Sub_sector | Industry | Steel | Industry (steel) | Energetic | industry_steel_demand_methane_energetic | Methane | EU | Energy demand | 0.89431 | FEC
PT | TYNDP2026 | HEV | 2040 | TWh | 225 | Sub_sector | Industry | Steel | Industry (steel) | Energetic | industry_steel_demand_heat_energetic | Heat | EU | Energy demand | 0 | FEC
PT | TYNDP2026 | HEV | 2040 | TWh | 226 | Sub_sector | Industry | Steel | Industry (steel) | Energetic | industry_steel_demand_biomass_energetic | Biomass | EU | Energy demand | 0 | FEC
PT | TYNDP2026 | HEV | 2040 | TWh | 227 | Sub_sector | Industry | Steel | Industry (steel) | Energetic | industry_steel_demand_coal_energetic | Solids | EU | Energy demand | 0.089542 | FEC
PT | TYNDP2026 | HEV | 2040 | TWh | 228 | Sub_sector | Industry | Steel | Industry (steel) | Energetic | industry_steel_demand_oil_energetic | Liquids | EU | Energy demand | 0.036304 | FEC
PT | TYNDP2026 | HEV | 2040 | TWh | 229 | Sub_sector | Industry | Steel | Industry (steel) | Energetic | industry_steel_demand_others_energetic | Others | EU | Energy demand | 0 | FEC
PT | TYNDP2026 | HEV | 2040 | TWh | 230 | Sub_sector | Industry | Steel | Industry (steel) | Energetic | industry_steel_demand_ammonia_energetic | Ammonia | EU | Energy demand | 0 | FEC
PT | TYNDP2026 | HEV | 2040 | TWh | 232 | Sub_sector | Transport | Cars | Transport (cars) | Energetic | transport_cars_final_demand_electricity | Electricity | EU | Energy demand | 7.2998 | FEC
PT | TYNDP2026 | HEV | 2040 | TWh | 233 | Sub_sector | Transport | Cars | Transport (cars) | Energetic | transport_cars_final_demand_hydrogen | Hydrogen | EU | Energy demand | 0 | FEC
PT | TYNDP2026 | HEV | 2040 | TWh | 234 | Sub_sector | Transport | Cars | Transport (cars) | Energetic | transport_cars_final_demand_methane | Methane | EU | Energy demand | 0.0002866 | FEC
PT | TYNDP2026 | HEV | 2040 | TWh | 235 | Sub_sector | Transport | Cars | Transport (cars) | Energetic | transport_cars_final_demand_heat | Heat | EU | Energy demand | 0 | FEC
PT | TYNDP2026 | HEV | 2040 | TWh | 236 | Sub_sector | Transport | Cars | Transport (cars) | Energetic | transport_cars_final_demand_biomass | Biomass | EU | Energy demand | 0 | FEC
PT | TYNDP2026 | HEV | 2040 | TWh | 237 | Sub_sector | Transport | Cars | Transport (cars) | Energetic | transport_cars_final_demand_coal | Solids | EU | Energy demand | 0 | FEC
PT | TYNDP2026 | HEV | 2040 | TWh | 238 | Sub_sector | Transport | Cars | Transport (cars) | Energetic | transport_cars_final_demand_oil | Liquids | EU | Energy demand | 23.5476 | FEC
PT | TYNDP2026 | HEV | 2040 | TWh | 239 | Sub_sector | Transport | Cars | Transport (cars) | Energetic | transport_cars_final_demand_other | Others | EU | Energy demand | 0 | FEC
PT | TYNDP2026 | HEV | 2040 | TWh | 240 | Sub_sector | Transport | Cars | Transport (cars) | Energetic | transport_cars_final_demand_ammonia | Ammonia | EU | Energy demand | 0 | FEC
PT | TYNDP2026 | HEV | 2040 | TWh | 242 | Sub_sector | Transport | Busses | Transport (busses) | Energetic | transport_busses_final_demand_electricity | Electricity | EU | Energy demand | 0.46326 | FEC
PT | TYNDP2026 | HEV | 2040 | TWh | 243 | Sub_sector | Transport | Busses | Transport (busses) | Energetic | transport_busses_final_demand_hydrogen | Hydrogen | EU | Energy demand | 0 | FEC
PT | TYNDP2026 | HEV | 2040 | TWh | 244 | Sub_sector | Transport | Busses | Transport (busses) | Energetic | transport_busses_final_demand_methane | Methane | EU | Energy demand | 0.52867 | FEC
PT | TYNDP2026 | HEV | 2040 | TWh | 245 | Sub_sector | Transport | Busses | Transport (busses) | Energetic | transport_busses_final_demand_heat | Heat | EU | Energy demand | 0 | FEC
PT | TYNDP2026 | HEV | 2040 | TWh | 246 | Sub_sector | Transport | Busses | Transport (busses) | Energetic | transport_busses_final_demand_biomass | Biomass | EU | Energy demand | 0 | FEC
PT | TYNDP2026 | HEV | 2040 | TWh | 247 | Sub_sector | Transport | Busses | Transport (busses) | Energetic | transport_busses_final_demand_coal | Solids | EU | Energy demand | 0 | FEC
PT | TYNDP2026 | HEV | 2040 | TWh | 248 | Sub_sector | Transport | Busses | Transport (busses) | Energetic | transport_busses_final_demand_oil | Liquids | EU | Energy demand | 0.377 | FEC
PT | TYNDP2026 | HEV | 2040 | TWh | 249 | Sub_sector | Transport | Busses | Transport (busses) | Energetic | transport_busses_final_demand_other | Others | EU | Energy demand | 0 | FEC
PT | TYNDP2026 | HEV | 2040 | TWh | 250 | Sub_sector | Transport | Busses | Transport (busses) | Energetic | transport_busses_final_demand_ammonia | Ammonia | EU | Energy demand | 0 | FEC
PT | TYNDP2026 | HEV | 2040 | TWh | 252 | Sub_sector | Transport | Trucks | Transport (trucks) | Energetic | transport_trucks_final_demand_electricity | Electricity | EU | Energy demand | 0.70213 | FEC
PT | TYNDP2026 | HEV | 2040 | TWh | 253 | Sub_sector | Transport | Trucks | Transport (trucks) | Energetic | transport_trucks_final_demand_hydrogen | Hydrogen | EU | Energy demand | 0 | FEC
PT | TYNDP2026 | HEV | 2040 | TWh | 254 | Sub_sector | Transport | Trucks | Transport (trucks) | Energetic | transport_trucks_final_demand_methane | Methane | EU | Energy demand | 0.00043081 | FEC
PT | TYNDP2026 | HEV | 2040 | TWh | 255 | Sub_sector | Transport | Trucks | Transport (trucks) | Energetic | transport_trucks_final_demand_heat | Heat | EU | Energy demand | 0 | FEC
PT | TYNDP2026 | HEV | 2040 | TWh | 256 | Sub_sector | Transport | Trucks | Transport (trucks) | Energetic | transport_trucks_final_demand_biomass | Biomass | EU | Energy demand | 0 | FEC
PT | TYNDP2026 | HEV | 2040 | TWh | 257 | Sub_sector | Transport | Trucks | Transport (trucks) | Energetic | transport_trucks_final_demand_coal | Solids | EU | Energy demand | 0 | FEC
PT | TYNDP2026 | HEV | 2040 | TWh | 258 | Sub_sector | Transport | Trucks | Transport (trucks) | Energetic | transport_trucks_final_demand_oil | Liquids | EU | Energy demand | 6.4023 | FEC
PT | TYNDP2026 | HEV | 2040 | TWh | 259 | Sub_sector | Transport | Trucks | Transport (trucks) | Energetic | transport_trucks_final_demand_other | Others | EU | Energy demand | 0 | FEC
PT | TYNDP2026 | HEV | 2040 | TWh | 260 | Sub_sector | Transport | Trucks | Transport (trucks) | Energetic | transport_trucks_final_demand_ammonia | Ammonia | EU | Energy demand | 0 | FEC
PT | TYNDP2026 | HEV | 2040 | TWh | 262 | Sub_sector | Transport | Vans | Transport (vans) | Energetic | transport_vans_final_demand_electricity | Electricity | EU | Energy demand | 0.69652 | FEC
PT | TYNDP2026 | HEV | 2040 | TWh | 263 | Sub_sector | Transport | Vans | Transport (vans) | Energetic | transport_vans_final_demand_hydrogen | Hydrogen | EU | Energy demand | 0 | FEC
PT | TYNDP2026 | HEV | 2040 | TWh | 264 | Sub_sector | Transport | Vans | Transport (vans) | Energetic | transport_vans_final_demand_methane | Methane | EU | Energy demand | 0.00020759 | FEC
PT | TYNDP2026 | HEV | 2040 | TWh | 265 | Sub_sector | Transport | Vans | Transport (vans) | Energetic | transport_vans_final_demand_heat | Heat | EU | Energy demand | 0 | FEC
PT | TYNDP2026 | HEV | 2040 | TWh | 266 | Sub_sector | Transport | Vans | Transport (vans) | Energetic | transport_vans_final_demand_biomass | Biomass | EU | Energy demand | 0 | FEC
PT | TYNDP2026 | HEV | 2040 | TWh | 267 | Sub_sector | Transport | Vans | Transport (vans) | Energetic | transport_vans_final_demand_coal | Solids | EU | Energy demand | 0 | FEC
PT | TYNDP2026 | HEV | 2040 | TWh | 268 | Sub_sector | Transport | Vans | Transport (vans) | Energetic | transport_vans_final_demand_oil | Liquids | EU | Energy demand | 4.4415 | FEC
PT | TYNDP2026 | HEV | 2040 | TWh | 269 | Sub_sector | Transport | Vans | Transport (vans) | Energetic | transport_vans_final_demand_other | Others | EU | Energy demand | 0 | FEC
PT | TYNDP2026 | HEV | 2040 | TWh | 270 | Sub_sector | Transport | Vans | Transport (vans) | Energetic | transport_vans_final_demand_ammonia | Ammonia | EU | Energy demand | 0 | FEC
PT | TYNDP2026 | HEV | 2040 | TWh | 272 | Sub_sector | Transport | Freight trains | Transport (trains) | Energetic | transport_trains_final_demand_electricity | Electricity | EU | Energy demand | 0.50915 | FEC
PT | TYNDP2026 | HEV | 2040 | TWh | 273 | Sub_sector | Transport | Freight trains | Transport (trains) | Energetic | transport_trains_final_demand_hydrogen | Hydrogen | EU | Energy demand | 0 | FEC
PT | TYNDP2026 | HEV | 2040 | TWh | 274 | Sub_sector | Transport | Freight trains | Transport (trains) | Energetic | transport_trains_final_demand_methane | Methane | EU | Energy demand | 0 | FEC
PT | TYNDP2026 | HEV | 2040 | TWh | 275 | Sub_sector | Transport | Freight trains | Transport (trains) | Energetic | transport_trains_final_demand_heat | Heat | EU | Energy demand | 0 | FEC
PT | TYNDP2026 | HEV | 2040 | TWh | 276 | Sub_sector | Transport | Freight trains | Transport (trains) | Energetic | transport_trains_final_demand_biomass | Biomass | EU | Energy demand | 0 | FEC
PT | TYNDP2026 | HEV | 2040 | TWh | 277 | Sub_sector | Transport | Freight trains | Transport (trains) | Energetic | transport_trains_final_demand_coal | Solids | EU | Energy demand | 0 | FEC
PT | TYNDP2026 | HEV | 2040 | TWh | 278 | Sub_sector | Transport | Freight trains | Transport (trains) | Energetic | transport_trains_final_demand_oil | Liquids | EU | Energy demand | 0 | FEC
PT | TYNDP2026 | HEV | 2040 | TWh | 279 | Sub_sector | Transport | Freight trains | Transport (trains) | Energetic | transport_trains_final_demand_other | Others | EU | Energy demand | 0 | FEC
PT | TYNDP2026 | HEV | 2040 | TWh | 280 | Sub_sector | Transport | Freight trains | Transport (trains) | Energetic | transport_trains_final_demand_ammonia | Ammonia | EU | Energy demand | 0 | FEC
PT | TYNDP2026 | HEV | 2040 | TWh | 282 | Sub_sector | Transport | Ships | Transport (ships) | Energetic | transport_ships_final_demand_electricity | Electricity | EU | Energy demand | 0.054385 | FEC
PT | TYNDP2026 | HEV | 2040 | TWh | 283 | Sub_sector | Transport | Ships | Transport (ships) | Energetic | transport_ships_final_demand_hydrogen | Hydrogen | EU | Energy demand | 0 | FEC
PT | TYNDP2026 | HEV | 2040 | TWh | 284 | Sub_sector | Transport | Ships | Transport (ships) | Energetic | transport_ships_final_demand_methane | Methane | EU | Energy demand | 5.71e-05 | FEC
PT | TYNDP2026 | HEV | 2040 | TWh | 285 | Sub_sector | Transport | Ships | Transport (ships) | Energetic | transport_ships_final_demand_heat | Heat | EU | Energy demand | 0 | FEC
PT | TYNDP2026 | HEV | 2040 | TWh | 286 | Sub_sector | Transport | Ships | Transport (ships) | Energetic | transport_ships_final_demand_biomass | Biomass | EU | Energy demand | 0 | FEC
PT | TYNDP2026 | HEV | 2040 | TWh | 287 | Sub_sector | Transport | Ships | Transport (ships) | Energetic | transport_ships_final_demand_coal | Solids | EU | Energy demand | 0 | FEC
PT | TYNDP2026 | HEV | 2040 | TWh | 288 | Sub_sector | Transport | Ships | Transport (ships) | Energetic | transport_ships_final_demand_oil | Liquids | EU | Energy demand | 1.7341 | FEC
PT | TYNDP2026 | HEV | 2040 | TWh | 289 | Sub_sector | Transport | Ships | Transport (ships) | Energetic | transport_ships_final_demand_other | Others | EU | Energy demand | 0 | FEC
PT | TYNDP2026 | HEV | 2040 | TWh | 290 | Sub_sector | Transport | Ships | Transport (ships) | Energetic | transport_ships_final_demand_ammonia | Ammonia | EU | Energy demand | 0 | FEC
PT | TYNDP2026 | HEV | 2040 | TWh | 292 | Sub_sector | Transport | Planes | Transport (planes) | Energetic | transport_planes_final_demand_electricity | Electricity | EU | Energy demand | 0 | FEC
PT | TYNDP2026 | HEV | 2040 | TWh | 293 | Sub_sector | Transport | Planes | Transport (planes) | Energetic | transport_planes_final_demand_hydrogen | Hydrogen | EU | Energy demand | 0 | FEC
PT | TYNDP2026 | HEV | 2040 | TWh | 294 | Sub_sector | Transport | Planes | Transport (planes) | Energetic | transport_planes_final_demand_methane | Methane | EU | Energy demand | 0 | FEC
PT | TYNDP2026 | HEV | 2040 | TWh | 295 | Sub_sector | Transport | Planes | Transport (planes) | Energetic | transport_planes_final_demand_heat | Heat | EU | Energy demand | 0 | FEC
PT | TYNDP2026 | HEV | 2040 | TWh | 296 | Sub_sector | Transport | Planes | Transport (planes) | Energetic | transport_planes_final_demand_biomass | Biomass | EU | Energy demand | 0 | FEC
PT | TYNDP2026 | HEV | 2040 | TWh | 297 | Sub_sector | Transport | Planes | Transport (planes) | Energetic | transport_planes_final_demand_coal | Solids | EU | Energy demand | 0 | FEC
PT | TYNDP2026 | HEV | 2040 | TWh | 298 | Sub_sector | Transport | Planes | Transport (planes) | Energetic | transport_planes_final_demand_oil | Liquids | EU | Energy demand | 1.7002 | FEC
PT | TYNDP2026 | HEV | 2040 | TWh | 299 | Sub_sector | Transport | Planes | Transport (planes) | Energetic | transport_planes_final_demand_other | Others | EU | Energy demand | 0 | FEC
PT | TYNDP2026 | HEV | 2040 | TWh | 300 | Sub_sector | Transport | Planes | Transport (planes) | Energetic | transport_planes_final_demand_ammonia | Ammonia | EU | Energy demand | 0 | FEC
PT | TYNDP2026 | HEV | 2040 | TWh | 302 | Sub_sector | Transport | Others | Transport (others) | Energetic | transport_other_final_demand_electricity | Electricity | EU | Energy demand | 0.001396 | FEC
PT | TYNDP2026 | HEV | 2040 | TWh | 303 | Sub_sector | Transport | Others | Transport (others) | Energetic | transport_other_final_demand_hydrogen | Hydrogen | EU | Energy demand | 0 | FEC
PT | TYNDP2026 | HEV | 2040 | TWh | 304 | Sub_sector | Transport | Others | Transport (others) | Energetic | transport_other_final_demand_methane | Methane | EU | Energy demand | 0 | FEC
PT | TYNDP2026 | HEV | 2040 | TWh | 305 | Sub_sector | Transport | Others | Transport (others) | Energetic | transport_other_final_demand_heat | Heat | EU | Energy demand | 0 | FEC
PT | TYNDP2026 | HEV | 2040 | TWh | 306 | Sub_sector | Transport | Others | Transport (others) | Energetic | transport_other_final_demand_biomass | Biomass | EU | Energy demand | 0 | FEC
PT | TYNDP2026 | HEV | 2040 | TWh | 307 | Sub_sector | Transport | Others | Transport (others) | Energetic | transport_other_final_demand_coal | Solids | EU | Energy demand | 0 | FEC
PT | TYNDP2026 | HEV | 2040 | TWh | 308 | Sub_sector | Transport | Others | Transport (others) | Energetic | transport_other_final_demand_oil | Liquids | EU | Energy demand | 0.62524 | FEC
PT | TYNDP2026 | HEV | 2040 | TWh | 309 | Sub_sector | Transport | Others | Transport (others) | Energetic | transport_other_final_demand_other | Others | EU | Energy demand | 0 | FEC
PT | TYNDP2026 | HEV | 2040 | TWh | 310 | Sub_sector | Transport | Others | Transport (others) | Energetic | transport_other_final_demand_ammonia | Ammonia | EU | Energy demand | 0 | FEC
PT | TYNDP2026 | HEV | 2040 | TWh | 312 | Sub_sector | International transport | International aviation | Transport (int. aviation) | Energetic | transport_int_aviation_final_demand_electricity | Electricity | EU | Energy demand | 0 | FEC
PT | TYNDP2026 | HEV | 2040 | TWh | 313 | Sub_sector | International transport | International aviation | Transport (int. aviation) | Energetic | transport_int_aviation_final_demand_hydrogen | Hydrogen | EU | Energy demand | 0 | FEC
PT | TYNDP2026 | HEV | 2040 | TWh | 314 | Sub_sector | International transport | International aviation | Transport (int. aviation) | Energetic | transport_int_aviation_final_demand_methane | Methane | EU | Energy demand | 0 | FEC
PT | TYNDP2026 | HEV | 2040 | TWh | 315 | Sub_sector | International transport | International aviation | Transport (int. aviation) | Energetic | transport_int_aviation_final_demand_heat | Heat | EU | Energy demand | 0 | FEC
PT | TYNDP2026 | HEV | 2040 | TWh | 316 | Sub_sector | International transport | International aviation | Transport (int. aviation) | Energetic | transport_int_aviation_final_demand_biofuels | Biomass | EU | Energy demand | 0 | FEC
PT | TYNDP2026 | HEV | 2040 | TWh | 317 | Sub_sector | International transport | International aviation | Transport (int. aviation) | Energetic | transport_int_aviation_final_demand_coal | Solids | EU | Energy demand | 0 | FEC
PT | TYNDP2026 | HEV | 2040 | TWh | 318 | Sub_sector | International transport | International aviation | Transport (int. aviation) | Energetic | transport_int_aviation_final_demand_oil | Liquids | EU | Energy demand | 14.8941 | FEC
PT | TYNDP2026 | HEV | 2040 | TWh | 319 | Sub_sector | International transport | International aviation | Transport (int. aviation) | Energetic | transport_int_aviation_final_demand_other | Others | EU | Energy demand | 0 | FEC
PT | TYNDP2026 | HEV | 2040 | TWh | 320 | Sub_sector | International transport | International aviation | Transport (int. aviation) | Energetic | transport_int_aviation_final_demand_ammonia | Ammonia | EU | Energy demand | 0 | FEC
PT | TYNDP2026 | HEV | 2040 | TWh | 322 | Sub_sector | International transport | International shipping | Transport (int. shipping) | Energetic | transport_int_shipping_final_demand_electricity | Electricity | EU | Energy demand | 0 | not_included_in_FEC
PT | TYNDP2026 | HEV | 2040 | TWh | 323 | Sub_sector | International transport | International shipping | Transport (int. shipping) | Energetic | transport_int_shipping_final_demand_hydrogen | Hydrogen | EU | Energy demand | 0 | not_included_in_FEC
PT | TYNDP2026 | HEV | 2040 | TWh | 324 | Sub_sector | International transport | International shipping | Transport (int. shipping) | Energetic | transport_int_shipping_final_demand_methane | Methane | EU | Energy demand | 0 | not_included_in_FEC
PT | TYNDP2026 | HEV | 2040 | TWh | 325 | Sub_sector | International transport | International shipping | Transport (int. shipping) | Energetic | transport_int_shipping_final_demand_heat | Heat | EU | Energy demand | 0 | not_included_in_FEC
PT | TYNDP2026 | HEV | 2040 | TWh | 326 | Sub_sector | International transport | International shipping | Transport (int. shipping) | Energetic | transport_int_shipping_final_demand_biofuels | Biomass | EU | Energy demand | 0 | not_included_in_FEC
PT | TYNDP2026 | HEV | 2040 | TWh | 327 | Sub_sector | International transport | International shipping | Transport (int. shipping) | Energetic | transport_int_shipping_final_demand_coal | Solids | EU | Energy demand | 0 | not_included_in_FEC
PT | TYNDP2026 | HEV | 2040 | TWh | 328 | Sub_sector | International transport | International shipping | Transport (int. shipping) | Energetic | transport_int_shipping_final_demand_oil | Liquids | EU | Energy demand | 9.2522 | not_included_in_FEC
PT | TYNDP2026 | HEV | 2040 | TWh | 329 | Sub_sector | International transport | International shipping | Transport (int. shipping) | Energetic | transport_int_shipping_final_demand_other | Others | EU | Energy demand | 0 | not_included_in_FEC
PT | TYNDP2026 | HEV | 2040 | TWh | 330 | Sub_sector | International transport | International shipping | Transport (int. shipping) | Energetic | transport_int_shipping_final_demand_ammonia | Ammonia | EU | Energy demand | 0 | not_included_in_FEC
PT | TYNDP2026 | HEV | 2040 | TWh | 332 | Sub_sector | Households | Space heating | Households (heating) | Energetic | households_heating_final_demand_electricity | Electricity | EU | Energy demand | 0.96638 | FEC
PT | TYNDP2026 | HEV | 2040 | TWh | 333 | Sub_sector | Households | Space heating | Households (heating) | Energetic | households_heating_final_demand_hydrogen | Hydrogen | EU | Energy demand | 0 | FEC
PT | TYNDP2026 | HEV | 2040 | TWh | 334 | Sub_sector | Households | Space heating | Households (heating) | Energetic | households_heating_final_demand_methane | Methane | EU | Energy demand | 0 | FEC
PT | TYNDP2026 | HEV | 2040 | TWh | 335 | Sub_sector | Households | Space heating | Households (heating) | Energetic | households_heating_final_demand_heat | Heat | EU | Energy demand | 0 | FEC
PT | TYNDP2026 | HEV | 2040 | TWh | 336 | Sub_sector | Households | Space heating | Households (heating) | Energetic | households_heating_final_demand_biomass | Biomass | EU | Energy demand | 4.7958 | FEC
PT | TYNDP2026 | HEV | 2040 | TWh | 337 | Sub_sector | Households | Space heating | Households (heating) | Energetic | households_heating_final_demand_coal | Solids | EU | Energy demand | 0 | FEC
PT | TYNDP2026 | HEV | 2040 | TWh | 338 | Sub_sector | Households | Space heating | Households (heating) | Energetic | households_heating_final_demand_oil | Liquids | EU | Energy demand | 0 | FEC
PT | TYNDP2026 | HEV | 2040 | TWh | 339 | Sub_sector | Households | Space heating | Households (heating) | Energetic | households_heating_final_demand_other | Others | EU | Energy demand | 0 | FEC
PT | TYNDP2026 | HEV | 2040 | TWh | 340 | Sub_sector | Households | Space heating | Households (heating) | Energetic | households_heating_final_demand_ammonia | Ammonia | EU | Energy demand | 0 | FEC
PT | TYNDP2026 | HEV | 2040 | TWh | 343 | Sub_sector | Households | Cooling | Households (cooling) | Energetic | households_cooling_final_demand_electricity | Electricity | EU | Energy demand | 0.31273 | FEC
PT | TYNDP2026 | HEV | 2040 | TWh | 344 | Sub_sector | Households | Cooling | Households (cooling) | Energetic | households_cooling_final_demand_hydrogen | Hydrogen | EU | Energy demand | 0 | FEC
PT | TYNDP2026 | HEV | 2040 | TWh | 345 | Sub_sector | Households | Cooling | Households (cooling) | Energetic | households_cooling_final_demand_methane | Methane | EU | Energy demand | 0 | FEC
PT | TYNDP2026 | HEV | 2040 | TWh | 346 | Sub_sector | Households | Cooling | Households (cooling) | Energetic | households_cooling_final_demand_heat | Heat | EU | Energy demand | 0 | FEC
PT | TYNDP2026 | HEV | 2040 | TWh | 347 | Sub_sector | Households | Cooling | Households (cooling) | Energetic | households_cooling_final_demand_biomass | Biomass | EU | Energy demand | 0 | FEC
PT | TYNDP2026 | HEV | 2040 | TWh | 348 | Sub_sector | Households | Cooling | Households (cooling) | Energetic | households_cooling_final_demand_coal | Solids | EU | Energy demand | 0 | FEC
PT | TYNDP2026 | HEV | 2040 | TWh | 349 | Sub_sector | Households | Cooling | Households (cooling) | Energetic | households_cooling_final_demand_oil | Liquids | EU | Energy demand | 0 | FEC
PT | TYNDP2026 | HEV | 2040 | TWh | 350 | Sub_sector | Households | Cooling | Households (cooling) | Energetic | households_cooling_final_demand_other | Others | EU | Energy demand | 0 | FEC
PT | TYNDP2026 | HEV | 2040 | TWh | 351 | Sub_sector | Households | Cooling | Households (cooling) | Energetic | households_cooling_final_demand_ammonia | Ammonia | EU | Energy demand | 0 | FEC
PT | TYNDP2026 | HEV | 2040 | TWh | 354 | Sub_sector | Households | Hot water | Households (hot water) | Energetic | households_hot_water_final_demand_electricity | Electricity | EU | Energy demand | 1.2221 | FEC
PT | TYNDP2026 | HEV | 2040 | TWh | 355 | Sub_sector | Households | Hot water | Households (hot water) | Energetic | households_hot_water_final_demand_hydrogen | Hydrogen | EU | Energy demand | 0 | FEC
PT | TYNDP2026 | HEV | 2040 | TWh | 356 | Sub_sector | Households | Hot water | Households (hot water) | Energetic | households_hot_water_final_demand_methane | Methane | EU | Energy demand | 0 | FEC
PT | TYNDP2026 | HEV | 2040 | TWh | 357 | Sub_sector | Households | Hot water | Households (hot water) | Energetic | households_hot_water_final_demand_heat | Heat | EU | Energy demand | 0 | FEC
PT | TYNDP2026 | HEV | 2040 | TWh | 358 | Sub_sector | Households | Hot water | Households (hot water) | Energetic | households_hot_water_final_demand_biomass | Biomass | EU | Energy demand | 3.5655 | FEC
PT | TYNDP2026 | HEV | 2040 | TWh | 359 | Sub_sector | Households | Hot water | Households (hot water) | Energetic | households_hot_water_final_demand_coal | Solids | EU | Energy demand | 0 | FEC
PT | TYNDP2026 | HEV | 2040 | TWh | 360 | Sub_sector | Households | Hot water | Households (hot water) | Energetic | households_hot_water_final_demand_oil | Liquids | EU | Energy demand | 0 | FEC
PT | TYNDP2026 | HEV | 2040 | TWh | 361 | Sub_sector | Households | Hot water | Households (hot water) | Energetic | households_hot_water_final_demand_other | Others | EU | Energy demand | 0.66298 | FEC
PT | TYNDP2026 | HEV | 2040 | TWh | 362 | Sub_sector | Households | Hot water | Households (hot water) | Energetic | households_hot_water_final_demand_ammonia | Ammonia | EU | Energy demand | 0 | FEC
PT | TYNDP2026 | HEV | 2040 | TWh | 365 | Sub_sector | Households | Appliances | Households (appliances) | Energetic | households_appliances_final_demand_electricity | Electricity | EU | Energy demand | 11.2299 | FEC
PT | TYNDP2026 | HEV | 2040 | TWh | 366 | Sub_sector | Households | Appliances | Households (appliances) | Energetic | households_appliances_final_demand_hydrogen | Hydrogen | EU | Energy demand | 0 | FEC
PT | TYNDP2026 | HEV | 2040 | TWh | 367 | Sub_sector | Households | Appliances | Households (appliances) | Energetic | households_appliances_final_demand_methane | Methane | EU | Energy demand | 0.030831 | FEC
PT | TYNDP2026 | HEV | 2040 | TWh | 368 | Sub_sector | Households | Appliances | Households (appliances) | Energetic | households_appliances_final_demand_heat | Heat | EU | Energy demand | 0 | FEC
PT | TYNDP2026 | HEV | 2040 | TWh | 369 | Sub_sector | Households | Appliances | Households (appliances) | Energetic | households_appliances_final_demand_biomass | Biomass | EU | Energy demand | 0 | FEC
PT | TYNDP2026 | HEV | 2040 | TWh | 370 | Sub_sector | Households | Appliances | Households (appliances) | Energetic | households_appliances_final_demand_coal | Solids | EU | Energy demand | 0 | FEC
PT | TYNDP2026 | HEV | 2040 | TWh | 371 | Sub_sector | Households | Appliances | Households (appliances) | Energetic | households_appliances_final_demand_oil | Liquids | EU | Energy demand | 0 | FEC
PT | TYNDP2026 | HEV | 2040 | TWh | 372 | Sub_sector | Households | Appliances | Households (appliances) | Energetic | households_appliances_final_demand_other | Others | EU | Energy demand | 0 | FEC
PT | TYNDP2026 | HEV | 2040 | TWh | 373 | Sub_sector | Households | Appliances | Households (appliances) | Energetic | households_appliances_final_demand_ammonia | Ammonia | EU | Energy demand | 0 | FEC
PT | TYNDP2026 | HEV | 2040 | TWh | 375 | Sub_sector | Buildings | Space heating | Buildings (heat) | Energetic | buildings_heat_final_demand_electricity | Electricity | EU | Energy demand | 5.9064 | FEC
PT | TYNDP2026 | HEV | 2040 | TWh | 376 | Sub_sector | Buildings | Space heating | Buildings (heat) | Energetic | buildings_heat_final_demand_hydrogen | Hydrogen | EU | Energy demand | 0 | FEC
PT | TYNDP2026 | HEV | 2040 | TWh | 377 | Sub_sector | Buildings | Space heating | Buildings (heat) | Energetic | buildings_heat_final_demand_methane | Methane | EU | Energy demand | 0.75799 | FEC
PT | TYNDP2026 | HEV | 2040 | TWh | 378 | Sub_sector | Buildings | Space heating | Buildings (heat) | Energetic | buildings_heat_final_demand_heat | Heat | EU | Energy demand | 0 | FEC
PT | TYNDP2026 | HEV | 2040 | TWh | 379 | Sub_sector | Buildings | Space heating | Buildings (heat) | Energetic | buildings_heat_final_demand_biomass | Biomass | EU | Energy demand | 0 | FEC
PT | TYNDP2026 | HEV | 2040 | TWh | 380 | Sub_sector | Buildings | Space heating | Buildings (heat) | Energetic | buildings_heat_final_demand_coal | Solids | EU | Energy demand | 0 | FEC
PT | TYNDP2026 | HEV | 2040 | TWh | 381 | Sub_sector | Buildings | Space heating | Buildings (heat) | Energetic | buildings_heat_final_demand_oil | Liquids | EU | Energy demand | 0 | FEC
PT | TYNDP2026 | HEV | 2040 | TWh | 382 | Sub_sector | Buildings | Space heating | Buildings (heat) | Energetic | buildings_heat_final_demand_other | Others | EU | Energy demand | 0.063776 | FEC
PT | TYNDP2026 | HEV | 2040 | TWh | 383 | Sub_sector | Buildings | Space heating | Buildings (heat) | Energetic | buildings_heat_final_demand_ammonia | Ammonia | EU | Energy demand | 0 | FEC
PT | TYNDP2026 | HEV | 2040 | TWh | 386 | Sub_sector | Buildings | Cooling | Buildings (cooling) | Energetic | buildings_cooling_final_demand_electricity | Electricity | EU | Energy demand | 2.0917 | FEC
PT | TYNDP2026 | HEV | 2040 | TWh | 387 | Sub_sector | Buildings | Cooling | Buildings (cooling) | Energetic | buildings_cooling_final_demand_hydrogen | Hydrogen | EU | Energy demand | 0 | FEC
PT | TYNDP2026 | HEV | 2040 | TWh | 388 | Sub_sector | Buildings | Cooling | Buildings (cooling) | Energetic | buildings_cooling_final_demand_methane | Methane | EU | Energy demand | 0 | FEC
PT | TYNDP2026 | HEV | 2040 | TWh | 389 | Sub_sector | Buildings | Cooling | Buildings (cooling) | Energetic | buildings_cooling_final_demand_heat | Heat | EU | Energy demand | 0 | FEC
PT | TYNDP2026 | HEV | 2040 | TWh | 390 | Sub_sector | Buildings | Cooling | Buildings (cooling) | Energetic | buildings_cooling_final_demand_biomass | Biomass | EU | Energy demand | 0 | FEC
PT | TYNDP2026 | HEV | 2040 | TWh | 391 | Sub_sector | Buildings | Cooling | Buildings (cooling) | Energetic | buildings_cooling_final_demand_coal | Solids | EU | Energy demand | 0 | FEC
PT | TYNDP2026 | HEV | 2040 | TWh | 392 | Sub_sector | Buildings | Cooling | Buildings (cooling) | Energetic | buildings_cooling_final_demand_oil | Liquids | EU | Energy demand | 0 | FEC
PT | TYNDP2026 | HEV | 2040 | TWh | 393 | Sub_sector | Buildings | Cooling | Buildings (cooling) | Energetic | buildings_cooling_final_demand_other | Others | EU | Energy demand | 0 | FEC
PT | TYNDP2026 | HEV | 2040 | TWh | 394 | Sub_sector | Buildings | Cooling | Buildings (cooling) | Energetic | buildings_cooling_final_demand_ammonia | Ammonia | EU | Energy demand | 0 | FEC
PT | TYNDP2026 | HEV | 2040 | TWh | 397 | Sub_sector | Buildings | Appliances | Buildings (appliances) | Energetic | buildings_appliances_final_demand_electricity | Electricity | EU | Energy demand | 8.1049 | FEC
PT | TYNDP2026 | HEV | 2040 | TWh | 398 | Sub_sector | Buildings | Appliances | Buildings (appliances) | Energetic | buildings_appliances_final_demand_hydrogen | Hydrogen | EU | Energy demand | 0 | FEC
PT | TYNDP2026 | HEV | 2040 | TWh | 399 | Sub_sector | Buildings | Appliances | Buildings (appliances) | Energetic | buildings_appliances_final_demand_methane | Methane | EU | Energy demand | 0.94486 | FEC
PT | TYNDP2026 | HEV | 2040 | TWh | 400 | Sub_sector | Buildings | Appliances | Buildings (appliances) | Energetic | buildings_appliances_final_demand_heat | Heat | EU | Energy demand | 0 | FEC
PT | TYNDP2026 | HEV | 2040 | TWh | 401 | Sub_sector | Buildings | Appliances | Buildings (appliances) | Energetic | buildings_appliances_final_demand_biomass | Biomass | EU | Energy demand | 0 | FEC
PT | TYNDP2026 | HEV | 2040 | TWh | 402 | Sub_sector | Buildings | Appliances | Buildings (appliances) | Energetic | buildings_appliances_final_demand_coal | Solids | EU | Energy demand | 0 | FEC
PT | TYNDP2026 | HEV | 2040 | TWh | 403 | Sub_sector | Buildings | Appliances | Buildings (appliances) | Energetic | buildings_appliances_final_demand_oil | Liquids | EU | Energy demand | 0 | FEC
PT | TYNDP2026 | HEV | 2040 | TWh | 404 | Sub_sector | Buildings | Appliances | Buildings (appliances) | Energetic | buildings_appliances_final_demand_other | Others | EU | Energy demand | 0 | FEC
PT | TYNDP2026 | HEV | 2040 | TWh | 405 | Sub_sector | Buildings | Appliances | Buildings (appliances) | Energetic | buildings_appliances_final_demand_ammonia | Ammonia | EU | Energy demand | 0 | FEC
PT | TYNDP2026 | HEV | 2040 | TWh | 407 | Sub_sector | Buildings | Datacenters | Datacenters & ICT | Energetic | datacentres_final_demand_electricity_energetic | Electricity | EU | Energy demand | 23.4124 | FEC
PT | TYNDP2026 | HEV | 2040 | TWh | 408 | Sub_sector | Buildings | Datacenters | Datacenters & ICT | Energetic | datacentres_final_demand_hydrogen_energetic | Hydrogen | EU | Energy demand | 0 | FEC
PT | TYNDP2026 | HEV | 2040 | TWh | 409 | Sub_sector | Buildings | Datacenters | Datacenters & ICT | Energetic | datacentres_final_demand_methane_energetic | Methane | EU | Energy demand | 0 | FEC
PT | TYNDP2026 | HEV | 2040 | TWh | 410 | Sub_sector | Buildings | Datacenters | Datacenters & ICT | Energetic | datacentres_final_demand_heat_energetic | Heat | EU | Energy demand | 0 | FEC
PT | TYNDP2026 | HEV | 2040 | TWh | 411 | Sub_sector | Buildings | Datacenters | Datacenters & ICT | Energetic | datacentres_final_demand_biomass_energetic | Biomass | EU | Energy demand | 0 | FEC
PT | TYNDP2026 | HEV | 2040 | TWh | 412 | Sub_sector | Buildings | Datacenters | Datacenters & ICT | Energetic | datacentres_final_demand_coal_energetic | Solids | EU | Energy demand | 0 | FEC
PT | TYNDP2026 | HEV | 2040 | TWh | 413 | Sub_sector | Buildings | Datacenters | Datacenters & ICT | Energetic | datacentres_final_demand_oil_energetic | Liquids | EU | Energy demand | 0 | FEC
PT | TYNDP2026 | HEV | 2040 | TWh | 414 | Sub_sector | Buildings | Datacenters | Datacenters & ICT | Energetic | datacentres_final_demand_other_energetic | Others | EU | Energy demand | 0 | FEC
PT | TYNDP2026 | HEV | 2040 | TWh | 415 | Sub_sector | Buildings | Datacenters | Datacenters & ICT | Energetic | datacentres_final_demand_ammonia_energetic | Ammonia | EU | Energy demand | 0 | FEC
PT | TYNDP2026 | HEV | 2040 | TWh | 417 | Sub_sector | Transport | Others_Sector | Others_Sector | Energetic | other_final_demand_electricity_energetic | Electricity | EU | Energy demand | 0 | FEC
PT | TYNDP2026 | HEV | 2040 | TWh | 418 | Sub_sector | Transport | Others_Sector | Others_Sector | Energetic | other_final_demand_hydrogen_energetic | Hydrogen | EU | Energy demand | 0 | FEC
PT | TYNDP2026 | HEV | 2040 | TWh | 419 | Sub_sector | Transport | Pipeline Transport | Others_Sector | Energetic | other_final_demand_methane_energetic | Methane | EU | Energy demand | 0.0061281 | FEC
PT | TYNDP2026 | HEV | 2040 | TWh | 420 | Sub_sector | Transport | Others_Sector | Others_Sector | Energetic | other_final_demand_heat_energetic | Heat | EU | Energy demand | 0 | FEC
PT | TYNDP2026 | HEV | 2040 | TWh | 421 | Sub_sector | Transport | Others_Sector | Others_Sector | Energetic | other_final_demand_biomass_energetic | Biomass | EU | Energy demand | 0 | FEC
PT | TYNDP2026 | HEV | 2040 | TWh | 422 | Sub_sector | Transport | Others_Sector | Others_Sector | Energetic | other_final_demand_coal_energetic | Solids | EU | Energy demand | 0 | FEC
PT | TYNDP2026 | HEV | 2040 | TWh | 423 | Sub_sector | Transport | Others_Sector | Others_Sector | Energetic | other_final_demand_oil_energetic | Liquids | EU | Energy demand | 0.30277 | FEC
PT | TYNDP2026 | HEV | 2040 | TWh | 424 | Sub_sector | Others_Sector | Others_Sector | Others_Sector | Non-energetic | other_final_demand_oil_non_energetic | Liquids | EU | Energy demand | 0.47393 | not_included_in_FEC
PT | TYNDP2026 | HEV | 2040 | TWh | 425 | Sub_sector | Transport | Others_Sector | Others_Sector | Energetic | other_final_demand_other_energetic | Others | EU | Energy demand | 0 | FEC
PT | TYNDP2026 | HEV | 2040 | TWh | 426 | Sub_sector | Transport | Others_Sector | Others_Sector | Energetic | other_final_demand_ammonia_energetic | Ammonia | EU | Energy demand | 0 | FEC
PT | TYNDP2026 | HEV | 2040 | TWh | 427 | Sub_sector | Industry | Surplus_Heat_in_Industry | Surplus_Heat_in_Industry | Energetic | final_demand_of_industry_unused_local_production_steam_hot_water | Heat | EU | Energy demand | 0 | FEC
PT | TYNDP2026 | HEV | 2040 | TWh | 429 | Sub_sector | Agriculture | Total | Agriculture | Energetic | agriculture_final_demand_electricity_energetic | Electricity | EU | Energy demand | 0.95772 | FEC
PT | TYNDP2026 | HEV | 2040 | TWh | 430 | Sub_sector | Agriculture | Total | Agriculture | Energetic | agriculture_final_demand_hydrogen_energetic | Hydrogen | EU | Energy demand | 0 | FEC
PT | TYNDP2026 | HEV | 2040 | TWh | 431 | Sub_sector | Agriculture | Total | Agriculture | Energetic | agriculture_final_demand_methane_energetic | Methane | EU | Energy demand | 0.075185 | FEC
PT | TYNDP2026 | HEV | 2040 | TWh | 432 | Sub_sector | Agriculture | Total | Agriculture | Energetic | agriculture_final_demand_heat_energetic | Heat | EU | Energy demand | 0 | FEC
PT | TYNDP2026 | HEV | 2040 | TWh | 433 | Sub_sector | Agriculture | Total | Agriculture | Energetic | agriculture_final_demand_biomass_energetic | Biomass | EU | Energy demand | 0.059627 | FEC
PT | TYNDP2026 | HEV | 2040 | TWh | 434 | Sub_sector | Agriculture | Total | Agriculture | Energetic | agriculture_final_demand_coal_energetic | Solids | EU | Energy demand | 0 | FEC
PT | TYNDP2026 | HEV | 2040 | TWh | 435 | Sub_sector | Agriculture | Total | Agriculture | Energetic | agriculture_final_demand_oil_energetic | Liquids | EU | Energy demand | 3.3264 | FEC
PT | TYNDP2026 | HEV | 2040 | TWh | 436 | Sub_sector | Agriculture | Total | Agriculture | Energetic | agriculture_final_demand_other_energetic | Others | EU | Energy demand | 0 | FEC
PT | TYNDP2026 | HEV | 2040 | TWh | 437 | Sub_sector | Agriculture | Total | Agriculture | Energetic | agriculture_final_demand_ammonia_energetic | Ammonia | EU | Energy demand | 0 | FEC
PT | TYNDP2026 | HEV | 2040 | TWh | 447 | Sub_sector | Buildings | Surplus Energy | Buildings | Energetic | GAP | Electricity | EU | Energy demand | 0 | FEC
PT | TYNDP2026 | HEV | 2040 | TWh | 448 | Sub_sector | Buildings | Surplus Energy | Buildings | Energetic | GAP | Hydrogen | EU | Energy demand | 0 | FEC
PT | TYNDP2026 | HEV | 2040 | TWh | 449 | Sub_sector | Buildings | Surplus Energy | Buildings | Energetic | GAP | Methane | EU | Energy demand | 0 | FEC
PT | TYNDP2026 | HEV | 2040 | TWh | 450 | Sub_sector | Buildings | Surplus Energy | Buildings | Energetic | GAP | Heat | EU | Energy demand | 0 | FEC
PT | TYNDP2026 | HEV | 2040 | TWh | 451 | Sub_sector | Buildings | Surplus Energy | Buildings | Energetic | GAP | Biomass | EU | Energy demand | 0.072504 | FEC
PT | TYNDP2026 | HEV | 2040 | TWh | 452 | Sub_sector | Buildings | Surplus Energy | Buildings | Energetic | GAP | Solids | EU | Energy demand | 0 | FEC
PT | TYNDP2026 | HEV | 2040 | TWh | 453 | Sub_sector | Buildings | Surplus Energy | Buildings | Energetic | GAP | Liquids | EU | Energy demand | 0.29012 | FEC
PT | TYNDP2026 | HEV | 2040 | TWh | 454 | Sub_sector | Buildings | Surplus Energy | Buildings | Energetic | GAP | Others | EU | Energy demand | 0 | FEC
PT | TYNDP2026 | HEV | 2040 | TWh | 455 | Sub_sector | Buildings | Surplus Energy | Buildings | Energetic | GAP | Ammonia | EU | Energy demand | 0 | FEC
PT | TYNDP2026 | HEV | 2040 | TWh | 456 | Sub_sector | Households | Surplus Energy | Households | Energetic | GAP | Electricity | EU | Energy demand | 0 | FEC
PT | TYNDP2026 | HEV | 2040 | TWh | 457 | Sub_sector | Households | Surplus Energy | Households | Energetic | GAP | Hydrogen | EU | Energy demand | 0 | FEC
PT | TYNDP2026 | HEV | 2040 | TWh | 458 | Sub_sector | Households | Surplus Energy | Households | Energetic | GAP | Methane | EU | Energy demand | 0 | FEC
PT | TYNDP2026 | HEV | 2040 | TWh | 459 | Sub_sector | Households | Surplus Energy | Households | Energetic | GAP | Heat | EU | Energy demand | 0 | FEC
PT | TYNDP2026 | HEV | 2040 | TWh | 460 | Sub_sector | Households | Surplus Energy | Households | Energetic | GAP | Biomass | EU | Energy demand | 0 | FEC
PT | TYNDP2026 | HEV | 2040 | TWh | 461 | Sub_sector | Households | Surplus Energy | Households | Energetic | GAP | Solids | EU | Energy demand | 0 | FEC
PT | TYNDP2026 | HEV | 2040 | TWh | 462 | Sub_sector | Households | Surplus Energy | Households | Energetic | GAP | Liquids | EU | Energy demand | 0 | FEC
PT | TYNDP2026 | HEV | 2040 | TWh | 463 | Sub_sector | Households | Surplus Energy | Households | Energetic | GAP | Others | EU | Energy demand | 0 | FEC
PT | TYNDP2026 | HEV | 2040 | TWh | 464 | Sub_sector | Households | Surplus Energy | Households | Energetic | GAP | Ammonia | EU | Energy demand | 0 | FEC
PT | TYNDP2026 | LEV | 2035 | TWh | 102 | Sub_sector | Industry | Aluminium | Industry (aluminium) | Energetic | industry_aluminium_demand_electricity_energetic | Electricity | EU | Energy demand | 0 | FEC
PT | TYNDP2026 | LEV | 2035 | TWh | 103 | Sub_sector | Industry | Aluminium | Industry (aluminium) | Energetic | industry_aluminium_demand_hydrogen_energetic | Hydrogen | EU | Energy demand | 0 | FEC
PT | TYNDP2026 | LEV | 2035 | TWh | 104 | Sub_sector | Industry | Aluminium | Industry (aluminium) | Energetic | industry_aluminium_demand_methane_energetic | Methane | EU | Energy demand | 0 | FEC
PT | TYNDP2026 | LEV | 2035 | TWh | 105 | Sub_sector | Industry | Aluminium | Industry (aluminium) | Energetic | industry_aluminium_demand_heat_energetic | Heat | EU | Energy demand | 0 | FEC
PT | TYNDP2026 | LEV | 2035 | TWh | 106 | Sub_sector | Industry | Aluminium | Industry (aluminium) | Energetic | industry_aluminium_demand_biomass_energetic | Biomass | EU | Energy demand | 0 | FEC
PT | TYNDP2026 | LEV | 2035 | TWh | 107 | Sub_sector | Industry | Aluminium | Industry (aluminium) | Energetic | industry_aluminium_demand_coal_energetic | Solids | EU | Energy demand | 0 | FEC
PT | TYNDP2026 | LEV | 2035 | TWh | 108 | Sub_sector | Industry | Aluminium | Industry (aluminium) | Energetic | industry_aluminium_demand_oil_energetic | Liquids | EU | Energy demand | 0 | FEC
PT | TYNDP2026 | LEV | 2035 | TWh | 109 | Sub_sector | Industry | Aluminium | Industry (aluminium) | Energetic | industry_aluminium_demand_others_energetic | Others | EU | Energy demand | 0 | FEC
PT | TYNDP2026 | LEV | 2035 | TWh | 110 | Sub_sector | Industry | Aluminium | Industry (aluminium) | Energetic | industry_ammonia_demand_others_energetic | Ammonia | EU | Energy demand | 0 | FEC
PT | TYNDP2026 | LEV | 2035 | TWh | 112 | Sub_sector | Industry | Chemicals | Industry (chemicals, energetic) | Energetic | industry_chemical_demand_electricity_energetic | Electricity | EU | Energy demand | 2.3288 | FEC
PT | TYNDP2026 | LEV | 2035 | TWh | 113 | Sub_sector | Industry | Chemicals | Industry (chemicals, energetic) | Energetic | industry_chemical_demand_hydrogen_energetic | Hydrogen | EU | Energy demand | 0 | FEC
PT | TYNDP2026 | LEV | 2035 | TWh | 114 | Sub_sector | Industry | Chemicals | Industry (chemicals, energetic) | Energetic | industry_chemical_demand_methane_energetic | Methane | EU | Energy demand | 1.891 | FEC
PT | TYNDP2026 | LEV | 2035 | TWh | 115 | Sub_sector | Industry | Chemicals | Industry (chemicals, energetic) | Energetic | industry_chemical_demand_heat_energetic | Heat | EU | Energy demand | 0.68079 | FEC
PT | TYNDP2026 | LEV | 2035 | TWh | 116 | Sub_sector | Industry | Chemicals | Industry (chemicals, energetic) | Energetic | industry_chemical_demand_biomass_energetic | Biomass | EU | Energy demand | 0.052229 | FEC
PT | TYNDP2026 | LEV | 2035 | TWh | 117 | Sub_sector | Industry | Chemicals | Industry (chemicals, energetic) | Energetic | industry_chemical_demand_coal_energetic | Solids | EU | Energy demand | 1.26e-05 | FEC
PT | TYNDP2026 | LEV | 2035 | TWh | 118 | Sub_sector | Industry | Chemicals | Industry (chemicals, energetic) | Energetic | industry_chemical_demand_oil_energetic | Liquids | EU | Energy demand | 0.065185 | FEC
PT | TYNDP2026 | LEV | 2035 | TWh | 119 | Sub_sector | Industry | Chemicals | Industry (chemicals, energetic) | Energetic | industry_chemical_demand_others_energetic | Others | EU | Energy demand | 0 | FEC
PT | TYNDP2026 | LEV | 2035 | TWh | 120 | Sub_sector | Industry | Chemicals | Industry (chemicals, energetic) | Energetic | industry_chemical_demand_ammonia_energetic | Ammonia | EU | Energy demand | 0 | FEC
PT | TYNDP2026 | LEV | 2035 | TWh | 122 | Sub_sector | Industry | Chemicals | Industry (chemicals, non-energetic) | Non-energetic | industry_chemical_demand_electricity_non_energetic | Electricity | EU | Energy demand | 0 | not_included_in_FEC
PT | TYNDP2026 | LEV | 2035 | TWh | 123 | Sub_sector | Industry | Chemicals | Industry (chemicals, non-energetic) | Non-energetic | industry_chemical_demand_hydrogen_non_energetic | Hydrogen | EU | Energy demand | 0 | not_included_in_FEC
PT | TYNDP2026 | LEV | 2035 | TWh | 124 | Sub_sector | Industry | Chemicals | Industry (chemicals, non-energetic) | Non-energetic | industry_chemical_demand_methane_non_energetic | Methane | EU | Energy demand | 0 | not_included_in_FEC
PT | TYNDP2026 | LEV | 2035 | TWh | 125 | Sub_sector | Industry | Chemicals | Industry (chemicals, non-energetic) | Non-energetic | industry_chemical_demand_heat_non_energetic | Heat | EU | Energy demand | 0 | not_included_in_FEC
PT | TYNDP2026 | LEV | 2035 | TWh | 126 | Sub_sector | Industry | Chemicals | Industry (chemicals, non-energetic) | Non-energetic | industry_chemical_demand_biomass_non_energetic | Biomass | EU | Energy demand | 0 | not_included_in_FEC
PT | TYNDP2026 | LEV | 2035 | TWh | 127 | Sub_sector | Industry | Chemicals | Industry (chemicals, non-energetic) | Non-energetic | industry_chemical_demand_coal_non_energetic | Solids | EU | Energy demand | 0 | not_included_in_FEC
PT | TYNDP2026 | LEV | 2035 | TWh | 128 | Sub_sector | Industry | Chemicals | Industry (chemicals, non-energetic) | Non-energetic | industry_chemical_demand_oil_non_energetic | Liquids | EU | Energy demand | 9.8671 | not_included_in_FEC
PT | TYNDP2026 | LEV | 2035 | TWh | 129 | Sub_sector | Industry | Chemicals | Industry (chemicals, non-energetic) | Non-energetic | industry_chemical_demand_others_non_energetic | Others | EU | Energy demand | 0 | not_included_in_FEC
PT | TYNDP2026 | LEV | 2035 | TWh | 130 | Sub_sector | Industry | Chemicals | Industry (chemicals, non-energetic) | Non-energetic | industry_chemical_demand_ammonia_non_energetic | Ammonia | EU | Energy demand | 0 | not_included_in_FEC
PT | TYNDP2026 | LEV | 2035 | TWh | 132 | Sub_sector | Industry | Fertilizers | Industry (fertilizers, energetic) | Energetic | industry_fertilizers_demand_electricity_energetic | Electricity | EU | Energy demand | 0 | FEC
PT | TYNDP2026 | LEV | 2035 | TWh | 133 | Sub_sector | Industry | Fertilizers | Industry (fertilizers, energetic) | Energetic | industry_fertilizers_demand_hydrogen_energetic | Hydrogen | EU | Energy demand | 0 | FEC
PT | TYNDP2026 | LEV | 2035 | TWh | 134 | Sub_sector | Industry | Fertilizers | Industry (fertilizers, energetic) | Energetic | industry_fertilizers_demand_methane_energetic | Methane | EU | Energy demand | 0 | FEC
PT | TYNDP2026 | LEV | 2035 | TWh | 135 | Sub_sector | Industry | Fertilizers | Industry (fertilizers, energetic) | Energetic | industry_fertilizers_demand_heat_energetic | Heat | EU | Energy demand | 0 | FEC
PT | TYNDP2026 | LEV | 2035 | TWh | 136 | Sub_sector | Industry | Fertilizers | Industry (fertilizers, energetic) | Energetic | industry_fertilizers_demand_biomass_energetic | Biomass | EU | Energy demand | 0 | FEC
PT | TYNDP2026 | LEV | 2035 | TWh | 137 | Sub_sector | Industry | Fertilizers | Industry (fertilizers, energetic) | Energetic | industry_fertilizers_demand_coal_energetic | Solids | EU | Energy demand | 0 | FEC
PT | TYNDP2026 | LEV | 2035 | TWh | 138 | Sub_sector | Industry | Fertilizers | Industry (fertilizers, energetic) | Energetic | industry_fertilizers_demand_oil_energetic | Liquids | EU | Energy demand | 0 | FEC
PT | TYNDP2026 | LEV | 2035 | TWh | 139 | Sub_sector | Industry | Fertilizers | Industry (fertilizers, energetic) | Energetic | industry_fertilizers_demand_others_energetic | Others | EU | Energy demand | 0 | FEC
PT | TYNDP2026 | LEV | 2035 | TWh | 140 | Sub_sector | Industry | Fertilizers | Industry (fertilizers, energetic) | Energetic | industry_fertilizers_demand_ammonia_energetic | Ammonia | EU | Energy demand | 0 | FEC
PT | TYNDP2026 | LEV | 2035 | TWh | 142 | Sub_sector | Industry | Fertilizers | Industry (fertilizers, non-energetic) | Non-energetic | industry_fertilizers_demand_electricity_non_energetic | Electricity | EU | Energy demand | 0 | not_included_in_FEC
PT | TYNDP2026 | LEV | 2035 | TWh | 143 | Sub_sector | Industry | Fertilizers | Industry (fertilizers, non-energetic) | Non-energetic | industry_fertilizers_demand_hydrogen_non_energetic | Hydrogen | EU | Energy demand | 0 | not_included_in_FEC
PT | TYNDP2026 | LEV | 2035 | TWh | 144 | Sub_sector | Industry | Fertilizers | Industry (fertilizers, non-energetic) | Non-energetic | industry_fertilizers_demand_methane_non_energetic | Methane | EU | Energy demand | 0 | not_included_in_FEC
PT | TYNDP2026 | LEV | 2035 | TWh | 145 | Sub_sector | Industry | Fertilizers | Industry (fertilizers, non-energetic) | Non-energetic | industry_fertilizers_demand_heat_non_energetic | Heat | EU | Energy demand | 0 | not_included_in_FEC
PT | TYNDP2026 | LEV | 2035 | TWh | 146 | Sub_sector | Industry | Fertilizers | Industry (fertilizers, non-energetic) | Non-energetic | industry_fertilizers_demand_biomass_non_energetic | Biomass | EU | Energy demand | 0 | not_included_in_FEC
PT | TYNDP2026 | LEV | 2035 | TWh | 147 | Sub_sector | Industry | Fertilizers | Industry (fertilizers, non-energetic) | Non-energetic | industry_fertilizers_demand_coal_non_energetic | Solids | EU | Energy demand | 0 | not_included_in_FEC
PT | TYNDP2026 | LEV | 2035 | TWh | 148 | Sub_sector | Industry | Fertilizers | Industry (fertilizers, non-energetic) | Non-energetic | industry_fertilizers_demand_oil_non_energetic | Liquids | EU | Energy demand | 0 | not_included_in_FEC
PT | TYNDP2026 | LEV | 2035 | TWh | 149 | Sub_sector | Industry | Fertilizers | Industry (fertilizers, non-energetic) | Non-energetic | industry_fertilizers_demand_others_non_energetic | Others | EU | Energy demand | 0 | not_included_in_FEC
PT | TYNDP2026 | LEV | 2035 | TWh | 150 | Sub_sector | Industry | Fertilizers | Industry (fertilizers, non-energetic) | Non-energetic | industry_fertilizers_demand_ammonia_non_energetic | Ammonia | EU | Energy demand | 0 | not_included_in_FEC
PT | TYNDP2026 | LEV | 2035 | TWh | 152 | Sub_sector | Industry | Food | Industry (food) | Energetic | industry_food_demand_electricity_energetic | Electricity | EU | Energy demand | 1.931 | FEC
PT | TYNDP2026 | LEV | 2035 | TWh | 153 | Sub_sector | Industry | Food | Industry (food) | Energetic | industry_food_demand_hydrogen_energetic | Hydrogen | EU | Energy demand | 1.5214 | FEC
PT | TYNDP2026 | LEV | 2035 | TWh | 154 | Sub_sector | Industry | Food | Industry (food) | Energetic | industry_food_demand_methane_energetic | Methane | EU | Energy demand | 0 | FEC
PT | TYNDP2026 | LEV | 2035 | TWh | 155 | Sub_sector | Industry | Food | Industry (food) | Energetic | industry_food_demand_heat_energetic | Heat | EU | Energy demand | 0.29807 | FEC
PT | TYNDP2026 | LEV | 2035 | TWh | 156 | Sub_sector | Industry | Food | Industry (food) | Energetic | industry_food_demand_biomass_energetic | Biomass | EU | Energy demand | 0.31272 | FEC
PT | TYNDP2026 | LEV | 2035 | TWh | 157 | Sub_sector | Industry | Food | Industry (food) | Energetic | industry_food_demand_coal_energetic | Solids | EU | Energy demand | 0 | FEC
PT | TYNDP2026 | LEV | 2035 | TWh | 158 | Sub_sector | Industry | Food | Industry (food) | Energetic | industry_food_demand_oil_energetic | Liquids | EU | Energy demand | 0.96596 | FEC
PT | TYNDP2026 | LEV | 2035 | TWh | 159 | Sub_sector | Industry | Food | Industry (food) | Energetic | industry_food_demand_others_energetic | Others | EU | Energy demand | 0 | FEC
PT | TYNDP2026 | LEV | 2035 | TWh | 160 | Sub_sector | Industry | Food | Industry (food) | Energetic | industry_food_demand_ammonia_energetic | Ammonia | EU | Energy demand | 0 | FEC
PT | TYNDP2026 | LEV | 2035 | TWh | 162 | Sub_sector | Industry | Metals | Industry (metal) | Energetic | industry_metal_demand_electricity_energetic | Electricity | EU | Energy demand | 0.10576 | FEC
PT | TYNDP2026 | LEV | 2035 | TWh | 163 | Sub_sector | Industry | Metals | Industry (metal) | Energetic | industry_metal_demand_hydrogen_energetic | Hydrogen | EU | Energy demand | 0 | FEC
PT | TYNDP2026 | LEV | 2035 | TWh | 164 | Sub_sector | Industry | Metals | Industry (metal) | Energetic | industry_metal_demand_methane_energetic | Methane | EU | Energy demand | 0.18655 | FEC
PT | TYNDP2026 | LEV | 2035 | TWh | 165 | Sub_sector | Industry | Metals | Industry (metal) | Energetic | industry_metal_demand_heat_energetic | Heat | EU | Energy demand | 0 | FEC
PT | TYNDP2026 | LEV | 2035 | TWh | 166 | Sub_sector | Industry | Metals | Industry (metal) | Energetic | industry_metal_demand_biomass_energetic | Biomass | EU | Energy demand | 0 | FEC
PT | TYNDP2026 | LEV | 2035 | TWh | 167 | Sub_sector | Industry | Metals | Industry (metal) | Energetic | industry_metal_demand_coal_energetic | Solids | EU | Energy demand | 0 | FEC
PT | TYNDP2026 | LEV | 2035 | TWh | 168 | Sub_sector | Industry | Metals | Industry (metal) | Energetic | industry_metal_demand_oil_energetic | Liquids | EU | Energy demand | 0.024345 | FEC
PT | TYNDP2026 | LEV | 2035 | TWh | 169 | Sub_sector | Industry | Metals | Industry (metal) | Energetic | industry_metal_demand_others_energetic | Others | EU | Energy demand | 0 | FEC
PT | TYNDP2026 | LEV | 2035 | TWh | 170 | Sub_sector | Industry | Metals | Industry (metal) | Energetic | industry_metal_demand_ammonia_energetic | Ammonia | EU | Energy demand | 0 | FEC
PT | TYNDP2026 | LEV | 2035 | TWh | 172 | Sub_sector | Industry | Others | Industry (other, energetic) | Energetic | industry_other_demand_electricity_energetic | Electricity | EU | Energy demand | 5.9199 | FEC
PT | TYNDP2026 | LEV | 2035 | TWh | 173 | Sub_sector | Industry | Others | Industry (other, energetic) | Energetic | industry_other_demand_hydrogen_energetic | Hydrogen | EU | Energy demand | 0 | FEC
PT | TYNDP2026 | LEV | 2035 | TWh | 174 | Sub_sector | Industry | Others | Industry (other, energetic) | Energetic | industry_other_demand_methane_energetic | Methane | EU | Energy demand | 8.1252 | FEC
PT | TYNDP2026 | LEV | 2035 | TWh | 175 | Sub_sector | Industry | Others | Industry (other, energetic) | Energetic | industry_other_demand_heat_energetic | Heat | EU | Energy demand | 0.5249 | FEC
PT | TYNDP2026 | LEV | 2035 | TWh | 176 | Sub_sector | Industry | Others | Industry (other, energetic) | Energetic | industry_other_demand_biomass_energetic | Biomass | EU | Energy demand | 1.834 | FEC
PT | TYNDP2026 | LEV | 2035 | TWh | 177 | Sub_sector | Industry | Others | Industry (other, energetic) | Energetic | industry_other_demand_coal_energetic | Solids | EU | Energy demand | 0.062312 | FEC
PT | TYNDP2026 | LEV | 2035 | TWh | 178 | Sub_sector | Industry | Others | Industry (other, energetic) | Energetic | industry_other_demand_oil_energetic | Liquids | EU | Energy demand | 5.1532 | FEC
PT | TYNDP2026 | LEV | 2035 | TWh | 179 | Sub_sector | Industry | Others | Industry (other, energetic) | Energetic | industry_other_demand_others_energetic | Others | EU | Energy demand | 0 | FEC
PT | TYNDP2026 | LEV | 2035 | TWh | 180 | Sub_sector | Industry | Others | Industry (other, energetic) | Energetic | industry_other_demand_ammonia_energetic | Ammonia | EU | Energy demand | 0 | FEC
PT | TYNDP2026 | LEV | 2035 | TWh | 182 | Sub_sector | Industry | Others | Industry (other, non-energetic) | Non-energetic | industry_other_demand_electricity_non_energetic | Electricity | EU | Energy demand | 0 | not_included_in_FEC
PT | TYNDP2026 | LEV | 2035 | TWh | 183 | Sub_sector | Industry | Others | Industry (other, non-energetic) | Non-energetic | industry_other_demand_hydrogen_non_energetic | Hydrogen | EU | Energy demand | 0 | not_included_in_FEC
PT | TYNDP2026 | LEV | 2035 | TWh | 184 | Sub_sector | Industry | Others | Industry (other, non-energetic) | Non-energetic | industry_other_demand_methane_non_energetic | Methane | EU | Energy demand | 0 | not_included_in_FEC
PT | TYNDP2026 | LEV | 2035 | TWh | 185 | Sub_sector | Industry | Others | Industry (other, non-energetic) | Non-energetic | industry_other_demand_heat_non_energetic | Heat | EU | Energy demand | 0 | not_included_in_FEC
PT | TYNDP2026 | LEV | 2035 | TWh | 186 | Sub_sector | Industry | Others | Industry (other, non-energetic) | Non-energetic | industry_other_demand_biomass_non_energetic | Biomass | EU | Energy demand | 0 | not_included_in_FEC
PT | TYNDP2026 | LEV | 2035 | TWh | 187 | Sub_sector | Industry | Others | Industry (other, non-energetic) | Non-energetic | industry_other_demand_coal_non_energetic | Solids | EU | Energy demand | 0 | not_included_in_FEC
PT | TYNDP2026 | LEV | 2035 | TWh | 188 | Sub_sector | Industry | Others | Industry (other, non-energetic) | Non-energetic | industry_other_demand_oil_non_energetic | Liquids | EU | Energy demand | 2.2907 | not_included_in_FEC
PT | TYNDP2026 | LEV | 2035 | TWh | 189 | Sub_sector | Industry | Others | Industry (other, non-energetic) | Non-energetic | industry_other_demand_others_non_energetic | Others | EU | Energy demand | 0 | not_included_in_FEC
PT | TYNDP2026 | LEV | 2035 | TWh | 190 | Sub_sector | Industry | Others | Industry (other, non-energetic) | Non-energetic | industry_other_demand_ammonia_non_energetic | Ammonia | EU | Energy demand | 0 | not_included_in_FEC
PT | TYNDP2026 | LEV | 2035 | TWh | 192 | Sub_sector | Industry | Paper | Industry (paper) | Energetic | industry_paper_demand_electricity_energetic | Electricity | EU | Energy demand | 2.8984 | FEC
PT | TYNDP2026 | LEV | 2035 | TWh | 193 | Sub_sector | Industry | Paper | Industry (paper) | Energetic | industry_paper_demand_hydrogen_energetic | Hydrogen | EU | Energy demand | 0 | FEC
PT | TYNDP2026 | LEV | 2035 | TWh | 194 | Sub_sector | Industry | Paper | Industry (paper) | Energetic | industry_paper_demand_methane_energetic | Methane | EU | Energy demand | 6.8983 | FEC
PT | TYNDP2026 | LEV | 2035 | TWh | 195 | Sub_sector | Industry | Paper | Industry (paper) | Energetic | industry_paper_demand_heat_energetic | Heat | EU | Energy demand | 0.88966 | FEC
PT | TYNDP2026 | LEV | 2035 | TWh | 196 | Sub_sector | Industry | Paper | Industry (paper) | Energetic | industry_paper_demand_biomass_energetic | Biomass | EU | Energy demand | 3.6444 | FEC
PT | TYNDP2026 | LEV | 2035 | TWh | 197 | Sub_sector | Industry | Paper | Industry (paper) | Energetic | industry_paper_demand_coal_energetic | Solids | EU | Energy demand | 0 | FEC
PT | TYNDP2026 | LEV | 2035 | TWh | 198 | Sub_sector | Industry | Paper | Industry (paper) | Energetic | industry_paper_demand_oil_energetic | Liquids | EU | Energy demand | 0 | FEC
PT | TYNDP2026 | LEV | 2035 | TWh | 199 | Sub_sector | Industry | Paper | Industry (paper) | Energetic | industry_paper_demand_others_energetic | Others | EU | Energy demand | 0 | FEC
PT | TYNDP2026 | LEV | 2035 | TWh | 200 | Sub_sector | Industry | Paper | Industry (paper) | Energetic | industry_paper_demand_ammonia_energetic | Ammonia | EU | Energy demand | 0 | FEC
PT | TYNDP2026 | LEV | 2035 | TWh | 202 | Sub_sector | Industry | Refineries | Industry (refineries, energetic) | Energetic | industry_refinery_demand_electricity_energetic | Electricity | EU | Energy demand | 0.72239 | not_included_in_FEC
PT | TYNDP2026 | LEV | 2035 | TWh | 203 | Sub_sector | Industry | Refineries | Industry (refineries, energetic) | Energetic | industry_refinery_demand_hydrogen_energetic | Hydrogen | EU | Energy demand | 4.2454 | not_included_in_FEC
PT | TYNDP2026 | LEV | 2035 | TWh | 204 | Sub_sector | Industry | Refineries | Industry (refineries, energetic) | Energetic | industry_refinery_demand_methane_energetic | Methane | EU | Energy demand | 0.70504 | not_included_in_FEC
PT | TYNDP2026 | LEV | 2035 | TWh | 205 | Sub_sector | Industry | Refineries | Industry (refineries, energetic) | Energetic | industry_refinery_demand_heat_energetic | Heat | EU | Energy demand | 1.7946 | not_included_in_FEC
PT | TYNDP2026 | LEV | 2035 | TWh | 206 | Sub_sector | Industry | Refineries | Industry (refineries, energetic) | Energetic | industry_refinery_demand_biomass_energetic | Biomass | EU | Energy demand | 0 | not_included_in_FEC
PT | TYNDP2026 | LEV | 2035 | TWh | 207 | Sub_sector | Industry | Refineries | Industry (refineries, energetic) | Energetic | industry_refinery_demand_coal_energetic | Solids | EU | Energy demand | 0 | not_included_in_FEC
PT | TYNDP2026 | LEV | 2035 | TWh | 208 | Sub_sector | Industry | Refineries | Industry (refineries, energetic) | Energetic | industry_refinery_demand_oil_energetic | Liquids | EU | Energy demand | 6.1116 | not_included_in_FEC
PT | TYNDP2026 | LEV | 2035 | TWh | 209 | Sub_sector | Industry | Refineries | Industry (refineries, energetic) | Energetic | industry_refinery_demand_others_energetic | Others | EU | Energy demand | 0 | not_included_in_FEC
PT | TYNDP2026 | LEV | 2035 | TWh | 210 | Sub_sector | Industry | Refineries | Industry (refineries, energetic) | Energetic | industry_refinery_demand_ammonia_energetic | Ammonia | EU | Energy demand | 0 | not_included_in_FEC
PT | TYNDP2026 | LEV | 2035 | TWh | 212 | Sub_sector | Industry | Refineries | Industry (refineries, non-energetic) | Non-energetic | industry_refinery_demand_electricity_non_energetic | Electricity | EU | Energy demand | 0 | not_included_in_FEC
PT | TYNDP2026 | LEV | 2035 | TWh | 213 | Sub_sector | Industry | Refineries | Industry (refineries, non-energetic) | Non-energetic | industry_refinery_demand_hydrogen_non_energetic | Hydrogen | EU | Energy demand | 0 | not_included_in_FEC
PT | TYNDP2026 | LEV | 2035 | TWh | 214 | Sub_sector | Industry | Refineries | Industry (refineries, non-energetic) | Non-energetic | industry_refinery_demand_methane_non_energetic | Methane | EU | Energy demand | 0 | not_included_in_FEC
PT | TYNDP2026 | LEV | 2035 | TWh | 215 | Sub_sector | Industry | Refineries | Industry (refineries, non-energetic) | Non-energetic | industry_refinery_demand_heat_non_energetic | Heat | EU | Energy demand | 0 | not_included_in_FEC
PT | TYNDP2026 | LEV | 2035 | TWh | 216 | Sub_sector | Industry | Refineries | Industry (refineries, non-energetic) | Non-energetic | industry_refinery_demand_biomass_non_energetic | Biomass | EU | Energy demand | 0 | not_included_in_FEC
PT | TYNDP2026 | LEV | 2035 | TWh | 217 | Sub_sector | Industry | Refineries | Industry (refineries, non-energetic) | Non-energetic | industry_refinery_demand_coal_non_energetic | Solids | EU | Energy demand | 0 | not_included_in_FEC
PT | TYNDP2026 | LEV | 2035 | TWh | 218 | Sub_sector | Industry | Refineries | Industry (refineries, non-energetic) | Non-energetic | industry_refinery_demand_oil_non_energetic | Liquids | EU | Energy demand | 0 | not_included_in_FEC
PT | TYNDP2026 | LEV | 2035 | TWh | 219 | Sub_sector | Industry | Refineries | Industry (refineries, non-energetic) | Non-energetic | industry_refinery_demand_others_non_energetic | Others | EU | Energy demand | 0 | not_included_in_FEC
PT | TYNDP2026 | LEV | 2035 | TWh | 220 | Sub_sector | Industry | Refineries | Industry (refineries, non-energetic) | Non-energetic | industry_refinery_demand_ammonia_non_energetic | Ammonia | EU | Energy demand | 0 | not_included_in_FEC
PT | TYNDP2026 | LEV | 2035 | TWh | 222 | Sub_sector | Industry | Steel | Industry (steel) | Energetic | industry_steel_demand_electricity_energetic | Electricity | EU | Energy demand | 1.9178 | FEC
PT | TYNDP2026 | LEV | 2035 | TWh | 223 | Sub_sector | Industry | Steel | Industry (steel) | Energetic | industry_steel_demand_hydrogen_energetic | Hydrogen | EU | Energy demand | 0 | FEC
PT | TYNDP2026 | LEV | 2035 | TWh | 224 | Sub_sector | Industry | Steel | Industry (steel) | Energetic | industry_steel_demand_methane_energetic | Methane | EU | Energy demand | 0.69956 | FEC
PT | TYNDP2026 | LEV | 2035 | TWh | 225 | Sub_sector | Industry | Steel | Industry (steel) | Energetic | industry_steel_demand_heat_energetic | Heat | EU | Energy demand | 0 | FEC
PT | TYNDP2026 | LEV | 2035 | TWh | 226 | Sub_sector | Industry | Steel | Industry (steel) | Energetic | industry_steel_demand_biomass_energetic | Biomass | EU | Energy demand | 0 | FEC
PT | TYNDP2026 | LEV | 2035 | TWh | 227 | Sub_sector | Industry | Steel | Industry (steel) | Energetic | industry_steel_demand_coal_energetic | Solids | EU | Energy demand | 0.070044 | FEC
PT | TYNDP2026 | LEV | 2035 | TWh | 228 | Sub_sector | Industry | Steel | Industry (steel) | Energetic | industry_steel_demand_oil_energetic | Liquids | EU | Energy demand | 0.028398 | FEC
PT | TYNDP2026 | LEV | 2035 | TWh | 229 | Sub_sector | Industry | Steel | Industry (steel) | Energetic | industry_steel_demand_others_energetic | Others | EU | Energy demand | 0 | FEC
PT | TYNDP2026 | LEV | 2035 | TWh | 230 | Sub_sector | Industry | Steel | Industry (steel) | Energetic | industry_steel_demand_ammonia_energetic | Ammonia | EU | Energy demand | 0 | FEC
PT | TYNDP2026 | LEV | 2035 | TWh | 232 | Sub_sector | Transport | Cars | Transport (cars) | Energetic | transport_cars_final_demand_electricity | Electricity | EU | Energy demand | 3.1986 | FEC
PT | TYNDP2026 | LEV | 2035 | TWh | 233 | Sub_sector | Transport | Cars | Transport (cars) | Energetic | transport_cars_final_demand_hydrogen | Hydrogen | EU | Energy demand | 0 | FEC
PT | TYNDP2026 | LEV | 2035 | TWh | 234 | Sub_sector | Transport | Cars | Transport (cars) | Energetic | transport_cars_final_demand_methane | Methane | EU | Energy demand | 0.00029268 | FEC
PT | TYNDP2026 | LEV | 2035 | TWh | 235 | Sub_sector | Transport | Cars | Transport (cars) | Energetic | transport_cars_final_demand_heat | Heat | EU | Energy demand | 0 | FEC
PT | TYNDP2026 | LEV | 2035 | TWh | 236 | Sub_sector | Transport | Cars | Transport (cars) | Energetic | transport_cars_final_demand_biomass | Biomass | EU | Energy demand | 0 | FEC
PT | TYNDP2026 | LEV | 2035 | TWh | 237 | Sub_sector | Transport | Cars | Transport (cars) | Energetic | transport_cars_final_demand_coal | Solids | EU | Energy demand | 0 | FEC
PT | TYNDP2026 | LEV | 2035 | TWh | 238 | Sub_sector | Transport | Cars | Transport (cars) | Energetic | transport_cars_final_demand_oil | Liquids | EU | Energy demand | 36.3041 | FEC
PT | TYNDP2026 | LEV | 2035 | TWh | 239 | Sub_sector | Transport | Cars | Transport (cars) | Energetic | transport_cars_final_demand_other | Others | EU | Energy demand | 0 | FEC
PT | TYNDP2026 | LEV | 2035 | TWh | 240 | Sub_sector | Transport | Cars | Transport (cars) | Energetic | transport_cars_final_demand_ammonia | Ammonia | EU | Energy demand | 0 | FEC
PT | TYNDP2026 | LEV | 2035 | TWh | 242 | Sub_sector | Transport | Busses | Transport (busses) | Energetic | transport_busses_final_demand_electricity | Electricity | EU | Energy demand | 0.27052 | FEC
PT | TYNDP2026 | LEV | 2035 | TWh | 243 | Sub_sector | Transport | Busses | Transport (busses) | Energetic | transport_busses_final_demand_hydrogen | Hydrogen | EU | Energy demand | 0 | FEC
PT | TYNDP2026 | LEV | 2035 | TWh | 244 | Sub_sector | Transport | Busses | Transport (busses) | Energetic | transport_busses_final_demand_methane | Methane | EU | Energy demand | 0.6345 | FEC
PT | TYNDP2026 | LEV | 2035 | TWh | 245 | Sub_sector | Transport | Busses | Transport (busses) | Energetic | transport_busses_final_demand_heat | Heat | EU | Energy demand | 0 | FEC
PT | TYNDP2026 | LEV | 2035 | TWh | 246 | Sub_sector | Transport | Busses | Transport (busses) | Energetic | transport_busses_final_demand_biomass | Biomass | EU | Energy demand | 0 | FEC
PT | TYNDP2026 | LEV | 2035 | TWh | 247 | Sub_sector | Transport | Busses | Transport (busses) | Energetic | transport_busses_final_demand_coal | Solids | EU | Energy demand | 0 | FEC
PT | TYNDP2026 | LEV | 2035 | TWh | 248 | Sub_sector | Transport | Busses | Transport (busses) | Energetic | transport_busses_final_demand_oil | Liquids | EU | Energy demand | 0.72704 | FEC
PT | TYNDP2026 | LEV | 2035 | TWh | 249 | Sub_sector | Transport | Busses | Transport (busses) | Energetic | transport_busses_final_demand_other | Others | EU | Energy demand | 0 | FEC
PT | TYNDP2026 | LEV | 2035 | TWh | 250 | Sub_sector | Transport | Busses | Transport (busses) | Energetic | transport_busses_final_demand_ammonia | Ammonia | EU | Energy demand | 0 | FEC
PT | TYNDP2026 | LEV | 2035 | TWh | 252 | Sub_sector | Transport | Trucks | Transport (trucks) | Energetic | transport_trucks_final_demand_electricity | Electricity | EU | Energy demand | 0.46111 | FEC
PT | TYNDP2026 | LEV | 2035 | TWh | 253 | Sub_sector | Transport | Trucks | Transport (trucks) | Energetic | transport_trucks_final_demand_hydrogen | Hydrogen | EU | Energy demand | 0 | FEC
PT | TYNDP2026 | LEV | 2035 | TWh | 254 | Sub_sector | Transport | Trucks | Transport (trucks) | Energetic | transport_trucks_final_demand_methane | Methane | EU | Energy demand | 0.00043955 | FEC
PT | TYNDP2026 | LEV | 2035 | TWh | 255 | Sub_sector | Transport | Trucks | Transport (trucks) | Energetic | transport_trucks_final_demand_heat | Heat | EU | Energy demand | 0 | FEC
PT | TYNDP2026 | LEV | 2035 | TWh | 256 | Sub_sector | Transport | Trucks | Transport (trucks) | Energetic | transport_trucks_final_demand_biomass | Biomass | EU | Energy demand | 0 | FEC
PT | TYNDP2026 | LEV | 2035 | TWh | 257 | Sub_sector | Transport | Trucks | Transport (trucks) | Energetic | transport_trucks_final_demand_coal | Solids | EU | Energy demand | 0 | FEC
PT | TYNDP2026 | LEV | 2035 | TWh | 258 | Sub_sector | Transport | Trucks | Transport (trucks) | Energetic | transport_trucks_final_demand_oil | Liquids | EU | Energy demand | 6.9774 | FEC
PT | TYNDP2026 | LEV | 2035 | TWh | 259 | Sub_sector | Transport | Trucks | Transport (trucks) | Energetic | transport_trucks_final_demand_other | Others | EU | Energy demand | 0 | FEC
PT | TYNDP2026 | LEV | 2035 | TWh | 260 | Sub_sector | Transport | Trucks | Transport (trucks) | Energetic | transport_trucks_final_demand_ammonia | Ammonia | EU | Energy demand | 0 | FEC
PT | TYNDP2026 | LEV | 2035 | TWh | 262 | Sub_sector | Transport | Vans | Transport (vans) | Energetic | transport_vans_final_demand_electricity | Electricity | EU | Energy demand | 0.31109 | FEC
PT | TYNDP2026 | LEV | 2035 | TWh | 263 | Sub_sector | Transport | Vans | Transport (vans) | Energetic | transport_vans_final_demand_hydrogen | Hydrogen | EU | Energy demand | 0 | FEC
PT | TYNDP2026 | LEV | 2035 | TWh | 264 | Sub_sector | Transport | Vans | Transport (vans) | Energetic | transport_vans_final_demand_methane | Methane | EU | Energy demand | 0.00021178 | FEC
PT | TYNDP2026 | LEV | 2035 | TWh | 265 | Sub_sector | Transport | Vans | Transport (vans) | Energetic | transport_vans_final_demand_heat | Heat | EU | Energy demand | 0 | FEC
PT | TYNDP2026 | LEV | 2035 | TWh | 266 | Sub_sector | Transport | Vans | Transport (vans) | Energetic | transport_vans_final_demand_biomass | Biomass | EU | Energy demand | 0 | FEC
PT | TYNDP2026 | LEV | 2035 | TWh | 267 | Sub_sector | Transport | Vans | Transport (vans) | Energetic | transport_vans_final_demand_coal | Solids | EU | Energy demand | 0 | FEC
PT | TYNDP2026 | LEV | 2035 | TWh | 268 | Sub_sector | Transport | Vans | Transport (vans) | Energetic | transport_vans_final_demand_oil | Liquids | EU | Energy demand | 5.3767 | FEC
PT | TYNDP2026 | LEV | 2035 | TWh | 269 | Sub_sector | Transport | Vans | Transport (vans) | Energetic | transport_vans_final_demand_other | Others | EU | Energy demand | 0 | FEC
PT | TYNDP2026 | LEV | 2035 | TWh | 270 | Sub_sector | Transport | Vans | Transport (vans) | Energetic | transport_vans_final_demand_ammonia | Ammonia | EU | Energy demand | 0 | FEC
PT | TYNDP2026 | LEV | 2035 | TWh | 272 | Sub_sector | Transport | Freight trains | Transport (trains) | Energetic | transport_trains_final_demand_electricity | Electricity | EU | Energy demand | 0.47918 | FEC
PT | TYNDP2026 | LEV | 2035 | TWh | 273 | Sub_sector | Transport | Freight trains | Transport (trains) | Energetic | transport_trains_final_demand_hydrogen | Hydrogen | EU | Energy demand | 0 | FEC
PT | TYNDP2026 | LEV | 2035 | TWh | 274 | Sub_sector | Transport | Freight trains | Transport (trains) | Energetic | transport_trains_final_demand_methane | Methane | EU | Energy demand | 0 | FEC
PT | TYNDP2026 | LEV | 2035 | TWh | 275 | Sub_sector | Transport | Freight trains | Transport (trains) | Energetic | transport_trains_final_demand_heat | Heat | EU | Energy demand | 0 | FEC
PT | TYNDP2026 | LEV | 2035 | TWh | 276 | Sub_sector | Transport | Freight trains | Transport (trains) | Energetic | transport_trains_final_demand_biomass | Biomass | EU | Energy demand | 0 | FEC
PT | TYNDP2026 | LEV | 2035 | TWh | 277 | Sub_sector | Transport | Freight trains | Transport (trains) | Energetic | transport_trains_final_demand_coal | Solids | EU | Energy demand | 0 | FEC
PT | TYNDP2026 | LEV | 2035 | TWh | 278 | Sub_sector | Transport | Freight trains | Transport (trains) | Energetic | transport_trains_final_demand_oil | Liquids | EU | Energy demand | 0.081858 | FEC
PT | TYNDP2026 | LEV | 2035 | TWh | 279 | Sub_sector | Transport | Freight trains | Transport (trains) | Energetic | transport_trains_final_demand_other | Others | EU | Energy demand | 0 | FEC
PT | TYNDP2026 | LEV | 2035 | TWh | 280 | Sub_sector | Transport | Freight trains | Transport (trains) | Energetic | transport_trains_final_demand_ammonia | Ammonia | EU | Energy demand | 0 | FEC
PT | TYNDP2026 | LEV | 2035 | TWh | 282 | Sub_sector | Transport | Ships | Transport (ships) | Energetic | transport_ships_final_demand_electricity | Electricity | EU | Energy demand | 0.055496 | FEC
PT | TYNDP2026 | LEV | 2035 | TWh | 283 | Sub_sector | Transport | Ships | Transport (ships) | Energetic | transport_ships_final_demand_hydrogen | Hydrogen | EU | Energy demand | 0 | FEC
PT | TYNDP2026 | LEV | 2035 | TWh | 284 | Sub_sector | Transport | Ships | Transport (ships) | Energetic | transport_ships_final_demand_methane | Methane | EU | Energy demand | 5.96e-05 | FEC
PT | TYNDP2026 | LEV | 2035 | TWh | 285 | Sub_sector | Transport | Ships | Transport (ships) | Energetic | transport_ships_final_demand_heat | Heat | EU | Energy demand | 0 | FEC
PT | TYNDP2026 | LEV | 2035 | TWh | 286 | Sub_sector | Transport | Ships | Transport (ships) | Energetic | transport_ships_final_demand_biomass | Biomass | EU | Energy demand | 0 | FEC
PT | TYNDP2026 | LEV | 2035 | TWh | 287 | Sub_sector | Transport | Ships | Transport (ships) | Energetic | transport_ships_final_demand_coal | Solids | EU | Energy demand | 0 | FEC
PT | TYNDP2026 | LEV | 2035 | TWh | 288 | Sub_sector | Transport | Ships | Transport (ships) | Energetic | transport_ships_final_demand_oil | Liquids | EU | Energy demand | 1.8163 | FEC
PT | TYNDP2026 | LEV | 2035 | TWh | 289 | Sub_sector | Transport | Ships | Transport (ships) | Energetic | transport_ships_final_demand_other | Others | EU | Energy demand | 0 | FEC
PT | TYNDP2026 | LEV | 2035 | TWh | 290 | Sub_sector | Transport | Ships | Transport (ships) | Energetic | transport_ships_final_demand_ammonia | Ammonia | EU | Energy demand | 0 | FEC
PT | TYNDP2026 | LEV | 2035 | TWh | 292 | Sub_sector | Transport | Planes | Transport (planes) | Energetic | transport_planes_final_demand_electricity | Electricity | EU | Energy demand | 0 | FEC
PT | TYNDP2026 | LEV | 2035 | TWh | 293 | Sub_sector | Transport | Planes | Transport (planes) | Energetic | transport_planes_final_demand_hydrogen | Hydrogen | EU | Energy demand | 0 | FEC
PT | TYNDP2026 | LEV | 2035 | TWh | 294 | Sub_sector | Transport | Planes | Transport (planes) | Energetic | transport_planes_final_demand_methane | Methane | EU | Energy demand | 0 | FEC
PT | TYNDP2026 | LEV | 2035 | TWh | 295 | Sub_sector | Transport | Planes | Transport (planes) | Energetic | transport_planes_final_demand_heat | Heat | EU | Energy demand | 0 | FEC
PT | TYNDP2026 | LEV | 2035 | TWh | 296 | Sub_sector | Transport | Planes | Transport (planes) | Energetic | transport_planes_final_demand_biomass | Biomass | EU | Energy demand | 0 | FEC
PT | TYNDP2026 | LEV | 2035 | TWh | 297 | Sub_sector | Transport | Planes | Transport (planes) | Energetic | transport_planes_final_demand_coal | Solids | EU | Energy demand | 0 | FEC
PT | TYNDP2026 | LEV | 2035 | TWh | 298 | Sub_sector | Transport | Planes | Transport (planes) | Energetic | transport_planes_final_demand_oil | Liquids | EU | Energy demand | 1.7535 | FEC
PT | TYNDP2026 | LEV | 2035 | TWh | 299 | Sub_sector | Transport | Planes | Transport (planes) | Energetic | transport_planes_final_demand_other | Others | EU | Energy demand | 0 | FEC
PT | TYNDP2026 | LEV | 2035 | TWh | 300 | Sub_sector | Transport | Planes | Transport (planes) | Energetic | transport_planes_final_demand_ammonia | Ammonia | EU | Energy demand | 0 | FEC
PT | TYNDP2026 | LEV | 2035 | TWh | 302 | Sub_sector | Transport | Others | Transport (others) | Energetic | transport_other_final_demand_electricity | Electricity | EU | Energy demand | 0.0014171 | FEC
PT | TYNDP2026 | LEV | 2035 | TWh | 303 | Sub_sector | Transport | Others | Transport (others) | Energetic | transport_other_final_demand_hydrogen | Hydrogen | EU | Energy demand | 0 | FEC
PT | TYNDP2026 | LEV | 2035 | TWh | 304 | Sub_sector | Transport | Others | Transport (others) | Energetic | transport_other_final_demand_methane | Methane | EU | Energy demand | 0 | FEC
PT | TYNDP2026 | LEV | 2035 | TWh | 305 | Sub_sector | Transport | Others | Transport (others) | Energetic | transport_other_final_demand_heat | Heat | EU | Energy demand | 0 | FEC
PT | TYNDP2026 | LEV | 2035 | TWh | 306 | Sub_sector | Transport | Others | Transport (others) | Energetic | transport_other_final_demand_biomass | Biomass | EU | Energy demand | 0 | FEC
PT | TYNDP2026 | LEV | 2035 | TWh | 307 | Sub_sector | Transport | Others | Transport (others) | Energetic | transport_other_final_demand_coal | Solids | EU | Energy demand | 0 | FEC
PT | TYNDP2026 | LEV | 2035 | TWh | 308 | Sub_sector | Transport | Others | Transport (others) | Energetic | transport_other_final_demand_oil | Liquids | EU | Energy demand | 0.63785 | FEC
PT | TYNDP2026 | LEV | 2035 | TWh | 309 | Sub_sector | Transport | Others | Transport (others) | Energetic | transport_other_final_demand_other | Others | EU | Energy demand | 0 | FEC
PT | TYNDP2026 | LEV | 2035 | TWh | 310 | Sub_sector | Transport | Others | Transport (others) | Energetic | transport_other_final_demand_ammonia | Ammonia | EU | Energy demand | 0 | FEC
PT | TYNDP2026 | LEV | 2035 | TWh | 312 | Sub_sector | International transport | International aviation | Transport (int. aviation) | Energetic | transport_int_aviation_final_demand_electricity | Electricity | EU | Energy demand | 0 | FEC
PT | TYNDP2026 | LEV | 2035 | TWh | 313 | Sub_sector | International transport | International aviation | Transport (int. aviation) | Energetic | transport_int_aviation_final_demand_hydrogen | Hydrogen | EU | Energy demand | 0 | FEC
PT | TYNDP2026 | LEV | 2035 | TWh | 314 | Sub_sector | International transport | International aviation | Transport (int. aviation) | Energetic | transport_int_aviation_final_demand_methane | Methane | EU | Energy demand | 0 | FEC
PT | TYNDP2026 | LEV | 2035 | TWh | 315 | Sub_sector | International transport | International aviation | Transport (int. aviation) | Energetic | transport_int_aviation_final_demand_heat | Heat | EU | Energy demand | 0 | FEC
PT | TYNDP2026 | LEV | 2035 | TWh | 316 | Sub_sector | International transport | International aviation | Transport (int. aviation) | Energetic | transport_int_aviation_final_demand_biofuels | Biomass | EU | Energy demand | 0 | FEC
PT | TYNDP2026 | LEV | 2035 | TWh | 317 | Sub_sector | International transport | International aviation | Transport (int. aviation) | Energetic | transport_int_aviation_final_demand_coal | Solids | EU | Energy demand | 0 | FEC
PT | TYNDP2026 | LEV | 2035 | TWh | 318 | Sub_sector | International transport | International aviation | Transport (int. aviation) | Energetic | transport_int_aviation_final_demand_oil | Liquids | EU | Energy demand | 15.3615 | FEC
PT | TYNDP2026 | LEV | 2035 | TWh | 319 | Sub_sector | International transport | International aviation | Transport (int. aviation) | Energetic | transport_int_aviation_final_demand_other | Others | EU | Energy demand | 0 | FEC
PT | TYNDP2026 | LEV | 2035 | TWh | 320 | Sub_sector | International transport | International aviation | Transport (int. aviation) | Energetic | transport_int_aviation_final_demand_ammonia | Ammonia | EU | Energy demand | 0 | FEC
PT | TYNDP2026 | LEV | 2035 | TWh | 322 | Sub_sector | International transport | International shipping | Transport (int. shipping) | Energetic | transport_int_shipping_final_demand_electricity | Electricity | EU | Energy demand | 0 | not_included_in_FEC
PT | TYNDP2026 | LEV | 2035 | TWh | 323 | Sub_sector | International transport | International shipping | Transport (int. shipping) | Energetic | transport_int_shipping_final_demand_hydrogen | Hydrogen | EU | Energy demand | 0 | not_included_in_FEC
PT | TYNDP2026 | LEV | 2035 | TWh | 324 | Sub_sector | International transport | International shipping | Transport (int. shipping) | Energetic | transport_int_shipping_final_demand_methane | Methane | EU | Energy demand | 0 | not_included_in_FEC
PT | TYNDP2026 | LEV | 2035 | TWh | 325 | Sub_sector | International transport | International shipping | Transport (int. shipping) | Energetic | transport_int_shipping_final_demand_heat | Heat | EU | Energy demand | 0 | not_included_in_FEC
PT | TYNDP2026 | LEV | 2035 | TWh | 326 | Sub_sector | International transport | International shipping | Transport (int. shipping) | Energetic | transport_int_shipping_final_demand_biofuels | Biomass | EU | Energy demand | 0 | not_included_in_FEC
PT | TYNDP2026 | LEV | 2035 | TWh | 327 | Sub_sector | International transport | International shipping | Transport (int. shipping) | Energetic | transport_int_shipping_final_demand_coal | Solids | EU | Energy demand | 0 | not_included_in_FEC
PT | TYNDP2026 | LEV | 2035 | TWh | 328 | Sub_sector | International transport | International shipping | Transport (int. shipping) | Energetic | transport_int_shipping_final_demand_oil | Liquids | EU | Energy demand | 9.6762 | not_included_in_FEC
PT | TYNDP2026 | LEV | 2035 | TWh | 329 | Sub_sector | International transport | International shipping | Transport (int. shipping) | Energetic | transport_int_shipping_final_demand_other | Others | EU | Energy demand | 0 | not_included_in_FEC
PT | TYNDP2026 | LEV | 2035 | TWh | 330 | Sub_sector | International transport | International shipping | Transport (int. shipping) | Energetic | transport_int_shipping_final_demand_ammonia | Ammonia | EU | Energy demand | 0 | not_included_in_FEC
PT | TYNDP2026 | LEV | 2035 | TWh | 332 | Sub_sector | Households | Space heating | Households (heating) | Energetic | households_heating_final_demand_electricity | Electricity | EU | Energy demand | 1.2421 | FEC
PT | TYNDP2026 | LEV | 2035 | TWh | 333 | Sub_sector | Households | Space heating | Households (heating) | Energetic | households_heating_final_demand_hydrogen | Hydrogen | EU | Energy demand | 0 | FEC
PT | TYNDP2026 | LEV | 2035 | TWh | 334 | Sub_sector | Households | Space heating | Households (heating) | Energetic | households_heating_final_demand_methane | Methane | EU | Energy demand | 0 | FEC
PT | TYNDP2026 | LEV | 2035 | TWh | 335 | Sub_sector | Households | Space heating | Households (heating) | Energetic | households_heating_final_demand_heat | Heat | EU | Energy demand | 0 | FEC
PT | TYNDP2026 | LEV | 2035 | TWh | 336 | Sub_sector | Households | Space heating | Households (heating) | Energetic | households_heating_final_demand_biomass | Biomass | EU | Energy demand | 6.2421 | FEC
PT | TYNDP2026 | LEV | 2035 | TWh | 337 | Sub_sector | Households | Space heating | Households (heating) | Energetic | households_heating_final_demand_coal | Solids | EU | Energy demand | 0 | FEC
PT | TYNDP2026 | LEV | 2035 | TWh | 338 | Sub_sector | Households | Space heating | Households (heating) | Energetic | households_heating_final_demand_oil | Liquids | EU | Energy demand | 0 | FEC
PT | TYNDP2026 | LEV | 2035 | TWh | 339 | Sub_sector | Households | Space heating | Households (heating) | Energetic | households_heating_final_demand_other | Others | EU | Energy demand | 0 | FEC
PT | TYNDP2026 | LEV | 2035 | TWh | 340 | Sub_sector | Households | Space heating | Households (heating) | Energetic | households_heating_final_demand_ammonia | Ammonia | EU | Energy demand | 0 | FEC
PT | TYNDP2026 | LEV | 2035 | TWh | 343 | Sub_sector | Households | Cooling | Households (cooling) | Energetic | households_cooling_final_demand_electricity | Electricity | EU | Energy demand | 0.29101 | FEC
PT | TYNDP2026 | LEV | 2035 | TWh | 344 | Sub_sector | Households | Cooling | Households (cooling) | Energetic | households_cooling_final_demand_hydrogen | Hydrogen | EU | Energy demand | 0 | FEC
PT | TYNDP2026 | LEV | 2035 | TWh | 345 | Sub_sector | Households | Cooling | Households (cooling) | Energetic | households_cooling_final_demand_methane | Methane | EU | Energy demand | 0 | FEC
PT | TYNDP2026 | LEV | 2035 | TWh | 346 | Sub_sector | Households | Cooling | Households (cooling) | Energetic | households_cooling_final_demand_heat | Heat | EU | Energy demand | 0 | FEC
PT | TYNDP2026 | LEV | 2035 | TWh | 347 | Sub_sector | Households | Cooling | Households (cooling) | Energetic | households_cooling_final_demand_biomass | Biomass | EU | Energy demand | 0 | FEC
PT | TYNDP2026 | LEV | 2035 | TWh | 348 | Sub_sector | Households | Cooling | Households (cooling) | Energetic | households_cooling_final_demand_coal | Solids | EU | Energy demand | 0 | FEC
PT | TYNDP2026 | LEV | 2035 | TWh | 349 | Sub_sector | Households | Cooling | Households (cooling) | Energetic | households_cooling_final_demand_oil | Liquids | EU | Energy demand | 0 | FEC
PT | TYNDP2026 | LEV | 2035 | TWh | 350 | Sub_sector | Households | Cooling | Households (cooling) | Energetic | households_cooling_final_demand_other | Others | EU | Energy demand | 0 | FEC
PT | TYNDP2026 | LEV | 2035 | TWh | 351 | Sub_sector | Households | Cooling | Households (cooling) | Energetic | households_cooling_final_demand_ammonia | Ammonia | EU | Energy demand | 0 | FEC
PT | TYNDP2026 | LEV | 2035 | TWh | 354 | Sub_sector | Households | Hot water | Households (hot water) | Energetic | households_hot_water_final_demand_electricity | Electricity | EU | Energy demand | 1.2838 | FEC
PT | TYNDP2026 | LEV | 2035 | TWh | 355 | Sub_sector | Households | Hot water | Households (hot water) | Energetic | households_hot_water_final_demand_hydrogen | Hydrogen | EU | Energy demand | 0 | FEC
PT | TYNDP2026 | LEV | 2035 | TWh | 356 | Sub_sector | Households | Hot water | Households (hot water) | Energetic | households_hot_water_final_demand_methane | Methane | EU | Energy demand | 0 | FEC
PT | TYNDP2026 | LEV | 2035 | TWh | 357 | Sub_sector | Households | Hot water | Households (hot water) | Energetic | households_hot_water_final_demand_heat | Heat | EU | Energy demand | 0 | FEC
PT | TYNDP2026 | LEV | 2035 | TWh | 358 | Sub_sector | Households | Hot water | Households (hot water) | Energetic | households_hot_water_final_demand_biomass | Biomass | EU | Energy demand | 4.256 | FEC
PT | TYNDP2026 | LEV | 2035 | TWh | 359 | Sub_sector | Households | Hot water | Households (hot water) | Energetic | households_hot_water_final_demand_coal | Solids | EU | Energy demand | 0 | FEC
PT | TYNDP2026 | LEV | 2035 | TWh | 360 | Sub_sector | Households | Hot water | Households (hot water) | Energetic | households_hot_water_final_demand_oil | Liquids | EU | Energy demand | 0 | FEC
PT | TYNDP2026 | LEV | 2035 | TWh | 361 | Sub_sector | Households | Hot water | Households (hot water) | Energetic | households_hot_water_final_demand_other | Others | EU | Energy demand | 0.39779 | FEC
PT | TYNDP2026 | LEV | 2035 | TWh | 362 | Sub_sector | Households | Hot water | Households (hot water) | Energetic | households_hot_water_final_demand_ammonia | Ammonia | EU | Energy demand | 0 | FEC
PT | TYNDP2026 | LEV | 2035 | TWh | 365 | Sub_sector | Households | Appliances | Households (appliances) | Energetic | households_appliances_final_demand_electricity | Electricity | EU | Energy demand | 10.3947 | FEC
PT | TYNDP2026 | LEV | 2035 | TWh | 366 | Sub_sector | Households | Appliances | Households (appliances) | Energetic | households_appliances_final_demand_hydrogen | Hydrogen | EU | Energy demand | 0 | FEC
PT | TYNDP2026 | LEV | 2035 | TWh | 367 | Sub_sector | Households | Appliances | Households (appliances) | Energetic | households_appliances_final_demand_methane | Methane | EU | Energy demand | 3.0175 | FEC
PT | TYNDP2026 | LEV | 2035 | TWh | 368 | Sub_sector | Households | Appliances | Households (appliances) | Energetic | households_appliances_final_demand_heat | Heat | EU | Energy demand | 0 | FEC
PT | TYNDP2026 | LEV | 2035 | TWh | 369 | Sub_sector | Households | Appliances | Households (appliances) | Energetic | households_appliances_final_demand_biomass | Biomass | EU | Energy demand | 0 | FEC
PT | TYNDP2026 | LEV | 2035 | TWh | 370 | Sub_sector | Households | Appliances | Households (appliances) | Energetic | households_appliances_final_demand_coal | Solids | EU | Energy demand | 0 | FEC
PT | TYNDP2026 | LEV | 2035 | TWh | 371 | Sub_sector | Households | Appliances | Households (appliances) | Energetic | households_appliances_final_demand_oil | Liquids | EU | Energy demand | 0 | FEC
PT | TYNDP2026 | LEV | 2035 | TWh | 372 | Sub_sector | Households | Appliances | Households (appliances) | Energetic | households_appliances_final_demand_other | Others | EU | Energy demand | 0 | FEC
PT | TYNDP2026 | LEV | 2035 | TWh | 373 | Sub_sector | Households | Appliances | Households (appliances) | Energetic | households_appliances_final_demand_ammonia | Ammonia | EU | Energy demand | 0 | FEC
PT | TYNDP2026 | LEV | 2035 | TWh | 375 | Sub_sector | Buildings | Space heating | Buildings (heat) | Energetic | buildings_heat_final_demand_electricity | Electricity | EU | Energy demand | 4.8295 | FEC
PT | TYNDP2026 | LEV | 2035 | TWh | 376 | Sub_sector | Buildings | Space heating | Buildings (heat) | Energetic | buildings_heat_final_demand_hydrogen | Hydrogen | EU | Energy demand | 0 | FEC
PT | TYNDP2026 | LEV | 2035 | TWh | 377 | Sub_sector | Buildings | Space heating | Buildings (heat) | Energetic | buildings_heat_final_demand_methane | Methane | EU | Energy demand | 2.2531 | FEC
PT | TYNDP2026 | LEV | 2035 | TWh | 378 | Sub_sector | Buildings | Space heating | Buildings (heat) | Energetic | buildings_heat_final_demand_heat | Heat | EU | Energy demand | 0 | FEC
PT | TYNDP2026 | LEV | 2035 | TWh | 379 | Sub_sector | Buildings | Space heating | Buildings (heat) | Energetic | buildings_heat_final_demand_biomass | Biomass | EU | Energy demand | 0 | FEC
PT | TYNDP2026 | LEV | 2035 | TWh | 380 | Sub_sector | Buildings | Space heating | Buildings (heat) | Energetic | buildings_heat_final_demand_coal | Solids | EU | Energy demand | 0 | FEC
PT | TYNDP2026 | LEV | 2035 | TWh | 381 | Sub_sector | Buildings | Space heating | Buildings (heat) | Energetic | buildings_heat_final_demand_oil | Liquids | EU | Energy demand | 0 | FEC
PT | TYNDP2026 | LEV | 2035 | TWh | 382 | Sub_sector | Buildings | Space heating | Buildings (heat) | Energetic | buildings_heat_final_demand_other | Others | EU | Energy demand | 0.035711 | FEC
PT | TYNDP2026 | LEV | 2035 | TWh | 383 | Sub_sector | Buildings | Space heating | Buildings (heat) | Energetic | buildings_heat_final_demand_ammonia | Ammonia | EU | Energy demand | 0 | FEC
PT | TYNDP2026 | LEV | 2035 | TWh | 386 | Sub_sector | Buildings | Cooling | Buildings (cooling) | Energetic | buildings_cooling_final_demand_electricity | Electricity | EU | Energy demand | 2.0332 | FEC
PT | TYNDP2026 | LEV | 2035 | TWh | 387 | Sub_sector | Buildings | Cooling | Buildings (cooling) | Energetic | buildings_cooling_final_demand_hydrogen | Hydrogen | EU | Energy demand | 0 | FEC
PT | TYNDP2026 | LEV | 2035 | TWh | 388 | Sub_sector | Buildings | Cooling | Buildings (cooling) | Energetic | buildings_cooling_final_demand_methane | Methane | EU | Energy demand | 0 | FEC
PT | TYNDP2026 | LEV | 2035 | TWh | 389 | Sub_sector | Buildings | Cooling | Buildings (cooling) | Energetic | buildings_cooling_final_demand_heat | Heat | EU | Energy demand | 0 | FEC
PT | TYNDP2026 | LEV | 2035 | TWh | 390 | Sub_sector | Buildings | Cooling | Buildings (cooling) | Energetic | buildings_cooling_final_demand_biomass | Biomass | EU | Energy demand | 0 | FEC
PT | TYNDP2026 | LEV | 2035 | TWh | 391 | Sub_sector | Buildings | Cooling | Buildings (cooling) | Energetic | buildings_cooling_final_demand_coal | Solids | EU | Energy demand | 0 | FEC
PT | TYNDP2026 | LEV | 2035 | TWh | 392 | Sub_sector | Buildings | Cooling | Buildings (cooling) | Energetic | buildings_cooling_final_demand_oil | Liquids | EU | Energy demand | 0 | FEC
PT | TYNDP2026 | LEV | 2035 | TWh | 393 | Sub_sector | Buildings | Cooling | Buildings (cooling) | Energetic | buildings_cooling_final_demand_other | Others | EU | Energy demand | 0 | FEC
PT | TYNDP2026 | LEV | 2035 | TWh | 394 | Sub_sector | Buildings | Cooling | Buildings (cooling) | Energetic | buildings_cooling_final_demand_ammonia | Ammonia | EU | Energy demand | 0 | FEC
PT | TYNDP2026 | LEV | 2035 | TWh | 397 | Sub_sector | Buildings | Appliances | Buildings (appliances) | Energetic | buildings_appliances_final_demand_electricity | Electricity | EU | Energy demand | 8.3491 | FEC
PT | TYNDP2026 | LEV | 2035 | TWh | 398 | Sub_sector | Buildings | Appliances | Buildings (appliances) | Energetic | buildings_appliances_final_demand_hydrogen | Hydrogen | EU | Energy demand | 0 | FEC
PT | TYNDP2026 | LEV | 2035 | TWh | 399 | Sub_sector | Buildings | Appliances | Buildings (appliances) | Energetic | buildings_appliances_final_demand_methane | Methane | EU | Energy demand | 0.96627 | FEC
PT | TYNDP2026 | LEV | 2035 | TWh | 400 | Sub_sector | Buildings | Appliances | Buildings (appliances) | Energetic | buildings_appliances_final_demand_heat | Heat | EU | Energy demand | 0 | FEC
PT | TYNDP2026 | LEV | 2035 | TWh | 401 | Sub_sector | Buildings | Appliances | Buildings (appliances) | Energetic | buildings_appliances_final_demand_biomass | Biomass | EU | Energy demand | 0 | FEC
PT | TYNDP2026 | LEV | 2035 | TWh | 402 | Sub_sector | Buildings | Appliances | Buildings (appliances) | Energetic | buildings_appliances_final_demand_coal | Solids | EU | Energy demand | 0 | FEC
PT | TYNDP2026 | LEV | 2035 | TWh | 403 | Sub_sector | Buildings | Appliances | Buildings (appliances) | Energetic | buildings_appliances_final_demand_oil | Liquids | EU | Energy demand | 0 | FEC
PT | TYNDP2026 | LEV | 2035 | TWh | 404 | Sub_sector | Buildings | Appliances | Buildings (appliances) | Energetic | buildings_appliances_final_demand_other | Others | EU | Energy demand | 0 | FEC
PT | TYNDP2026 | LEV | 2035 | TWh | 405 | Sub_sector | Buildings | Appliances | Buildings (appliances) | Energetic | buildings_appliances_final_demand_ammonia | Ammonia | EU | Energy demand | 0 | FEC
PT | TYNDP2026 | LEV | 2035 | TWh | 407 | Sub_sector | Buildings | Datacenters | Datacenters & ICT | Energetic | datacentres_final_demand_electricity_energetic | Electricity | EU | Energy demand | 19.3649 | FEC
PT | TYNDP2026 | LEV | 2035 | TWh | 408 | Sub_sector | Buildings | Datacenters | Datacenters & ICT | Energetic | datacentres_final_demand_hydrogen_energetic | Hydrogen | EU | Energy demand | 0 | FEC
PT | TYNDP2026 | LEV | 2035 | TWh | 409 | Sub_sector | Buildings | Datacenters | Datacenters & ICT | Energetic | datacentres_final_demand_methane_energetic | Methane | EU | Energy demand | 0 | FEC
PT | TYNDP2026 | LEV | 2035 | TWh | 410 | Sub_sector | Buildings | Datacenters | Datacenters & ICT | Energetic | datacentres_final_demand_heat_energetic | Heat | EU | Energy demand | 0 | FEC
PT | TYNDP2026 | LEV | 2035 | TWh | 411 | Sub_sector | Buildings | Datacenters | Datacenters & ICT | Energetic | datacentres_final_demand_biomass_energetic | Biomass | EU | Energy demand | 0 | FEC
PT | TYNDP2026 | LEV | 2035 | TWh | 412 | Sub_sector | Buildings | Datacenters | Datacenters & ICT | Energetic | datacentres_final_demand_coal_energetic | Solids | EU | Energy demand | 0 | FEC
PT | TYNDP2026 | LEV | 2035 | TWh | 413 | Sub_sector | Buildings | Datacenters | Datacenters & ICT | Energetic | datacentres_final_demand_oil_energetic | Liquids | EU | Energy demand | 0 | FEC
PT | TYNDP2026 | LEV | 2035 | TWh | 414 | Sub_sector | Buildings | Datacenters | Datacenters & ICT | Energetic | datacentres_final_demand_other_energetic | Others | EU | Energy demand | 0 | FEC
PT | TYNDP2026 | LEV | 2035 | TWh | 415 | Sub_sector | Buildings | Datacenters | Datacenters & ICT | Energetic | datacentres_final_demand_ammonia_energetic | Ammonia | EU | Energy demand | 0 | FEC
PT | TYNDP2026 | LEV | 2035 | TWh | 417 | Sub_sector | Transport | Others_Sector | Others_Sector | Energetic | other_final_demand_electricity_energetic | Electricity | EU | Energy demand | 0 | FEC
PT | TYNDP2026 | LEV | 2035 | TWh | 418 | Sub_sector | Transport | Others_Sector | Others_Sector | Energetic | other_final_demand_hydrogen_energetic | Hydrogen | EU | Energy demand | 0 | FEC
PT | TYNDP2026 | LEV | 2035 | TWh | 419 | Sub_sector | Transport | Pipeline Transport | Others_Sector | Energetic | other_final_demand_methane_energetic | Methane | EU | Energy demand | 0.0061281 | FEC
PT | TYNDP2026 | LEV | 2035 | TWh | 420 | Sub_sector | Transport | Others_Sector | Others_Sector | Energetic | other_final_demand_heat_energetic | Heat | EU | Energy demand | 0 | FEC
PT | TYNDP2026 | LEV | 2035 | TWh | 421 | Sub_sector | Transport | Others_Sector | Others_Sector | Energetic | other_final_demand_biomass_energetic | Biomass | EU | Energy demand | 0 | FEC
PT | TYNDP2026 | LEV | 2035 | TWh | 422 | Sub_sector | Transport | Others_Sector | Others_Sector | Energetic | other_final_demand_coal_energetic | Solids | EU | Energy demand | 0 | FEC
PT | TYNDP2026 | LEV | 2035 | TWh | 423 | Sub_sector | Transport | Others_Sector | Others_Sector | Energetic | other_final_demand_oil_energetic | Liquids | EU | Energy demand | 0.30277 | FEC
PT | TYNDP2026 | LEV | 2035 | TWh | 424 | Sub_sector | Others_Sector | Others_Sector | Others_Sector | Non-energetic | other_final_demand_oil_non_energetic | Liquids | EU | Energy demand | 0.47393 | not_included_in_FEC
PT | TYNDP2026 | LEV | 2035 | TWh | 425 | Sub_sector | Transport | Others_Sector | Others_Sector | Energetic | other_final_demand_other_energetic | Others | EU | Energy demand | 0 | FEC
PT | TYNDP2026 | LEV | 2035 | TWh | 426 | Sub_sector | Transport | Others_Sector | Others_Sector | Energetic | other_final_demand_ammonia_energetic | Ammonia | EU | Energy demand | 0 | FEC
PT | TYNDP2026 | LEV | 2035 | TWh | 427 | Sub_sector | Industry | Surplus_Heat_in_Industry | Surplus_Heat_in_Industry | Energetic | final_demand_of_industry_unused_local_production_steam_hot_water | Heat | EU | Energy demand | 0 | FEC
PT | TYNDP2026 | LEV | 2035 | TWh | 429 | Sub_sector | Agriculture | Total | Agriculture | Energetic | agriculture_final_demand_electricity_energetic | Electricity | EU | Energy demand | 0.95772 | FEC
PT | TYNDP2026 | LEV | 2035 | TWh | 430 | Sub_sector | Agriculture | Total | Agriculture | Energetic | agriculture_final_demand_hydrogen_energetic | Hydrogen | EU | Energy demand | 0 | FEC
PT | TYNDP2026 | LEV | 2035 | TWh | 431 | Sub_sector | Agriculture | Total | Agriculture | Energetic | agriculture_final_demand_methane_energetic | Methane | EU | Energy demand | 0.075185 | FEC
PT | TYNDP2026 | LEV | 2035 | TWh | 432 | Sub_sector | Agriculture | Total | Agriculture | Energetic | agriculture_final_demand_heat_energetic | Heat | EU | Energy demand | 0 | FEC
PT | TYNDP2026 | LEV | 2035 | TWh | 433 | Sub_sector | Agriculture | Total | Agriculture | Energetic | agriculture_final_demand_biomass_energetic | Biomass | EU | Energy demand | 0.059627 | FEC
PT | TYNDP2026 | LEV | 2035 | TWh | 434 | Sub_sector | Agriculture | Total | Agriculture | Energetic | agriculture_final_demand_coal_energetic | Solids | EU | Energy demand | 0 | FEC
PT | TYNDP2026 | LEV | 2035 | TWh | 435 | Sub_sector | Agriculture | Total | Agriculture | Energetic | agriculture_final_demand_oil_energetic | Liquids | EU | Energy demand | 3.3264 | FEC
PT | TYNDP2026 | LEV | 2035 | TWh | 436 | Sub_sector | Agriculture | Total | Agriculture | Energetic | agriculture_final_demand_other_energetic | Others | EU | Energy demand | 0 | FEC
PT | TYNDP2026 | LEV | 2035 | TWh | 437 | Sub_sector | Agriculture | Total | Agriculture | Energetic | agriculture_final_demand_ammonia_energetic | Ammonia | EU | Energy demand | 0 | FEC
PT | TYNDP2026 | LEV | 2035 | TWh | 447 | Sub_sector | Buildings | Surplus Energy | Buildings | Energetic | GAP | Electricity | EU | Energy demand | 0 | FEC
PT | TYNDP2026 | LEV | 2035 | TWh | 448 | Sub_sector | Buildings | Surplus Energy | Buildings | Energetic | GAP | Hydrogen | EU | Energy demand | 0 | FEC
PT | TYNDP2026 | LEV | 2035 | TWh | 449 | Sub_sector | Buildings | Surplus Energy | Buildings | Energetic | GAP | Methane | EU | Energy demand | 0 | FEC
PT | TYNDP2026 | LEV | 2035 | TWh | 450 | Sub_sector | Buildings | Surplus Energy | Buildings | Energetic | GAP | Heat | EU | Energy demand | 0 | FEC
PT | TYNDP2026 | LEV | 2035 | TWh | 451 | Sub_sector | Buildings | Surplus Energy | Buildings | Energetic | GAP | Biomass | EU | Energy demand | 0.074146 | FEC
PT | TYNDP2026 | LEV | 2035 | TWh | 452 | Sub_sector | Buildings | Surplus Energy | Buildings | Energetic | GAP | Solids | EU | Energy demand | 0 | FEC
PT | TYNDP2026 | LEV | 2035 | TWh | 453 | Sub_sector | Buildings | Surplus Energy | Buildings | Energetic | GAP | Liquids | EU | Energy demand | 0.2967 | FEC
PT | TYNDP2026 | LEV | 2035 | TWh | 454 | Sub_sector | Buildings | Surplus Energy | Buildings | Energetic | GAP | Others | EU | Energy demand | 0 | FEC
PT | TYNDP2026 | LEV | 2035 | TWh | 455 | Sub_sector | Buildings | Surplus Energy | Buildings | Energetic | GAP | Ammonia | EU | Energy demand | 0 | FEC
PT | TYNDP2026 | LEV | 2035 | TWh | 456 | Sub_sector | Households | Surplus Energy | Households | Energetic | GAP | Electricity | EU | Energy demand | 0 | FEC
PT | TYNDP2026 | LEV | 2035 | TWh | 457 | Sub_sector | Households | Surplus Energy | Households | Energetic | GAP | Hydrogen | EU | Energy demand | 0 | FEC
PT | TYNDP2026 | LEV | 2035 | TWh | 458 | Sub_sector | Households | Surplus Energy | Households | Energetic | GAP | Methane | EU | Energy demand | 0 | FEC
PT | TYNDP2026 | LEV | 2035 | TWh | 459 | Sub_sector | Households | Surplus Energy | Households | Energetic | GAP | Heat | EU | Energy demand | 0 | FEC
PT | TYNDP2026 | LEV | 2035 | TWh | 460 | Sub_sector | Households | Surplus Energy | Households | Energetic | GAP | Biomass | EU | Energy demand | 0 | FEC
PT | TYNDP2026 | LEV | 2035 | TWh | 461 | Sub_sector | Households | Surplus Energy | Households | Energetic | GAP | Solids | EU | Energy demand | 0 | FEC
PT | TYNDP2026 | LEV | 2035 | TWh | 462 | Sub_sector | Households | Surplus Energy | Households | Energetic | GAP | Liquids | EU | Energy demand | 0 | FEC
PT | TYNDP2026 | LEV | 2035 | TWh | 463 | Sub_sector | Households | Surplus Energy | Households | Energetic | GAP | Others | EU | Energy demand | 0 | FEC
PT | TYNDP2026 | LEV | 2035 | TWh | 464 | Sub_sector | Households | Surplus Energy | Households | Energetic | GAP | Ammonia | EU | Energy demand | 0 | FEC
PT | TYNDP2026 | LEV | 2040 | TWh | 102 | Sub_sector | Industry | Aluminium | Industry (aluminium) | Energetic | industry_aluminium_demand_electricity_energetic | Electricity | EU | Energy demand | 0 | FEC
PT | TYNDP2026 | LEV | 2040 | TWh | 103 | Sub_sector | Industry | Aluminium | Industry (aluminium) | Energetic | industry_aluminium_demand_hydrogen_energetic | Hydrogen | EU | Energy demand | 0 | FEC
PT | TYNDP2026 | LEV | 2040 | TWh | 104 | Sub_sector | Industry | Aluminium | Industry (aluminium) | Energetic | industry_aluminium_demand_methane_energetic | Methane | EU | Energy demand | 0 | FEC
PT | TYNDP2026 | LEV | 2040 | TWh | 105 | Sub_sector | Industry | Aluminium | Industry (aluminium) | Energetic | industry_aluminium_demand_heat_energetic | Heat | EU | Energy demand | 0 | FEC
PT | TYNDP2026 | LEV | 2040 | TWh | 106 | Sub_sector | Industry | Aluminium | Industry (aluminium) | Energetic | industry_aluminium_demand_biomass_energetic | Biomass | EU | Energy demand | 0 | FEC
PT | TYNDP2026 | LEV | 2040 | TWh | 107 | Sub_sector | Industry | Aluminium | Industry (aluminium) | Energetic | industry_aluminium_demand_coal_energetic | Solids | EU | Energy demand | 0 | FEC
PT | TYNDP2026 | LEV | 2040 | TWh | 108 | Sub_sector | Industry | Aluminium | Industry (aluminium) | Energetic | industry_aluminium_demand_oil_energetic | Liquids | EU | Energy demand | 0 | FEC
PT | TYNDP2026 | LEV | 2040 | TWh | 109 | Sub_sector | Industry | Aluminium | Industry (aluminium) | Energetic | industry_aluminium_demand_others_energetic | Others | EU | Energy demand | 0 | FEC
PT | TYNDP2026 | LEV | 2040 | TWh | 110 | Sub_sector | Industry | Aluminium | Industry (aluminium) | Energetic | industry_ammonia_demand_others_energetic | Ammonia | EU | Energy demand | 0 | FEC
PT | TYNDP2026 | LEV | 2040 | TWh | 112 | Sub_sector | Industry | Chemicals | Industry (chemicals, energetic) | Energetic | industry_chemical_demand_electricity_energetic | Electricity | EU | Energy demand | 3.4932 | FEC
PT | TYNDP2026 | LEV | 2040 | TWh | 113 | Sub_sector | Industry | Chemicals | Industry (chemicals, energetic) | Energetic | industry_chemical_demand_hydrogen_energetic | Hydrogen | EU | Energy demand | 0 | FEC
PT | TYNDP2026 | LEV | 2040 | TWh | 114 | Sub_sector | Industry | Chemicals | Industry (chemicals, energetic) | Energetic | industry_chemical_demand_methane_energetic | Methane | EU | Energy demand | 2.8365 | FEC
PT | TYNDP2026 | LEV | 2040 | TWh | 115 | Sub_sector | Industry | Chemicals | Industry (chemicals, energetic) | Energetic | industry_chemical_demand_heat_energetic | Heat | EU | Energy demand | 1.0212 | FEC
PT | TYNDP2026 | LEV | 2040 | TWh | 116 | Sub_sector | Industry | Chemicals | Industry (chemicals, energetic) | Energetic | industry_chemical_demand_biomass_energetic | Biomass | EU | Energy demand | 0.078343 | FEC
PT | TYNDP2026 | LEV | 2040 | TWh | 117 | Sub_sector | Industry | Chemicals | Industry (chemicals, energetic) | Energetic | industry_chemical_demand_coal_energetic | Solids | EU | Energy demand | 1.89e-05 | FEC
PT | TYNDP2026 | LEV | 2040 | TWh | 118 | Sub_sector | Industry | Chemicals | Industry (chemicals, energetic) | Energetic | industry_chemical_demand_oil_energetic | Liquids | EU | Energy demand | 0.097778 | FEC
PT | TYNDP2026 | LEV | 2040 | TWh | 119 | Sub_sector | Industry | Chemicals | Industry (chemicals, energetic) | Energetic | industry_chemical_demand_others_energetic | Others | EU | Energy demand | 0 | FEC
PT | TYNDP2026 | LEV | 2040 | TWh | 120 | Sub_sector | Industry | Chemicals | Industry (chemicals, energetic) | Energetic | industry_chemical_demand_ammonia_energetic | Ammonia | EU | Energy demand | 0 | FEC
PT | TYNDP2026 | LEV | 2040 | TWh | 122 | Sub_sector | Industry | Chemicals | Industry (chemicals, non-energetic) | Non-energetic | industry_chemical_demand_electricity_non_energetic | Electricity | EU | Energy demand | 0 | not_included_in_FEC
PT | TYNDP2026 | LEV | 2040 | TWh | 123 | Sub_sector | Industry | Chemicals | Industry (chemicals, non-energetic) | Non-energetic | industry_chemical_demand_hydrogen_non_energetic | Hydrogen | EU | Energy demand | 0 | not_included_in_FEC
PT | TYNDP2026 | LEV | 2040 | TWh | 124 | Sub_sector | Industry | Chemicals | Industry (chemicals, non-energetic) | Non-energetic | industry_chemical_demand_methane_non_energetic | Methane | EU | Energy demand | 0 | not_included_in_FEC
PT | TYNDP2026 | LEV | 2040 | TWh | 125 | Sub_sector | Industry | Chemicals | Industry (chemicals, non-energetic) | Non-energetic | industry_chemical_demand_heat_non_energetic | Heat | EU | Energy demand | 0 | not_included_in_FEC
PT | TYNDP2026 | LEV | 2040 | TWh | 126 | Sub_sector | Industry | Chemicals | Industry (chemicals, non-energetic) | Non-energetic | industry_chemical_demand_biomass_non_energetic | Biomass | EU | Energy demand | 0 | not_included_in_FEC
PT | TYNDP2026 | LEV | 2040 | TWh | 127 | Sub_sector | Industry | Chemicals | Industry (chemicals, non-energetic) | Non-energetic | industry_chemical_demand_coal_non_energetic | Solids | EU | Energy demand | 0 | not_included_in_FEC
PT | TYNDP2026 | LEV | 2040 | TWh | 128 | Sub_sector | Industry | Chemicals | Industry (chemicals, non-energetic) | Non-energetic | industry_chemical_demand_oil_non_energetic | Liquids | EU | Energy demand | 14.8007 | not_included_in_FEC
PT | TYNDP2026 | LEV | 2040 | TWh | 129 | Sub_sector | Industry | Chemicals | Industry (chemicals, non-energetic) | Non-energetic | industry_chemical_demand_others_non_energetic | Others | EU | Energy demand | 0 | not_included_in_FEC
PT | TYNDP2026 | LEV | 2040 | TWh | 130 | Sub_sector | Industry | Chemicals | Industry (chemicals, non-energetic) | Non-energetic | industry_chemical_demand_ammonia_non_energetic | Ammonia | EU | Energy demand | 0 | not_included_in_FEC
PT | TYNDP2026 | LEV | 2040 | TWh | 132 | Sub_sector | Industry | Fertilizers | Industry (fertilizers, energetic) | Energetic | industry_fertilizers_demand_electricity_energetic | Electricity | EU | Energy demand | 0 | FEC
PT | TYNDP2026 | LEV | 2040 | TWh | 133 | Sub_sector | Industry | Fertilizers | Industry (fertilizers, energetic) | Energetic | industry_fertilizers_demand_hydrogen_energetic | Hydrogen | EU | Energy demand | 0 | FEC
PT | TYNDP2026 | LEV | 2040 | TWh | 134 | Sub_sector | Industry | Fertilizers | Industry (fertilizers, energetic) | Energetic | industry_fertilizers_demand_methane_energetic | Methane | EU | Energy demand | 0 | FEC
PT | TYNDP2026 | LEV | 2040 | TWh | 135 | Sub_sector | Industry | Fertilizers | Industry (fertilizers, energetic) | Energetic | industry_fertilizers_demand_heat_energetic | Heat | EU | Energy demand | 0 | FEC
PT | TYNDP2026 | LEV | 2040 | TWh | 136 | Sub_sector | Industry | Fertilizers | Industry (fertilizers, energetic) | Energetic | industry_fertilizers_demand_biomass_energetic | Biomass | EU | Energy demand | 0 | FEC
PT | TYNDP2026 | LEV | 2040 | TWh | 137 | Sub_sector | Industry | Fertilizers | Industry (fertilizers, energetic) | Energetic | industry_fertilizers_demand_coal_energetic | Solids | EU | Energy demand | 0 | FEC
PT | TYNDP2026 | LEV | 2040 | TWh | 138 | Sub_sector | Industry | Fertilizers | Industry (fertilizers, energetic) | Energetic | industry_fertilizers_demand_oil_energetic | Liquids | EU | Energy demand | 0 | FEC
PT | TYNDP2026 | LEV | 2040 | TWh | 139 | Sub_sector | Industry | Fertilizers | Industry (fertilizers, energetic) | Energetic | industry_fertilizers_demand_others_energetic | Others | EU | Energy demand | 0 | FEC
PT | TYNDP2026 | LEV | 2040 | TWh | 140 | Sub_sector | Industry | Fertilizers | Industry (fertilizers, energetic) | Energetic | industry_fertilizers_demand_ammonia_energetic | Ammonia | EU | Energy demand | 0 | FEC
PT | TYNDP2026 | LEV | 2040 | TWh | 142 | Sub_sector | Industry | Fertilizers | Industry (fertilizers, non-energetic) | Non-energetic | industry_fertilizers_demand_electricity_non_energetic | Electricity | EU | Energy demand | 0 | not_included_in_FEC
PT | TYNDP2026 | LEV | 2040 | TWh | 143 | Sub_sector | Industry | Fertilizers | Industry (fertilizers, non-energetic) | Non-energetic | industry_fertilizers_demand_hydrogen_non_energetic | Hydrogen | EU | Energy demand | 0 | not_included_in_FEC
PT | TYNDP2026 | LEV | 2040 | TWh | 144 | Sub_sector | Industry | Fertilizers | Industry (fertilizers, non-energetic) | Non-energetic | industry_fertilizers_demand_methane_non_energetic | Methane | EU | Energy demand | 0 | not_included_in_FEC
PT | TYNDP2026 | LEV | 2040 | TWh | 145 | Sub_sector | Industry | Fertilizers | Industry (fertilizers, non-energetic) | Non-energetic | industry_fertilizers_demand_heat_non_energetic | Heat | EU | Energy demand | 0 | not_included_in_FEC
PT | TYNDP2026 | LEV | 2040 | TWh | 146 | Sub_sector | Industry | Fertilizers | Industry (fertilizers, non-energetic) | Non-energetic | industry_fertilizers_demand_biomass_non_energetic | Biomass | EU | Energy demand | 0 | not_included_in_FEC
PT | TYNDP2026 | LEV | 2040 | TWh | 147 | Sub_sector | Industry | Fertilizers | Industry (fertilizers, non-energetic) | Non-energetic | industry_fertilizers_demand_coal_non_energetic | Solids | EU | Energy demand | 0 | not_included_in_FEC
PT | TYNDP2026 | LEV | 2040 | TWh | 148 | Sub_sector | Industry | Fertilizers | Industry (fertilizers, non-energetic) | Non-energetic | industry_fertilizers_demand_oil_non_energetic | Liquids | EU | Energy demand | 0 | not_included_in_FEC
PT | TYNDP2026 | LEV | 2040 | TWh | 149 | Sub_sector | Industry | Fertilizers | Industry (fertilizers, non-energetic) | Non-energetic | industry_fertilizers_demand_others_non_energetic | Others | EU | Energy demand | 0 | not_included_in_FEC
PT | TYNDP2026 | LEV | 2040 | TWh | 150 | Sub_sector | Industry | Fertilizers | Industry (fertilizers, non-energetic) | Non-energetic | industry_fertilizers_demand_ammonia_non_energetic | Ammonia | EU | Energy demand | 0 | not_included_in_FEC
PT | TYNDP2026 | LEV | 2040 | TWh | 152 | Sub_sector | Industry | Food | Industry (food) | Energetic | industry_food_demand_electricity_energetic | Electricity | EU | Energy demand | 2.8965 | FEC
PT | TYNDP2026 | LEV | 2040 | TWh | 153 | Sub_sector | Industry | Food | Industry (food) | Energetic | industry_food_demand_hydrogen_energetic | Hydrogen | EU | Energy demand | 2.2806 | FEC
PT | TYNDP2026 | LEV | 2040 | TWh | 154 | Sub_sector | Industry | Food | Industry (food) | Energetic | industry_food_demand_methane_energetic | Methane | EU | Energy demand | 0 | FEC
PT | TYNDP2026 | LEV | 2040 | TWh | 155 | Sub_sector | Industry | Food | Industry (food) | Energetic | industry_food_demand_heat_energetic | Heat | EU | Energy demand | 0.44711 | FEC
PT | TYNDP2026 | LEV | 2040 | TWh | 156 | Sub_sector | Industry | Food | Industry (food) | Energetic | industry_food_demand_biomass_energetic | Biomass | EU | Energy demand | 0.46932 | FEC
PT | TYNDP2026 | LEV | 2040 | TWh | 157 | Sub_sector | Industry | Food | Industry (food) | Energetic | industry_food_demand_coal_energetic | Solids | EU | Energy demand | 0 | FEC
PT | TYNDP2026 | LEV | 2040 | TWh | 158 | Sub_sector | Industry | Food | Industry (food) | Energetic | industry_food_demand_oil_energetic | Liquids | EU | Energy demand | 1.4503 | FEC
PT | TYNDP2026 | LEV | 2040 | TWh | 159 | Sub_sector | Industry | Food | Industry (food) | Energetic | industry_food_demand_others_energetic | Others | EU | Energy demand | 0 | FEC
PT | TYNDP2026 | LEV | 2040 | TWh | 160 | Sub_sector | Industry | Food | Industry (food) | Energetic | industry_food_demand_ammonia_energetic | Ammonia | EU | Energy demand | 0 | FEC
PT | TYNDP2026 | LEV | 2040 | TWh | 162 | Sub_sector | Industry | Metals | Industry (metal) | Energetic | industry_metal_demand_electricity_energetic | Electricity | EU | Energy demand | 0.10576 | FEC
PT | TYNDP2026 | LEV | 2040 | TWh | 163 | Sub_sector | Industry | Metals | Industry (metal) | Energetic | industry_metal_demand_hydrogen_energetic | Hydrogen | EU | Energy demand | 0 | FEC
PT | TYNDP2026 | LEV | 2040 | TWh | 164 | Sub_sector | Industry | Metals | Industry (metal) | Energetic | industry_metal_demand_methane_energetic | Methane | EU | Energy demand | 0.18655 | FEC
PT | TYNDP2026 | LEV | 2040 | TWh | 165 | Sub_sector | Industry | Metals | Industry (metal) | Energetic | industry_metal_demand_heat_energetic | Heat | EU | Energy demand | 0 | FEC
PT | TYNDP2026 | LEV | 2040 | TWh | 166 | Sub_sector | Industry | Metals | Industry (metal) | Energetic | industry_metal_demand_biomass_energetic | Biomass | EU | Energy demand | 0 | FEC
PT | TYNDP2026 | LEV | 2040 | TWh | 167 | Sub_sector | Industry | Metals | Industry (metal) | Energetic | industry_metal_demand_coal_energetic | Solids | EU | Energy demand | 0 | FEC
PT | TYNDP2026 | LEV | 2040 | TWh | 168 | Sub_sector | Industry | Metals | Industry (metal) | Energetic | industry_metal_demand_oil_energetic | Liquids | EU | Energy demand | 0.024345 | FEC
PT | TYNDP2026 | LEV | 2040 | TWh | 169 | Sub_sector | Industry | Metals | Industry (metal) | Energetic | industry_metal_demand_others_energetic | Others | EU | Energy demand | 0 | FEC
PT | TYNDP2026 | LEV | 2040 | TWh | 170 | Sub_sector | Industry | Metals | Industry (metal) | Energetic | industry_metal_demand_ammonia_energetic | Ammonia | EU | Energy demand | 0 | FEC
PT | TYNDP2026 | LEV | 2040 | TWh | 172 | Sub_sector | Industry | Others | Industry (other, energetic) | Energetic | industry_other_demand_electricity_energetic | Electricity | EU | Energy demand | 5.9199 | FEC
PT | TYNDP2026 | LEV | 2040 | TWh | 173 | Sub_sector | Industry | Others | Industry (other, energetic) | Energetic | industry_other_demand_hydrogen_energetic | Hydrogen | EU | Energy demand | 0 | FEC
PT | TYNDP2026 | LEV | 2040 | TWh | 174 | Sub_sector | Industry | Others | Industry (other, energetic) | Energetic | industry_other_demand_methane_energetic | Methane | EU | Energy demand | 8.1252 | FEC
PT | TYNDP2026 | LEV | 2040 | TWh | 175 | Sub_sector | Industry | Others | Industry (other, energetic) | Energetic | industry_other_demand_heat_energetic | Heat | EU | Energy demand | 0.5249 | FEC
PT | TYNDP2026 | LEV | 2040 | TWh | 176 | Sub_sector | Industry | Others | Industry (other, energetic) | Energetic | industry_other_demand_biomass_energetic | Biomass | EU | Energy demand | 1.834 | FEC
PT | TYNDP2026 | LEV | 2040 | TWh | 177 | Sub_sector | Industry | Others | Industry (other, energetic) | Energetic | industry_other_demand_coal_energetic | Solids | EU | Energy demand | 0.062312 | FEC
PT | TYNDP2026 | LEV | 2040 | TWh | 178 | Sub_sector | Industry | Others | Industry (other, energetic) | Energetic | industry_other_demand_oil_energetic | Liquids | EU | Energy demand | 5.1532 | FEC
PT | TYNDP2026 | LEV | 2040 | TWh | 179 | Sub_sector | Industry | Others | Industry (other, energetic) | Energetic | industry_other_demand_others_energetic | Others | EU | Energy demand | 0 | FEC
PT | TYNDP2026 | LEV | 2040 | TWh | 180 | Sub_sector | Industry | Others | Industry (other, energetic) | Energetic | industry_other_demand_ammonia_energetic | Ammonia | EU | Energy demand | 0 | FEC
PT | TYNDP2026 | LEV | 2040 | TWh | 182 | Sub_sector | Industry | Others | Industry (other, non-energetic) | Non-energetic | industry_other_demand_electricity_non_energetic | Electricity | EU | Energy demand | 0 | not_included_in_FEC
PT | TYNDP2026 | LEV | 2040 | TWh | 183 | Sub_sector | Industry | Others | Industry (other, non-energetic) | Non-energetic | industry_other_demand_hydrogen_non_energetic | Hydrogen | EU | Energy demand | 0 | not_included_in_FEC
PT | TYNDP2026 | LEV | 2040 | TWh | 184 | Sub_sector | Industry | Others | Industry (other, non-energetic) | Non-energetic | industry_other_demand_methane_non_energetic | Methane | EU | Energy demand | 0 | not_included_in_FEC
PT | TYNDP2026 | LEV | 2040 | TWh | 185 | Sub_sector | Industry | Others | Industry (other, non-energetic) | Non-energetic | industry_other_demand_heat_non_energetic | Heat | EU | Energy demand | 0 | not_included_in_FEC
PT | TYNDP2026 | LEV | 2040 | TWh | 186 | Sub_sector | Industry | Others | Industry (other, non-energetic) | Non-energetic | industry_other_demand_biomass_non_energetic | Biomass | EU | Energy demand | 0 | not_included_in_FEC
PT | TYNDP2026 | LEV | 2040 | TWh | 187 | Sub_sector | Industry | Others | Industry (other, non-energetic) | Non-energetic | industry_other_demand_coal_non_energetic | Solids | EU | Energy demand | 0 | not_included_in_FEC
PT | TYNDP2026 | LEV | 2040 | TWh | 188 | Sub_sector | Industry | Others | Industry (other, non-energetic) | Non-energetic | industry_other_demand_oil_non_energetic | Liquids | EU | Energy demand | 2.2907 | not_included_in_FEC
PT | TYNDP2026 | LEV | 2040 | TWh | 189 | Sub_sector | Industry | Others | Industry (other, non-energetic) | Non-energetic | industry_other_demand_others_non_energetic | Others | EU | Energy demand | 0 | not_included_in_FEC
PT | TYNDP2026 | LEV | 2040 | TWh | 190 | Sub_sector | Industry | Others | Industry (other, non-energetic) | Non-energetic | industry_other_demand_ammonia_non_energetic | Ammonia | EU | Energy demand | 0 | not_included_in_FEC
PT | TYNDP2026 | LEV | 2040 | TWh | 192 | Sub_sector | Industry | Paper | Industry (paper) | Energetic | industry_paper_demand_electricity_energetic | Electricity | EU | Energy demand | 4.3477 | FEC
PT | TYNDP2026 | LEV | 2040 | TWh | 193 | Sub_sector | Industry | Paper | Industry (paper) | Energetic | industry_paper_demand_hydrogen_energetic | Hydrogen | EU | Energy demand | 0 | FEC
PT | TYNDP2026 | LEV | 2040 | TWh | 194 | Sub_sector | Industry | Paper | Industry (paper) | Energetic | industry_paper_demand_methane_energetic | Methane | EU | Energy demand | 5.429 | FEC
PT | TYNDP2026 | LEV | 2040 | TWh | 195 | Sub_sector | Industry | Paper | Industry (paper) | Energetic | industry_paper_demand_heat_energetic | Heat | EU | Energy demand | 1.3345 | FEC
PT | TYNDP2026 | LEV | 2040 | TWh | 196 | Sub_sector | Industry | Paper | Industry (paper) | Energetic | industry_paper_demand_biomass_energetic | Biomass | EU | Energy demand | 5.4666 | FEC
PT | TYNDP2026 | LEV | 2040 | TWh | 197 | Sub_sector | Industry | Paper | Industry (paper) | Energetic | industry_paper_demand_coal_energetic | Solids | EU | Energy demand | 0 | FEC
PT | TYNDP2026 | LEV | 2040 | TWh | 198 | Sub_sector | Industry | Paper | Industry (paper) | Energetic | industry_paper_demand_oil_energetic | Liquids | EU | Energy demand | 5.3333 | FEC
PT | TYNDP2026 | LEV | 2040 | TWh | 199 | Sub_sector | Industry | Paper | Industry (paper) | Energetic | industry_paper_demand_others_energetic | Others | EU | Energy demand | 0 | FEC
PT | TYNDP2026 | LEV | 2040 | TWh | 200 | Sub_sector | Industry | Paper | Industry (paper) | Energetic | industry_paper_demand_ammonia_energetic | Ammonia | EU | Energy demand | 0 | FEC
PT | TYNDP2026 | LEV | 2040 | TWh | 202 | Sub_sector | Industry | Refineries | Industry (refineries, energetic) | Energetic | industry_refinery_demand_electricity_energetic | Electricity | EU | Energy demand | 0.72239 | not_included_in_FEC
PT | TYNDP2026 | LEV | 2040 | TWh | 203 | Sub_sector | Industry | Refineries | Industry (refineries, energetic) | Energetic | industry_refinery_demand_hydrogen_energetic | Hydrogen | EU | Energy demand | 6.4143 | not_included_in_FEC
PT | TYNDP2026 | LEV | 2040 | TWh | 204 | Sub_sector | Industry | Refineries | Industry (refineries, energetic) | Energetic | industry_refinery_demand_methane_energetic | Methane | EU | Energy demand | 0.075833 | not_included_in_FEC
PT | TYNDP2026 | LEV | 2040 | TWh | 205 | Sub_sector | Industry | Refineries | Industry (refineries, energetic) | Energetic | industry_refinery_demand_heat_energetic | Heat | EU | Energy demand | 1.7946 | not_included_in_FEC
PT | TYNDP2026 | LEV | 2040 | TWh | 206 | Sub_sector | Industry | Refineries | Industry (refineries, energetic) | Energetic | industry_refinery_demand_biomass_energetic | Biomass | EU | Energy demand | 0 | not_included_in_FEC
PT | TYNDP2026 | LEV | 2040 | TWh | 207 | Sub_sector | Industry | Refineries | Industry (refineries, energetic) | Energetic | industry_refinery_demand_coal_energetic | Solids | EU | Energy demand | 0 | not_included_in_FEC
PT | TYNDP2026 | LEV | 2040 | TWh | 208 | Sub_sector | Industry | Refineries | Industry (refineries, energetic) | Energetic | industry_refinery_demand_oil_energetic | Liquids | EU | Energy demand | 4.442 | not_included_in_FEC
PT | TYNDP2026 | LEV | 2040 | TWh | 209 | Sub_sector | Industry | Refineries | Industry (refineries, energetic) | Energetic | industry_refinery_demand_others_energetic | Others | EU | Energy demand | 0 | not_included_in_FEC
PT | TYNDP2026 | LEV | 2040 | TWh | 210 | Sub_sector | Industry | Refineries | Industry (refineries, energetic) | Energetic | industry_refinery_demand_ammonia_energetic | Ammonia | EU | Energy demand | 0 | not_included_in_FEC
PT | TYNDP2026 | LEV | 2040 | TWh | 212 | Sub_sector | Industry | Refineries | Industry (refineries, non-energetic) | Non-energetic | industry_refinery_demand_electricity_non_energetic | Electricity | EU | Energy demand | 0 | not_included_in_FEC
PT | TYNDP2026 | LEV | 2040 | TWh | 213 | Sub_sector | Industry | Refineries | Industry (refineries, non-energetic) | Non-energetic | industry_refinery_demand_hydrogen_non_energetic | Hydrogen | EU | Energy demand | 0 | not_included_in_FEC
PT | TYNDP2026 | LEV | 2040 | TWh | 214 | Sub_sector | Industry | Refineries | Industry (refineries, non-energetic) | Non-energetic | industry_refinery_demand_methane_non_energetic | Methane | EU | Energy demand | 0 | not_included_in_FEC
PT | TYNDP2026 | LEV | 2040 | TWh | 215 | Sub_sector | Industry | Refineries | Industry (refineries, non-energetic) | Non-energetic | industry_refinery_demand_heat_non_energetic | Heat | EU | Energy demand | 0 | not_included_in_FEC
PT | TYNDP2026 | LEV | 2040 | TWh | 216 | Sub_sector | Industry | Refineries | Industry (refineries, non-energetic) | Non-energetic | industry_refinery_demand_biomass_non_energetic | Biomass | EU | Energy demand | 0 | not_included_in_FEC
PT | TYNDP2026 | LEV | 2040 | TWh | 217 | Sub_sector | Industry | Refineries | Industry (refineries, non-energetic) | Non-energetic | industry_refinery_demand_coal_non_energetic | Solids | EU | Energy demand | 0 | not_included_in_FEC
PT | TYNDP2026 | LEV | 2040 | TWh | 218 | Sub_sector | Industry | Refineries | Industry (refineries, non-energetic) | Non-energetic | industry_refinery_demand_oil_non_energetic | Liquids | EU | Energy demand | 0 | not_included_in_FEC
PT | TYNDP2026 | LEV | 2040 | TWh | 219 | Sub_sector | Industry | Refineries | Industry (refineries, non-energetic) | Non-energetic | industry_refinery_demand_others_non_energetic | Others | EU | Energy demand | 0 | not_included_in_FEC
PT | TYNDP2026 | LEV | 2040 | TWh | 220 | Sub_sector | Industry | Refineries | Industry (refineries, non-energetic) | Non-energetic | industry_refinery_demand_ammonia_non_energetic | Ammonia | EU | Energy demand | 0 | not_included_in_FEC
PT | TYNDP2026 | LEV | 2040 | TWh | 222 | Sub_sector | Industry | Steel | Industry (steel) | Energetic | industry_steel_demand_electricity_energetic | Electricity | EU | Energy demand | 2.1096 | FEC
PT | TYNDP2026 | LEV | 2040 | TWh | 223 | Sub_sector | Industry | Steel | Industry (steel) | Energetic | industry_steel_demand_hydrogen_energetic | Hydrogen | EU | Energy demand | 0 | FEC
PT | TYNDP2026 | LEV | 2040 | TWh | 224 | Sub_sector | Industry | Steel | Industry (steel) | Energetic | industry_steel_demand_methane_energetic | Methane | EU | Energy demand | 0.76952 | FEC
PT | TYNDP2026 | LEV | 2040 | TWh | 225 | Sub_sector | Industry | Steel | Industry (steel) | Energetic | industry_steel_demand_heat_energetic | Heat | EU | Energy demand | 0 | FEC
PT | TYNDP2026 | LEV | 2040 | TWh | 226 | Sub_sector | Industry | Steel | Industry (steel) | Energetic | industry_steel_demand_biomass_energetic | Biomass | EU | Energy demand | 0 | FEC
PT | TYNDP2026 | LEV | 2040 | TWh | 227 | Sub_sector | Industry | Steel | Industry (steel) | Energetic | industry_steel_demand_coal_energetic | Solids | EU | Energy demand | 0.077048 | FEC
PT | TYNDP2026 | LEV | 2040 | TWh | 228 | Sub_sector | Industry | Steel | Industry (steel) | Energetic | industry_steel_demand_oil_energetic | Liquids | EU | Energy demand | 0.031238 | FEC
PT | TYNDP2026 | LEV | 2040 | TWh | 229 | Sub_sector | Industry | Steel | Industry (steel) | Energetic | industry_steel_demand_others_energetic | Others | EU | Energy demand | 0 | FEC
PT | TYNDP2026 | LEV | 2040 | TWh | 230 | Sub_sector | Industry | Steel | Industry (steel) | Energetic | industry_steel_demand_ammonia_energetic | Ammonia | EU | Energy demand | 0 | FEC
PT | TYNDP2026 | LEV | 2040 | TWh | 232 | Sub_sector | Transport | Cars | Transport (cars) | Energetic | transport_cars_final_demand_electricity | Electricity | EU | Energy demand | 5.3956 | FEC
PT | TYNDP2026 | LEV | 2040 | TWh | 233 | Sub_sector | Transport | Cars | Transport (cars) | Energetic | transport_cars_final_demand_hydrogen | Hydrogen | EU | Energy demand | 0 | FEC
PT | TYNDP2026 | LEV | 2040 | TWh | 234 | Sub_sector | Transport | Cars | Transport (cars) | Energetic | transport_cars_final_demand_methane | Methane | EU | Energy demand | 0.00028702 | FEC
PT | TYNDP2026 | LEV | 2040 | TWh | 235 | Sub_sector | Transport | Cars | Transport (cars) | Energetic | transport_cars_final_demand_heat | Heat | EU | Energy demand | 0 | FEC
PT | TYNDP2026 | LEV | 2040 | TWh | 236 | Sub_sector | Transport | Cars | Transport (cars) | Energetic | transport_cars_final_demand_biomass | Biomass | EU | Energy demand | 0 | FEC
PT | TYNDP2026 | LEV | 2040 | TWh | 237 | Sub_sector | Transport | Cars | Transport (cars) | Energetic | transport_cars_final_demand_coal | Solids | EU | Energy demand | 0 | FEC
PT | TYNDP2026 | LEV | 2040 | TWh | 238 | Sub_sector | Transport | Cars | Transport (cars) | Energetic | transport_cars_final_demand_oil | Liquids | EU | Energy demand | 29.2323 | FEC
PT | TYNDP2026 | LEV | 2040 | TWh | 239 | Sub_sector | Transport | Cars | Transport (cars) | Energetic | transport_cars_final_demand_other | Others | EU | Energy demand | 0 | FEC
PT | TYNDP2026 | LEV | 2040 | TWh | 240 | Sub_sector | Transport | Cars | Transport (cars) | Energetic | transport_cars_final_demand_ammonia | Ammonia | EU | Energy demand | 0 | FEC
PT | TYNDP2026 | LEV | 2040 | TWh | 242 | Sub_sector | Transport | Busses | Transport (busses) | Energetic | transport_busses_final_demand_electricity | Electricity | EU | Energy demand | 0.34241 | FEC
PT | TYNDP2026 | LEV | 2040 | TWh | 243 | Sub_sector | Transport | Busses | Transport (busses) | Energetic | transport_busses_final_demand_hydrogen | Hydrogen | EU | Energy demand | 0 | FEC
PT | TYNDP2026 | LEV | 2040 | TWh | 244 | Sub_sector | Transport | Busses | Transport (busses) | Energetic | transport_busses_final_demand_methane | Methane | EU | Energy demand | 0.67659 | FEC
PT | TYNDP2026 | LEV | 2040 | TWh | 245 | Sub_sector | Transport | Busses | Transport (busses) | Energetic | transport_busses_final_demand_heat | Heat | EU | Energy demand | 0 | FEC
PT | TYNDP2026 | LEV | 2040 | TWh | 246 | Sub_sector | Transport | Busses | Transport (busses) | Energetic | transport_busses_final_demand_biomass | Biomass | EU | Energy demand | 0 | FEC
PT | TYNDP2026 | LEV | 2040 | TWh | 247 | Sub_sector | Transport | Busses | Transport (busses) | Energetic | transport_busses_final_demand_coal | Solids | EU | Energy demand | 0 | FEC
PT | TYNDP2026 | LEV | 2040 | TWh | 248 | Sub_sector | Transport | Busses | Transport (busses) | Energetic | transport_busses_final_demand_oil | Liquids | EU | Energy demand | 0.48248 | FEC
PT | TYNDP2026 | LEV | 2040 | TWh | 249 | Sub_sector | Transport | Busses | Transport (busses) | Energetic | transport_busses_final_demand_other | Others | EU | Energy demand | 0 | FEC
PT | TYNDP2026 | LEV | 2040 | TWh | 250 | Sub_sector | Transport | Busses | Transport (busses) | Energetic | transport_busses_final_demand_ammonia | Ammonia | EU | Energy demand | 0 | FEC
PT | TYNDP2026 | LEV | 2040 | TWh | 252 | Sub_sector | Transport | Trucks | Transport (trucks) | Energetic | transport_trucks_final_demand_electricity | Electricity | EU | Energy demand | 0.59657 | FEC
PT | TYNDP2026 | LEV | 2040 | TWh | 253 | Sub_sector | Transport | Trucks | Transport (trucks) | Energetic | transport_trucks_final_demand_hydrogen | Hydrogen | EU | Energy demand | 0 | FEC
PT | TYNDP2026 | LEV | 2040 | TWh | 254 | Sub_sector | Transport | Trucks | Transport (trucks) | Energetic | transport_trucks_final_demand_methane | Methane | EU | Energy demand | 0.00043089 | FEC
PT | TYNDP2026 | LEV | 2040 | TWh | 255 | Sub_sector | Transport | Trucks | Transport (trucks) | Energetic | transport_trucks_final_demand_heat | Heat | EU | Energy demand | 0 | FEC
PT | TYNDP2026 | LEV | 2040 | TWh | 256 | Sub_sector | Transport | Trucks | Transport (trucks) | Energetic | transport_trucks_final_demand_biomass | Biomass | EU | Energy demand | 0 | FEC
PT | TYNDP2026 | LEV | 2040 | TWh | 257 | Sub_sector | Transport | Trucks | Transport (trucks) | Energetic | transport_trucks_final_demand_coal | Solids | EU | Energy demand | 0 | FEC
PT | TYNDP2026 | LEV | 2040 | TWh | 258 | Sub_sector | Transport | Trucks | Transport (trucks) | Energetic | transport_trucks_final_demand_oil | Liquids | EU | Energy demand | 6.5885 | FEC
PT | TYNDP2026 | LEV | 2040 | TWh | 259 | Sub_sector | Transport | Trucks | Transport (trucks) | Energetic | transport_trucks_final_demand_other | Others | EU | Energy demand | 0 | FEC
PT | TYNDP2026 | LEV | 2040 | TWh | 260 | Sub_sector | Transport | Trucks | Transport (trucks) | Energetic | transport_trucks_final_demand_ammonia | Ammonia | EU | Energy demand | 0 | FEC
PT | TYNDP2026 | LEV | 2040 | TWh | 262 | Sub_sector | Transport | Vans | Transport (vans) | Energetic | transport_vans_final_demand_electricity | Electricity | EU | Energy demand | 0.69652 | FEC
PT | TYNDP2026 | LEV | 2040 | TWh | 263 | Sub_sector | Transport | Vans | Transport (vans) | Energetic | transport_vans_final_demand_hydrogen | Hydrogen | EU | Energy demand | 0 | FEC
PT | TYNDP2026 | LEV | 2040 | TWh | 264 | Sub_sector | Transport | Vans | Transport (vans) | Energetic | transport_vans_final_demand_methane | Methane | EU | Energy demand | 0.00020759 | FEC
PT | TYNDP2026 | LEV | 2040 | TWh | 265 | Sub_sector | Transport | Vans | Transport (vans) | Energetic | transport_vans_final_demand_heat | Heat | EU | Energy demand | 0 | FEC
PT | TYNDP2026 | LEV | 2040 | TWh | 266 | Sub_sector | Transport | Vans | Transport (vans) | Energetic | transport_vans_final_demand_biomass | Biomass | EU | Energy demand | 0 | FEC
PT | TYNDP2026 | LEV | 2040 | TWh | 267 | Sub_sector | Transport | Vans | Transport (vans) | Energetic | transport_vans_final_demand_coal | Solids | EU | Energy demand | 0 | FEC
PT | TYNDP2026 | LEV | 2040 | TWh | 268 | Sub_sector | Transport | Vans | Transport (vans) | Energetic | transport_vans_final_demand_oil | Liquids | EU | Energy demand | 4.4415 | FEC
PT | TYNDP2026 | LEV | 2040 | TWh | 269 | Sub_sector | Transport | Vans | Transport (vans) | Energetic | transport_vans_final_demand_other | Others | EU | Energy demand | 0 | FEC
PT | TYNDP2026 | LEV | 2040 | TWh | 270 | Sub_sector | Transport | Vans | Transport (vans) | Energetic | transport_vans_final_demand_ammonia | Ammonia | EU | Energy demand | 0 | FEC
PT | TYNDP2026 | LEV | 2040 | TWh | 272 | Sub_sector | Transport | Freight trains | Transport (trains) | Energetic | transport_trains_final_demand_electricity | Electricity | EU | Energy demand | 0.50915 | FEC
PT | TYNDP2026 | LEV | 2040 | TWh | 273 | Sub_sector | Transport | Freight trains | Transport (trains) | Energetic | transport_trains_final_demand_hydrogen | Hydrogen | EU | Energy demand | 0 | FEC
PT | TYNDP2026 | LEV | 2040 | TWh | 274 | Sub_sector | Transport | Freight trains | Transport (trains) | Energetic | transport_trains_final_demand_methane | Methane | EU | Energy demand | 0 | FEC
PT | TYNDP2026 | LEV | 2040 | TWh | 275 | Sub_sector | Transport | Freight trains | Transport (trains) | Energetic | transport_trains_final_demand_heat | Heat | EU | Energy demand | 0 | FEC
PT | TYNDP2026 | LEV | 2040 | TWh | 276 | Sub_sector | Transport | Freight trains | Transport (trains) | Energetic | transport_trains_final_demand_biomass | Biomass | EU | Energy demand | 0 | FEC
PT | TYNDP2026 | LEV | 2040 | TWh | 277 | Sub_sector | Transport | Freight trains | Transport (trains) | Energetic | transport_trains_final_demand_coal | Solids | EU | Energy demand | 0 | FEC
PT | TYNDP2026 | LEV | 2040 | TWh | 278 | Sub_sector | Transport | Freight trains | Transport (trains) | Energetic | transport_trains_final_demand_oil | Liquids | EU | Energy demand | 0 | FEC
PT | TYNDP2026 | LEV | 2040 | TWh | 279 | Sub_sector | Transport | Freight trains | Transport (trains) | Energetic | transport_trains_final_demand_other | Others | EU | Energy demand | 0 | FEC
PT | TYNDP2026 | LEV | 2040 | TWh | 280 | Sub_sector | Transport | Freight trains | Transport (trains) | Energetic | transport_trains_final_demand_ammonia | Ammonia | EU | Energy demand | 0 | FEC
PT | TYNDP2026 | LEV | 2040 | TWh | 282 | Sub_sector | Transport | Ships | Transport (ships) | Energetic | transport_ships_final_demand_electricity | Electricity | EU | Energy demand | 0.053065 | FEC
PT | TYNDP2026 | LEV | 2040 | TWh | 283 | Sub_sector | Transport | Ships | Transport (ships) | Energetic | transport_ships_final_demand_hydrogen | Hydrogen | EU | Energy demand | 0 | FEC
PT | TYNDP2026 | LEV | 2040 | TWh | 284 | Sub_sector | Transport | Ships | Transport (ships) | Energetic | transport_ships_final_demand_methane | Methane | EU | Energy demand | 5.7e-05 | FEC
PT | TYNDP2026 | LEV | 2040 | TWh | 285 | Sub_sector | Transport | Ships | Transport (ships) | Energetic | transport_ships_final_demand_heat | Heat | EU | Energy demand | 0 | FEC
PT | TYNDP2026 | LEV | 2040 | TWh | 286 | Sub_sector | Transport | Ships | Transport (ships) | Energetic | transport_ships_final_demand_biomass | Biomass | EU | Energy demand | 0 | FEC
PT | TYNDP2026 | LEV | 2040 | TWh | 287 | Sub_sector | Transport | Ships | Transport (ships) | Energetic | transport_ships_final_demand_coal | Solids | EU | Energy demand | 0 | FEC
PT | TYNDP2026 | LEV | 2040 | TWh | 288 | Sub_sector | Transport | Ships | Transport (ships) | Energetic | transport_ships_final_demand_oil | Liquids | EU | Energy demand | 1.7367 | FEC
PT | TYNDP2026 | LEV | 2040 | TWh | 289 | Sub_sector | Transport | Ships | Transport (ships) | Energetic | transport_ships_final_demand_other | Others | EU | Energy demand | 0 | FEC
PT | TYNDP2026 | LEV | 2040 | TWh | 290 | Sub_sector | Transport | Ships | Transport (ships) | Energetic | transport_ships_final_demand_ammonia | Ammonia | EU | Energy demand | 0 | FEC
PT | TYNDP2026 | LEV | 2040 | TWh | 292 | Sub_sector | Transport | Planes | Transport (planes) | Energetic | transport_planes_final_demand_electricity | Electricity | EU | Energy demand | 0 | FEC
PT | TYNDP2026 | LEV | 2040 | TWh | 293 | Sub_sector | Transport | Planes | Transport (planes) | Energetic | transport_planes_final_demand_hydrogen | Hydrogen | EU | Energy demand | 0 | FEC
PT | TYNDP2026 | LEV | 2040 | TWh | 294 | Sub_sector | Transport | Planes | Transport (planes) | Energetic | transport_planes_final_demand_methane | Methane | EU | Energy demand | 0 | FEC
PT | TYNDP2026 | LEV | 2040 | TWh | 295 | Sub_sector | Transport | Planes | Transport (planes) | Energetic | transport_planes_final_demand_heat | Heat | EU | Energy demand | 0 | FEC
PT | TYNDP2026 | LEV | 2040 | TWh | 296 | Sub_sector | Transport | Planes | Transport (planes) | Energetic | transport_planes_final_demand_biomass | Biomass | EU | Energy demand | 0 | FEC
PT | TYNDP2026 | LEV | 2040 | TWh | 297 | Sub_sector | Transport | Planes | Transport (planes) | Energetic | transport_planes_final_demand_coal | Solids | EU | Energy demand | 0 | FEC
PT | TYNDP2026 | LEV | 2040 | TWh | 298 | Sub_sector | Transport | Planes | Transport (planes) | Energetic | transport_planes_final_demand_oil | Liquids | EU | Energy demand | 1.7002 | FEC
PT | TYNDP2026 | LEV | 2040 | TWh | 299 | Sub_sector | Transport | Planes | Transport (planes) | Energetic | transport_planes_final_demand_other | Others | EU | Energy demand | 0 | FEC
PT | TYNDP2026 | LEV | 2040 | TWh | 300 | Sub_sector | Transport | Planes | Transport (planes) | Energetic | transport_planes_final_demand_ammonia | Ammonia | EU | Energy demand | 0 | FEC
PT | TYNDP2026 | LEV | 2040 | TWh | 302 | Sub_sector | Transport | Others | Transport (others) | Energetic | transport_other_final_demand_electricity | Electricity | EU | Energy demand | 0.001396 | FEC
PT | TYNDP2026 | LEV | 2040 | TWh | 303 | Sub_sector | Transport | Others | Transport (others) | Energetic | transport_other_final_demand_hydrogen | Hydrogen | EU | Energy demand | 0 | FEC
PT | TYNDP2026 | LEV | 2040 | TWh | 304 | Sub_sector | Transport | Others | Transport (others) | Energetic | transport_other_final_demand_methane | Methane | EU | Energy demand | 0 | FEC
PT | TYNDP2026 | LEV | 2040 | TWh | 305 | Sub_sector | Transport | Others | Transport (others) | Energetic | transport_other_final_demand_heat | Heat | EU | Energy demand | 0 | FEC
PT | TYNDP2026 | LEV | 2040 | TWh | 306 | Sub_sector | Transport | Others | Transport (others) | Energetic | transport_other_final_demand_biomass | Biomass | EU | Energy demand | 0 | FEC
PT | TYNDP2026 | LEV | 2040 | TWh | 307 | Sub_sector | Transport | Others | Transport (others) | Energetic | transport_other_final_demand_coal | Solids | EU | Energy demand | 0 | FEC
PT | TYNDP2026 | LEV | 2040 | TWh | 308 | Sub_sector | Transport | Others | Transport (others) | Energetic | transport_other_final_demand_oil | Liquids | EU | Energy demand | 0.62524 | FEC
PT | TYNDP2026 | LEV | 2040 | TWh | 309 | Sub_sector | Transport | Others | Transport (others) | Energetic | transport_other_final_demand_other | Others | EU | Energy demand | 0 | FEC
PT | TYNDP2026 | LEV | 2040 | TWh | 310 | Sub_sector | Transport | Others | Transport (others) | Energetic | transport_other_final_demand_ammonia | Ammonia | EU | Energy demand | 0 | FEC
PT | TYNDP2026 | LEV | 2040 | TWh | 312 | Sub_sector | International transport | International aviation | Transport (int. aviation) | Energetic | transport_int_aviation_final_demand_electricity | Electricity | EU | Energy demand | 0 | FEC
PT | TYNDP2026 | LEV | 2040 | TWh | 313 | Sub_sector | International transport | International aviation | Transport (int. aviation) | Energetic | transport_int_aviation_final_demand_hydrogen | Hydrogen | EU | Energy demand | 0 | FEC
PT | TYNDP2026 | LEV | 2040 | TWh | 314 | Sub_sector | International transport | International aviation | Transport (int. aviation) | Energetic | transport_int_aviation_final_demand_methane | Methane | EU | Energy demand | 0 | FEC
PT | TYNDP2026 | LEV | 2040 | TWh | 315 | Sub_sector | International transport | International aviation | Transport (int. aviation) | Energetic | transport_int_aviation_final_demand_heat | Heat | EU | Energy demand | 0 | FEC
PT | TYNDP2026 | LEV | 2040 | TWh | 316 | Sub_sector | International transport | International aviation | Transport (int. aviation) | Energetic | transport_int_aviation_final_demand_biofuels | Biomass | EU | Energy demand | 0 | FEC
PT | TYNDP2026 | LEV | 2040 | TWh | 317 | Sub_sector | International transport | International aviation | Transport (int. aviation) | Energetic | transport_int_aviation_final_demand_coal | Solids | EU | Energy demand | 0 | FEC
PT | TYNDP2026 | LEV | 2040 | TWh | 318 | Sub_sector | International transport | International aviation | Transport (int. aviation) | Energetic | transport_int_aviation_final_demand_oil | Liquids | EU | Energy demand | 14.8941 | FEC
PT | TYNDP2026 | LEV | 2040 | TWh | 319 | Sub_sector | International transport | International aviation | Transport (int. aviation) | Energetic | transport_int_aviation_final_demand_other | Others | EU | Energy demand | 0 | FEC
PT | TYNDP2026 | LEV | 2040 | TWh | 320 | Sub_sector | International transport | International aviation | Transport (int. aviation) | Energetic | transport_int_aviation_final_demand_ammonia | Ammonia | EU | Energy demand | 0 | FEC
PT | TYNDP2026 | LEV | 2040 | TWh | 322 | Sub_sector | International transport | International shipping | Transport (int. shipping) | Energetic | transport_int_shipping_final_demand_electricity | Electricity | EU | Energy demand | 0 | not_included_in_FEC
PT | TYNDP2026 | LEV | 2040 | TWh | 323 | Sub_sector | International transport | International shipping | Transport (int. shipping) | Energetic | transport_int_shipping_final_demand_hydrogen | Hydrogen | EU | Energy demand | 0 | not_included_in_FEC
PT | TYNDP2026 | LEV | 2040 | TWh | 324 | Sub_sector | International transport | International shipping | Transport (int. shipping) | Energetic | transport_int_shipping_final_demand_methane | Methane | EU | Energy demand | 0 | not_included_in_FEC
PT | TYNDP2026 | LEV | 2040 | TWh | 325 | Sub_sector | International transport | International shipping | Transport (int. shipping) | Energetic | transport_int_shipping_final_demand_heat | Heat | EU | Energy demand | 0 | not_included_in_FEC
PT | TYNDP2026 | LEV | 2040 | TWh | 326 | Sub_sector | International transport | International shipping | Transport (int. shipping) | Energetic | transport_int_shipping_final_demand_biofuels | Biomass | EU | Energy demand | 0 | not_included_in_FEC
PT | TYNDP2026 | LEV | 2040 | TWh | 327 | Sub_sector | International transport | International shipping | Transport (int. shipping) | Energetic | transport_int_shipping_final_demand_coal | Solids | EU | Energy demand | 0 | not_included_in_FEC
PT | TYNDP2026 | LEV | 2040 | TWh | 328 | Sub_sector | International transport | International shipping | Transport (int. shipping) | Energetic | transport_int_shipping_final_demand_oil | Liquids | EU | Energy demand | 9.2522 | not_included_in_FEC
PT | TYNDP2026 | LEV | 2040 | TWh | 329 | Sub_sector | International transport | International shipping | Transport (int. shipping) | Energetic | transport_int_shipping_final_demand_other | Others | EU | Energy demand | 0 | not_included_in_FEC
PT | TYNDP2026 | LEV | 2040 | TWh | 330 | Sub_sector | International transport | International shipping | Transport (int. shipping) | Energetic | transport_int_shipping_final_demand_ammonia | Ammonia | EU | Energy demand | 0 | not_included_in_FEC
PT | TYNDP2026 | LEV | 2040 | TWh | 332 | Sub_sector | Households | Space heating | Households (heating) | Energetic | households_heating_final_demand_electricity | Electricity | EU | Energy demand | 0.96638 | FEC
PT | TYNDP2026 | LEV | 2040 | TWh | 333 | Sub_sector | Households | Space heating | Households (heating) | Energetic | households_heating_final_demand_hydrogen | Hydrogen | EU | Energy demand | 0 | FEC
PT | TYNDP2026 | LEV | 2040 | TWh | 334 | Sub_sector | Households | Space heating | Households (heating) | Energetic | households_heating_final_demand_methane | Methane | EU | Energy demand | 0 | FEC
PT | TYNDP2026 | LEV | 2040 | TWh | 335 | Sub_sector | Households | Space heating | Households (heating) | Energetic | households_heating_final_demand_heat | Heat | EU | Energy demand | 0 | FEC
PT | TYNDP2026 | LEV | 2040 | TWh | 336 | Sub_sector | Households | Space heating | Households (heating) | Energetic | households_heating_final_demand_biomass | Biomass | EU | Energy demand | 4.7958 | FEC
PT | TYNDP2026 | LEV | 2040 | TWh | 337 | Sub_sector | Households | Space heating | Households (heating) | Energetic | households_heating_final_demand_coal | Solids | EU | Energy demand | 0 | FEC
PT | TYNDP2026 | LEV | 2040 | TWh | 338 | Sub_sector | Households | Space heating | Households (heating) | Energetic | households_heating_final_demand_oil | Liquids | EU | Energy demand | 0 | FEC
PT | TYNDP2026 | LEV | 2040 | TWh | 339 | Sub_sector | Households | Space heating | Households (heating) | Energetic | households_heating_final_demand_other | Others | EU | Energy demand | 0 | FEC
PT | TYNDP2026 | LEV | 2040 | TWh | 340 | Sub_sector | Households | Space heating | Households (heating) | Energetic | households_heating_final_demand_ammonia | Ammonia | EU | Energy demand | 0 | FEC
PT | TYNDP2026 | LEV | 2040 | TWh | 343 | Sub_sector | Households | Cooling | Households (cooling) | Energetic | households_cooling_final_demand_electricity | Electricity | EU | Energy demand | 0.31273 | FEC
PT | TYNDP2026 | LEV | 2040 | TWh | 344 | Sub_sector | Households | Cooling | Households (cooling) | Energetic | households_cooling_final_demand_hydrogen | Hydrogen | EU | Energy demand | 0 | FEC
PT | TYNDP2026 | LEV | 2040 | TWh | 345 | Sub_sector | Households | Cooling | Households (cooling) | Energetic | households_cooling_final_demand_methane | Methane | EU | Energy demand | 0 | FEC
PT | TYNDP2026 | LEV | 2040 | TWh | 346 | Sub_sector | Households | Cooling | Households (cooling) | Energetic | households_cooling_final_demand_heat | Heat | EU | Energy demand | 0 | FEC
PT | TYNDP2026 | LEV | 2040 | TWh | 347 | Sub_sector | Households | Cooling | Households (cooling) | Energetic | households_cooling_final_demand_biomass | Biomass | EU | Energy demand | 0 | FEC
PT | TYNDP2026 | LEV | 2040 | TWh | 348 | Sub_sector | Households | Cooling | Households (cooling) | Energetic | households_cooling_final_demand_coal | Solids | EU | Energy demand | 0 | FEC
PT | TYNDP2026 | LEV | 2040 | TWh | 349 | Sub_sector | Households | Cooling | Households (cooling) | Energetic | households_cooling_final_demand_oil | Liquids | EU | Energy demand | 0 | FEC
PT | TYNDP2026 | LEV | 2040 | TWh | 350 | Sub_sector | Households | Cooling | Households (cooling) | Energetic | households_cooling_final_demand_other | Others | EU | Energy demand | 0 | FEC
PT | TYNDP2026 | LEV | 2040 | TWh | 351 | Sub_sector | Households | Cooling | Households (cooling) | Energetic | households_cooling_final_demand_ammonia | Ammonia | EU | Energy demand | 0 | FEC
PT | TYNDP2026 | LEV | 2040 | TWh | 354 | Sub_sector | Households | Hot water | Households (hot water) | Energetic | households_hot_water_final_demand_electricity | Electricity | EU | Energy demand | 1.2221 | FEC
PT | TYNDP2026 | LEV | 2040 | TWh | 355 | Sub_sector | Households | Hot water | Households (hot water) | Energetic | households_hot_water_final_demand_hydrogen | Hydrogen | EU | Energy demand | 0 | FEC
PT | TYNDP2026 | LEV | 2040 | TWh | 356 | Sub_sector | Households | Hot water | Households (hot water) | Energetic | households_hot_water_final_demand_methane | Methane | EU | Energy demand | 0 | FEC
PT | TYNDP2026 | LEV | 2040 | TWh | 357 | Sub_sector | Households | Hot water | Households (hot water) | Energetic | households_hot_water_final_demand_heat | Heat | EU | Energy demand | 0 | FEC
PT | TYNDP2026 | LEV | 2040 | TWh | 358 | Sub_sector | Households | Hot water | Households (hot water) | Energetic | households_hot_water_final_demand_biomass | Biomass | EU | Energy demand | 3.5655 | FEC
PT | TYNDP2026 | LEV | 2040 | TWh | 359 | Sub_sector | Households | Hot water | Households (hot water) | Energetic | households_hot_water_final_demand_coal | Solids | EU | Energy demand | 0 | FEC
PT | TYNDP2026 | LEV | 2040 | TWh | 360 | Sub_sector | Households | Hot water | Households (hot water) | Energetic | households_hot_water_final_demand_oil | Liquids | EU | Energy demand | 0 | FEC
PT | TYNDP2026 | LEV | 2040 | TWh | 361 | Sub_sector | Households | Hot water | Households (hot water) | Energetic | households_hot_water_final_demand_other | Others | EU | Energy demand | 0.66298 | FEC
PT | TYNDP2026 | LEV | 2040 | TWh | 362 | Sub_sector | Households | Hot water | Households (hot water) | Energetic | households_hot_water_final_demand_ammonia | Ammonia | EU | Energy demand | 0 | FEC
PT | TYNDP2026 | LEV | 2040 | TWh | 365 | Sub_sector | Households | Appliances | Households (appliances) | Energetic | households_appliances_final_demand_electricity | Electricity | EU | Energy demand | 10.1062 | FEC
PT | TYNDP2026 | LEV | 2040 | TWh | 366 | Sub_sector | Households | Appliances | Households (appliances) | Energetic | households_appliances_final_demand_hydrogen | Hydrogen | EU | Energy demand | 0 | FEC
PT | TYNDP2026 | LEV | 2040 | TWh | 367 | Sub_sector | Households | Appliances | Households (appliances) | Energetic | households_appliances_final_demand_methane | Methane | EU | Energy demand | 2.4187 | FEC
PT | TYNDP2026 | LEV | 2040 | TWh | 368 | Sub_sector | Households | Appliances | Households (appliances) | Energetic | households_appliances_final_demand_heat | Heat | EU | Energy demand | 0 | FEC
PT | TYNDP2026 | LEV | 2040 | TWh | 369 | Sub_sector | Households | Appliances | Households (appliances) | Energetic | households_appliances_final_demand_biomass | Biomass | EU | Energy demand | 0 | FEC
PT | TYNDP2026 | LEV | 2040 | TWh | 370 | Sub_sector | Households | Appliances | Households (appliances) | Energetic | households_appliances_final_demand_coal | Solids | EU | Energy demand | 0 | FEC
PT | TYNDP2026 | LEV | 2040 | TWh | 371 | Sub_sector | Households | Appliances | Households (appliances) | Energetic | households_appliances_final_demand_oil | Liquids | EU | Energy demand | 0 | FEC
PT | TYNDP2026 | LEV | 2040 | TWh | 372 | Sub_sector | Households | Appliances | Households (appliances) | Energetic | households_appliances_final_demand_other | Others | EU | Energy demand | 0 | FEC
PT | TYNDP2026 | LEV | 2040 | TWh | 373 | Sub_sector | Households | Appliances | Households (appliances) | Energetic | households_appliances_final_demand_ammonia | Ammonia | EU | Energy demand | 0 | FEC
PT | TYNDP2026 | LEV | 2040 | TWh | 375 | Sub_sector | Buildings | Space heating | Buildings (heat) | Energetic | buildings_heat_final_demand_electricity | Electricity | EU | Energy demand | 4.981 | FEC
PT | TYNDP2026 | LEV | 2040 | TWh | 376 | Sub_sector | Buildings | Space heating | Buildings (heat) | Energetic | buildings_heat_final_demand_hydrogen | Hydrogen | EU | Energy demand | 0 | FEC
PT | TYNDP2026 | LEV | 2040 | TWh | 377 | Sub_sector | Buildings | Space heating | Buildings (heat) | Energetic | buildings_heat_final_demand_methane | Methane | EU | Energy demand | 1.9952 | FEC
PT | TYNDP2026 | LEV | 2040 | TWh | 378 | Sub_sector | Buildings | Space heating | Buildings (heat) | Energetic | buildings_heat_final_demand_heat | Heat | EU | Energy demand | 0 | FEC
PT | TYNDP2026 | LEV | 2040 | TWh | 379 | Sub_sector | Buildings | Space heating | Buildings (heat) | Energetic | buildings_heat_final_demand_biomass | Biomass | EU | Energy demand | 0 | FEC
PT | TYNDP2026 | LEV | 2040 | TWh | 380 | Sub_sector | Buildings | Space heating | Buildings (heat) | Energetic | buildings_heat_final_demand_coal | Solids | EU | Energy demand | 0 | FEC
PT | TYNDP2026 | LEV | 2040 | TWh | 381 | Sub_sector | Buildings | Space heating | Buildings (heat) | Energetic | buildings_heat_final_demand_oil | Liquids | EU | Energy demand | 0 | FEC
PT | TYNDP2026 | LEV | 2040 | TWh | 382 | Sub_sector | Buildings | Space heating | Buildings (heat) | Energetic | buildings_heat_final_demand_other | Others | EU | Energy demand | 0.063776 | FEC
PT | TYNDP2026 | LEV | 2040 | TWh | 383 | Sub_sector | Buildings | Space heating | Buildings (heat) | Energetic | buildings_heat_final_demand_ammonia | Ammonia | EU | Energy demand | 0 | FEC
PT | TYNDP2026 | LEV | 2040 | TWh | 386 | Sub_sector | Buildings | Cooling | Buildings (cooling) | Energetic | buildings_cooling_final_demand_electricity | Electricity | EU | Energy demand | 2.0917 | FEC
PT | TYNDP2026 | LEV | 2040 | TWh | 387 | Sub_sector | Buildings | Cooling | Buildings (cooling) | Energetic | buildings_cooling_final_demand_hydrogen | Hydrogen | EU | Energy demand | 0 | FEC
PT | TYNDP2026 | LEV | 2040 | TWh | 388 | Sub_sector | Buildings | Cooling | Buildings (cooling) | Energetic | buildings_cooling_final_demand_methane | Methane | EU | Energy demand | 0 | FEC
PT | TYNDP2026 | LEV | 2040 | TWh | 389 | Sub_sector | Buildings | Cooling | Buildings (cooling) | Energetic | buildings_cooling_final_demand_heat | Heat | EU | Energy demand | 0 | FEC
PT | TYNDP2026 | LEV | 2040 | TWh | 390 | Sub_sector | Buildings | Cooling | Buildings (cooling) | Energetic | buildings_cooling_final_demand_biomass | Biomass | EU | Energy demand | 0 | FEC
PT | TYNDP2026 | LEV | 2040 | TWh | 391 | Sub_sector | Buildings | Cooling | Buildings (cooling) | Energetic | buildings_cooling_final_demand_coal | Solids | EU | Energy demand | 0 | FEC
PT | TYNDP2026 | LEV | 2040 | TWh | 392 | Sub_sector | Buildings | Cooling | Buildings (cooling) | Energetic | buildings_cooling_final_demand_oil | Liquids | EU | Energy demand | 0 | FEC
PT | TYNDP2026 | LEV | 2040 | TWh | 393 | Sub_sector | Buildings | Cooling | Buildings (cooling) | Energetic | buildings_cooling_final_demand_other | Others | EU | Energy demand | 0 | FEC
PT | TYNDP2026 | LEV | 2040 | TWh | 394 | Sub_sector | Buildings | Cooling | Buildings (cooling) | Energetic | buildings_cooling_final_demand_ammonia | Ammonia | EU | Energy demand | 0 | FEC
PT | TYNDP2026 | LEV | 2040 | TWh | 397 | Sub_sector | Buildings | Appliances | Buildings (appliances) | Energetic | buildings_appliances_final_demand_electricity | Electricity | EU | Energy demand | 8.1049 | FEC
PT | TYNDP2026 | LEV | 2040 | TWh | 398 | Sub_sector | Buildings | Appliances | Buildings (appliances) | Energetic | buildings_appliances_final_demand_hydrogen | Hydrogen | EU | Energy demand | 0 | FEC
PT | TYNDP2026 | LEV | 2040 | TWh | 399 | Sub_sector | Buildings | Appliances | Buildings (appliances) | Energetic | buildings_appliances_final_demand_methane | Methane | EU | Energy demand | 0.94486 | FEC
PT | TYNDP2026 | LEV | 2040 | TWh | 400 | Sub_sector | Buildings | Appliances | Buildings (appliances) | Energetic | buildings_appliances_final_demand_heat | Heat | EU | Energy demand | 0 | FEC
PT | TYNDP2026 | LEV | 2040 | TWh | 401 | Sub_sector | Buildings | Appliances | Buildings (appliances) | Energetic | buildings_appliances_final_demand_biomass | Biomass | EU | Energy demand | 0 | FEC
PT | TYNDP2026 | LEV | 2040 | TWh | 402 | Sub_sector | Buildings | Appliances | Buildings (appliances) | Energetic | buildings_appliances_final_demand_coal | Solids | EU | Energy demand | 0 | FEC
PT | TYNDP2026 | LEV | 2040 | TWh | 403 | Sub_sector | Buildings | Appliances | Buildings (appliances) | Energetic | buildings_appliances_final_demand_oil | Liquids | EU | Energy demand | 0 | FEC
PT | TYNDP2026 | LEV | 2040 | TWh | 404 | Sub_sector | Buildings | Appliances | Buildings (appliances) | Energetic | buildings_appliances_final_demand_other | Others | EU | Energy demand | 0 | FEC
PT | TYNDP2026 | LEV | 2040 | TWh | 405 | Sub_sector | Buildings | Appliances | Buildings (appliances) | Energetic | buildings_appliances_final_demand_ammonia | Ammonia | EU | Energy demand | 0 | FEC
PT | TYNDP2026 | LEV | 2040 | TWh | 407 | Sub_sector | Buildings | Datacenters | Datacenters & ICT | Energetic | datacentres_final_demand_electricity_energetic | Electricity | EU | Energy demand | 20.1455 | FEC
PT | TYNDP2026 | LEV | 2040 | TWh | 408 | Sub_sector | Buildings | Datacenters | Datacenters & ICT | Energetic | datacentres_final_demand_hydrogen_energetic | Hydrogen | EU | Energy demand | 0 | FEC
PT | TYNDP2026 | LEV | 2040 | TWh | 409 | Sub_sector | Buildings | Datacenters | Datacenters & ICT | Energetic | datacentres_final_demand_methane_energetic | Methane | EU | Energy demand | 0 | FEC
PT | TYNDP2026 | LEV | 2040 | TWh | 410 | Sub_sector | Buildings | Datacenters | Datacenters & ICT | Energetic | datacentres_final_demand_heat_energetic | Heat | EU | Energy demand | 0 | FEC
PT | TYNDP2026 | LEV | 2040 | TWh | 411 | Sub_sector | Buildings | Datacenters | Datacenters & ICT | Energetic | datacentres_final_demand_biomass_energetic | Biomass | EU | Energy demand | 0 | FEC
PT | TYNDP2026 | LEV | 2040 | TWh | 412 | Sub_sector | Buildings | Datacenters | Datacenters & ICT | Energetic | datacentres_final_demand_coal_energetic | Solids | EU | Energy demand | 0 | FEC
PT | TYNDP2026 | LEV | 2040 | TWh | 413 | Sub_sector | Buildings | Datacenters | Datacenters & ICT | Energetic | datacentres_final_demand_oil_energetic | Liquids | EU | Energy demand | 0 | FEC
PT | TYNDP2026 | LEV | 2040 | TWh | 414 | Sub_sector | Buildings | Datacenters | Datacenters & ICT | Energetic | datacentres_final_demand_other_energetic | Others | EU | Energy demand | 0 | FEC
PT | TYNDP2026 | LEV | 2040 | TWh | 415 | Sub_sector | Buildings | Datacenters | Datacenters & ICT | Energetic | datacentres_final_demand_ammonia_energetic | Ammonia | EU | Energy demand | 0 | FEC
PT | TYNDP2026 | LEV | 2040 | TWh | 417 | Sub_sector | Transport | Others_Sector | Others_Sector | Energetic | other_final_demand_electricity_energetic | Electricity | EU | Energy demand | 0 | FEC
PT | TYNDP2026 | LEV | 2040 | TWh | 418 | Sub_sector | Transport | Others_Sector | Others_Sector | Energetic | other_final_demand_hydrogen_energetic | Hydrogen | EU | Energy demand | 0 | FEC
PT | TYNDP2026 | LEV | 2040 | TWh | 419 | Sub_sector | Transport | Pipeline Transport | Others_Sector | Energetic | other_final_demand_methane_energetic | Methane | EU | Energy demand | 0.0061281 | FEC
PT | TYNDP2026 | LEV | 2040 | TWh | 420 | Sub_sector | Transport | Others_Sector | Others_Sector | Energetic | other_final_demand_heat_energetic | Heat | EU | Energy demand | 0 | FEC
PT | TYNDP2026 | LEV | 2040 | TWh | 421 | Sub_sector | Transport | Others_Sector | Others_Sector | Energetic | other_final_demand_biomass_energetic | Biomass | EU | Energy demand | 0 | FEC
PT | TYNDP2026 | LEV | 2040 | TWh | 422 | Sub_sector | Transport | Others_Sector | Others_Sector | Energetic | other_final_demand_coal_energetic | Solids | EU | Energy demand | 0 | FEC
PT | TYNDP2026 | LEV | 2040 | TWh | 423 | Sub_sector | Transport | Others_Sector | Others_Sector | Energetic | other_final_demand_oil_energetic | Liquids | EU | Energy demand | 0.30277 | FEC
PT | TYNDP2026 | LEV | 2040 | TWh | 424 | Sub_sector | Others_Sector | Others_Sector | Others_Sector | Non-energetic | other_final_demand_oil_non_energetic | Liquids | EU | Energy demand | 0.47393 | not_included_in_FEC
PT | TYNDP2026 | LEV | 2040 | TWh | 425 | Sub_sector | Transport | Others_Sector | Others_Sector | Energetic | other_final_demand_other_energetic | Others | EU | Energy demand | 0 | FEC
PT | TYNDP2026 | LEV | 2040 | TWh | 426 | Sub_sector | Transport | Others_Sector | Others_Sector | Energetic | other_final_demand_ammonia_energetic | Ammonia | EU | Energy demand | 0 | FEC
PT | TYNDP2026 | LEV | 2040 | TWh | 427 | Sub_sector | Industry | Surplus_Heat_in_Industry | Surplus_Heat_in_Industry | Energetic | final_demand_of_industry_unused_local_production_steam_hot_water | Heat | EU | Energy demand | 0 | FEC
PT | TYNDP2026 | LEV | 2040 | TWh | 429 | Sub_sector | Agriculture | Total | Agriculture | Energetic | agriculture_final_demand_electricity_energetic | Electricity | EU | Energy demand | 0.95772 | FEC
PT | TYNDP2026 | LEV | 2040 | TWh | 430 | Sub_sector | Agriculture | Total | Agriculture | Energetic | agriculture_final_demand_hydrogen_energetic | Hydrogen | EU | Energy demand | 0 | FEC
PT | TYNDP2026 | LEV | 2040 | TWh | 431 | Sub_sector | Agriculture | Total | Agriculture | Energetic | agriculture_final_demand_methane_energetic | Methane | EU | Energy demand | 0.075185 | FEC
PT | TYNDP2026 | LEV | 2040 | TWh | 432 | Sub_sector | Agriculture | Total | Agriculture | Energetic | agriculture_final_demand_heat_energetic | Heat | EU | Energy demand | 0 | FEC
PT | TYNDP2026 | LEV | 2040 | TWh | 433 | Sub_sector | Agriculture | Total | Agriculture | Energetic | agriculture_final_demand_biomass_energetic | Biomass | EU | Energy demand | 0.059627 | FEC
PT | TYNDP2026 | LEV | 2040 | TWh | 434 | Sub_sector | Agriculture | Total | Agriculture | Energetic | agriculture_final_demand_coal_energetic | Solids | EU | Energy demand | 0 | FEC
PT | TYNDP2026 | LEV | 2040 | TWh | 435 | Sub_sector | Agriculture | Total | Agriculture | Energetic | agriculture_final_demand_oil_energetic | Liquids | EU | Energy demand | 3.3264 | FEC
PT | TYNDP2026 | LEV | 2040 | TWh | 436 | Sub_sector | Agriculture | Total | Agriculture | Energetic | agriculture_final_demand_other_energetic | Others | EU | Energy demand | 0 | FEC
PT | TYNDP2026 | LEV | 2040 | TWh | 437 | Sub_sector | Agriculture | Total | Agriculture | Energetic | agriculture_final_demand_ammonia_energetic | Ammonia | EU | Energy demand | 0 | FEC
PT | TYNDP2026 | LEV | 2040 | TWh | 447 | Sub_sector | Buildings | Surplus Energy | Buildings | Energetic | GAP | Electricity | EU | Energy demand | 0 | FEC
PT | TYNDP2026 | LEV | 2040 | TWh | 448 | Sub_sector | Buildings | Surplus Energy | Buildings | Energetic | GAP | Hydrogen | EU | Energy demand | 0 | FEC
PT | TYNDP2026 | LEV | 2040 | TWh | 449 | Sub_sector | Buildings | Surplus Energy | Buildings | Energetic | GAP | Methane | EU | Energy demand | 0 | FEC
PT | TYNDP2026 | LEV | 2040 | TWh | 450 | Sub_sector | Buildings | Surplus Energy | Buildings | Energetic | GAP | Heat | EU | Energy demand | 0 | FEC
PT | TYNDP2026 | LEV | 2040 | TWh | 451 | Sub_sector | Buildings | Surplus Energy | Buildings | Energetic | GAP | Biomass | EU | Energy demand | 0.072504 | FEC
PT | TYNDP2026 | LEV | 2040 | TWh | 452 | Sub_sector | Buildings | Surplus Energy | Buildings | Energetic | GAP | Solids | EU | Energy demand | 0 | FEC
PT | TYNDP2026 | LEV | 2040 | TWh | 453 | Sub_sector | Buildings | Surplus Energy | Buildings | Energetic | GAP | Liquids | EU | Energy demand | 0.29012 | FEC
PT | TYNDP2026 | LEV | 2040 | TWh | 454 | Sub_sector | Buildings | Surplus Energy | Buildings | Energetic | GAP | Others | EU | Energy demand | 0 | FEC
PT | TYNDP2026 | LEV | 2040 | TWh | 455 | Sub_sector | Buildings | Surplus Energy | Buildings | Energetic | GAP | Ammonia | EU | Energy demand | 0 | FEC
PT | TYNDP2026 | LEV | 2040 | TWh | 456 | Sub_sector | Households | Surplus Energy | Households | Energetic | GAP | Electricity | EU | Energy demand | 0 | FEC
PT | TYNDP2026 | LEV | 2040 | TWh | 457 | Sub_sector | Households | Surplus Energy | Households | Energetic | GAP | Hydrogen | EU | Energy demand | 0 | FEC
PT | TYNDP2026 | LEV | 2040 | TWh | 458 | Sub_sector | Households | Surplus Energy | Households | Energetic | GAP | Methane | EU | Energy demand | 0 | FEC
PT | TYNDP2026 | LEV | 2040 | TWh | 459 | Sub_sector | Households | Surplus Energy | Households | Energetic | GAP | Heat | EU | Energy demand | 0 | FEC
PT | TYNDP2026 | LEV | 2040 | TWh | 460 | Sub_sector | Households | Surplus Energy | Households | Energetic | GAP | Biomass | EU | Energy demand | 0 | FEC
PT | TYNDP2026 | LEV | 2040 | TWh | 461 | Sub_sector | Households | Surplus Energy | Households | Energetic | GAP | Solids | EU | Energy demand | 0 | FEC
PT | TYNDP2026 | LEV | 2040 | TWh | 462 | Sub_sector | Households | Surplus Energy | Households | Energetic | GAP | Liquids | EU | Energy demand | 0 | FEC
PT | TYNDP2026 | LEV | 2040 | TWh | 463 | Sub_sector | Households | Surplus Energy | Households | Energetic | GAP | Others | EU | Energy demand | 0 | FEC
PT | TYNDP2026 | LEV | 2040 | TWh | 464 | Sub_sector | Households | Surplus Energy | Households | Energetic | GAP | Ammonia | EU | Energy demand | 0 | FEC
RO | TYNDP2026 | NT | 2030 | TWh | 102 | Sub_sector | Industry | Aluminium | Industry (aluminium) | Energetic | industry_aluminium_demand_electricity_energetic | Electricity | EU | Energy demand | 1.6291 | FEC
RO | TYNDP2026 | NT | 2030 | TWh | 103 | Sub_sector | Industry | Aluminium | Industry (aluminium) | Energetic | industry_aluminium_demand_hydrogen_energetic | Hydrogen | EU | Energy demand | 0 | FEC
RO | TYNDP2026 | NT | 2030 | TWh | 104 | Sub_sector | Industry | Aluminium | Industry (aluminium) | Energetic | industry_aluminium_demand_methane_energetic | Methane | EU | Energy demand | 0.3163 | FEC
RO | TYNDP2026 | NT | 2030 | TWh | 105 | Sub_sector | Industry | Aluminium | Industry (aluminium) | Energetic | industry_aluminium_demand_heat_energetic | Heat | EU | Energy demand | 0 | FEC
RO | TYNDP2026 | NT | 2030 | TWh | 106 | Sub_sector | Industry | Aluminium | Industry (aluminium) | Energetic | industry_aluminium_demand_biomass_energetic | Biomass | EU | Energy demand | 0 | FEC
RO | TYNDP2026 | NT | 2030 | TWh | 107 | Sub_sector | Industry | Aluminium | Industry (aluminium) | Energetic | industry_aluminium_demand_coal_energetic | Solids | EU | Energy demand | 0 | FEC
RO | TYNDP2026 | NT | 2030 | TWh | 108 | Sub_sector | Industry | Aluminium | Industry (aluminium) | Energetic | industry_aluminium_demand_oil_energetic | Liquids | EU | Energy demand | 0 | FEC
RO | TYNDP2026 | NT | 2030 | TWh | 109 | Sub_sector | Industry | Aluminium | Industry (aluminium) | Energetic | industry_aluminium_demand_others_energetic | Others | EU | Energy demand | 0 | FEC
RO | TYNDP2026 | NT | 2030 | TWh | 110 | Sub_sector | Industry | Aluminium | Industry (aluminium) | Energetic | industry_ammonia_demand_others_energetic | Ammonia | EU | Energy demand | 0 | FEC
RO | TYNDP2026 | NT | 2030 | TWh | 112 | Sub_sector | Industry | Chemicals | Industry (chemicals, energetic) | Energetic | industry_chemical_demand_electricity_energetic | Electricity | EU | Energy demand | 7.4038 | FEC
RO | TYNDP2026 | NT | 2030 | TWh | 113 | Sub_sector | Industry | Chemicals | Industry (chemicals, energetic) | Energetic | industry_chemical_demand_hydrogen_energetic | Hydrogen | EU | Energy demand | 0.35044 | FEC
RO | TYNDP2026 | NT | 2030 | TWh | 114 | Sub_sector | Industry | Chemicals | Industry (chemicals, energetic) | Energetic | industry_chemical_demand_methane_energetic | Methane | EU | Energy demand | 3.5044 | FEC
RO | TYNDP2026 | NT | 2030 | TWh | 115 | Sub_sector | Industry | Chemicals | Industry (chemicals, energetic) | Energetic | industry_chemical_demand_heat_energetic | Heat | EU | Energy demand | 1.2616 | FEC
RO | TYNDP2026 | NT | 2030 | TWh | 116 | Sub_sector | Industry | Chemicals | Industry (chemicals, energetic) | Energetic | industry_chemical_demand_biomass_energetic | Biomass | EU | Energy demand | 1.4456 | FEC
RO | TYNDP2026 | NT | 2030 | TWh | 117 | Sub_sector | Industry | Chemicals | Industry (chemicals, energetic) | Energetic | industry_chemical_demand_coal_energetic | Solids | EU | Energy demand | 0.13142 | FEC
RO | TYNDP2026 | NT | 2030 | TWh | 118 | Sub_sector | Industry | Chemicals | Industry (chemicals, energetic) | Energetic | industry_chemical_demand_oil_energetic | Liquids | EU | Energy demand | 0.12667 | FEC
RO | TYNDP2026 | NT | 2030 | TWh | 119 | Sub_sector | Industry | Chemicals | Industry (chemicals, energetic) | Energetic | industry_chemical_demand_others_energetic | Others | EU | Energy demand | 0 | FEC
RO | TYNDP2026 | NT | 2030 | TWh | 120 | Sub_sector | Industry | Chemicals | Industry (chemicals, energetic) | Energetic | industry_chemical_demand_ammonia_energetic | Ammonia | EU | Energy demand | 0 | FEC
RO | TYNDP2026 | NT | 2030 | TWh | 122 | Sub_sector | Industry | Chemicals | Industry (chemicals, non-energetic) | Non-energetic | industry_chemical_demand_electricity_non_energetic | Electricity | EU | Energy demand | 0 | not_included_in_FEC
RO | TYNDP2026 | NT | 2030 | TWh | 123 | Sub_sector | Industry | Chemicals | Industry (chemicals, non-energetic) | Non-energetic | industry_chemical_demand_hydrogen_non_energetic | Hydrogen | EU | Energy demand | 0.092134 | not_included_in_FEC
RO | TYNDP2026 | NT | 2030 | TWh | 124 | Sub_sector | Industry | Chemicals | Industry (chemicals, non-energetic) | Non-energetic | industry_chemical_demand_methane_non_energetic | Methane | EU | Energy demand | 0.046067 | not_included_in_FEC
RO | TYNDP2026 | NT | 2030 | TWh | 125 | Sub_sector | Industry | Chemicals | Industry (chemicals, non-energetic) | Non-energetic | industry_chemical_demand_heat_non_energetic | Heat | EU | Energy demand | 0 | not_included_in_FEC
RO | TYNDP2026 | NT | 2030 | TWh | 126 | Sub_sector | Industry | Chemicals | Industry (chemicals, non-energetic) | Non-energetic | industry_chemical_demand_biomass_non_energetic | Biomass | EU | Energy demand | 0.092134 | not_included_in_FEC
RO | TYNDP2026 | NT | 2030 | TWh | 127 | Sub_sector | Industry | Chemicals | Industry (chemicals, non-energetic) | Non-energetic | industry_chemical_demand_coal_non_energetic | Solids | EU | Energy demand | 0 | not_included_in_FEC
RO | TYNDP2026 | NT | 2030 | TWh | 128 | Sub_sector | Industry | Chemicals | Industry (chemicals, non-energetic) | Non-energetic | industry_chemical_demand_oil_non_energetic | Liquids | EU | Energy demand | 0.69101 | not_included_in_FEC
RO | TYNDP2026 | NT | 2030 | TWh | 129 | Sub_sector | Industry | Chemicals | Industry (chemicals, non-energetic) | Non-energetic | industry_chemical_demand_others_non_energetic | Others | EU | Energy demand | 0 | not_included_in_FEC
RO | TYNDP2026 | NT | 2030 | TWh | 130 | Sub_sector | Industry | Chemicals | Industry (chemicals, non-energetic) | Non-energetic | industry_chemical_demand_ammonia_non_energetic | Ammonia | EU | Energy demand | 0 | not_included_in_FEC
RO | TYNDP2026 | NT | 2030 | TWh | 132 | Sub_sector | Industry | Fertilizers | Industry (fertilizers, energetic) | Energetic | industry_fertilizers_demand_electricity_energetic | Electricity | EU | Energy demand | 0.20458 | FEC
RO | TYNDP2026 | NT | 2030 | TWh | 133 | Sub_sector | Industry | Fertilizers | Industry (fertilizers, energetic) | Energetic | industry_fertilizers_demand_hydrogen_energetic | Hydrogen | EU | Energy demand | 0.29853 | FEC
RO | TYNDP2026 | NT | 2030 | TWh | 134 | Sub_sector | Industry | Fertilizers | Industry (fertilizers, energetic) | Energetic | industry_fertilizers_demand_methane_energetic | Methane | EU | Energy demand | 1.36 | FEC
RO | TYNDP2026 | NT | 2030 | TWh | 135 | Sub_sector | Industry | Fertilizers | Industry (fertilizers, energetic) | Energetic | industry_fertilizers_demand_heat_energetic | Heat | EU | Energy demand | 0 | FEC
RO | TYNDP2026 | NT | 2030 | TWh | 136 | Sub_sector | Industry | Fertilizers | Industry (fertilizers, energetic) | Energetic | industry_fertilizers_demand_biomass_energetic | Biomass | EU | Energy demand | 0 | FEC
RO | TYNDP2026 | NT | 2030 | TWh | 137 | Sub_sector | Industry | Fertilizers | Industry (fertilizers, energetic) | Energetic | industry_fertilizers_demand_coal_energetic | Solids | EU | Energy demand | 0 | FEC
RO | TYNDP2026 | NT | 2030 | TWh | 138 | Sub_sector | Industry | Fertilizers | Industry (fertilizers, energetic) | Energetic | industry_fertilizers_demand_oil_energetic | Liquids | EU | Energy demand | 0 | FEC
RO | TYNDP2026 | NT | 2030 | TWh | 139 | Sub_sector | Industry | Fertilizers | Industry (fertilizers, energetic) | Energetic | industry_fertilizers_demand_others_energetic | Others | EU | Energy demand | 0 | FEC
RO | TYNDP2026 | NT | 2030 | TWh | 140 | Sub_sector | Industry | Fertilizers | Industry (fertilizers, energetic) | Energetic | industry_fertilizers_demand_ammonia_energetic | Ammonia | EU | Energy demand | 0 | FEC
RO | TYNDP2026 | NT | 2030 | TWh | 142 | Sub_sector | Industry | Fertilizers | Industry (fertilizers, non-energetic) | Non-energetic | industry_fertilizers_demand_electricity_non_energetic | Electricity | EU | Energy demand | 0 | not_included_in_FEC
RO | TYNDP2026 | NT | 2030 | TWh | 143 | Sub_sector | Industry | Fertilizers | Industry (fertilizers, non-energetic) | Non-energetic | industry_fertilizers_demand_hydrogen_non_energetic | Hydrogen | EU | Energy demand | 1.344 | not_included_in_FEC
RO | TYNDP2026 | NT | 2030 | TWh | 144 | Sub_sector | Industry | Fertilizers | Industry (fertilizers, non-energetic) | Non-energetic | industry_fertilizers_demand_methane_non_energetic | Methane | EU | Energy demand | 3.1959 | not_included_in_FEC
RO | TYNDP2026 | NT | 2030 | TWh | 145 | Sub_sector | Industry | Fertilizers | Industry (fertilizers, non-energetic) | Non-energetic | industry_fertilizers_demand_heat_non_energetic | Heat | EU | Energy demand | 0 | not_included_in_FEC
RO | TYNDP2026 | NT | 2030 | TWh | 146 | Sub_sector | Industry | Fertilizers | Industry (fertilizers, non-energetic) | Non-energetic | industry_fertilizers_demand_biomass_non_energetic | Biomass | EU | Energy demand | 0 | not_included_in_FEC
RO | TYNDP2026 | NT | 2030 | TWh | 147 | Sub_sector | Industry | Fertilizers | Industry (fertilizers, non-energetic) | Non-energetic | industry_fertilizers_demand_coal_non_energetic | Solids | EU | Energy demand | 0 | not_included_in_FEC
RO | TYNDP2026 | NT | 2030 | TWh | 148 | Sub_sector | Industry | Fertilizers | Industry (fertilizers, non-energetic) | Non-energetic | industry_fertilizers_demand_oil_non_energetic | Liquids | EU | Energy demand | 0 | not_included_in_FEC
RO | TYNDP2026 | NT | 2030 | TWh | 149 | Sub_sector | Industry | Fertilizers | Industry (fertilizers, non-energetic) | Non-energetic | industry_fertilizers_demand_others_non_energetic | Others | EU | Energy demand | 0 | not_included_in_FEC
RO | TYNDP2026 | NT | 2030 | TWh | 150 | Sub_sector | Industry | Fertilizers | Industry (fertilizers, non-energetic) | Non-energetic | industry_fertilizers_demand_ammonia_non_energetic | Ammonia | EU | Energy demand | 0 | not_included_in_FEC
RO | TYNDP2026 | NT | 2030 | TWh | 152 | Sub_sector | Industry | Food | Industry (food) | Energetic | industry_food_demand_electricity_energetic | Electricity | EU | Energy demand | 3.1301 | FEC
RO | TYNDP2026 | NT | 2030 | TWh | 153 | Sub_sector | Industry | Food | Industry (food) | Energetic | industry_food_demand_hydrogen_energetic | Hydrogen | EU | Energy demand | 0 | FEC
RO | TYNDP2026 | NT | 2030 | TWh | 154 | Sub_sector | Industry | Food | Industry (food) | Energetic | industry_food_demand_methane_energetic | Methane | EU | Energy demand | 1.9286 | FEC
RO | TYNDP2026 | NT | 2030 | TWh | 155 | Sub_sector | Industry | Food | Industry (food) | Energetic | industry_food_demand_heat_energetic | Heat | EU | Energy demand | 0 | FEC
RO | TYNDP2026 | NT | 2030 | TWh | 156 | Sub_sector | Industry | Food | Industry (food) | Energetic | industry_food_demand_biomass_energetic | Biomass | EU | Energy demand | 0 | FEC
RO | TYNDP2026 | NT | 2030 | TWh | 157 | Sub_sector | Industry | Food | Industry (food) | Energetic | industry_food_demand_coal_energetic | Solids | EU | Energy demand | 0 | FEC
RO | TYNDP2026 | NT | 2030 | TWh | 158 | Sub_sector | Industry | Food | Industry (food) | Energetic | industry_food_demand_oil_energetic | Liquids | EU | Energy demand | 0.12302 | FEC
RO | TYNDP2026 | NT | 2030 | TWh | 159 | Sub_sector | Industry | Food | Industry (food) | Energetic | industry_food_demand_others_energetic | Others | EU | Energy demand | 0 | FEC
RO | TYNDP2026 | NT | 2030 | TWh | 160 | Sub_sector | Industry | Food | Industry (food) | Energetic | industry_food_demand_ammonia_energetic | Ammonia | EU | Energy demand | 0 | FEC
RO | TYNDP2026 | NT | 2030 | TWh | 162 | Sub_sector | Industry | Metals | Industry (metal) | Energetic | industry_metal_demand_electricity_energetic | Electricity | EU | Energy demand | 0 | FEC
RO | TYNDP2026 | NT | 2030 | TWh | 163 | Sub_sector | Industry | Metals | Industry (metal) | Energetic | industry_metal_demand_hydrogen_energetic | Hydrogen | EU | Energy demand | 0 | FEC
RO | TYNDP2026 | NT | 2030 | TWh | 164 | Sub_sector | Industry | Metals | Industry (metal) | Energetic | industry_metal_demand_methane_energetic | Methane | EU | Energy demand | 1.3156 | FEC
RO | TYNDP2026 | NT | 2030 | TWh | 165 | Sub_sector | Industry | Metals | Industry (metal) | Energetic | industry_metal_demand_heat_energetic | Heat | EU | Energy demand | 0 | FEC
RO | TYNDP2026 | NT | 2030 | TWh | 166 | Sub_sector | Industry | Metals | Industry (metal) | Energetic | industry_metal_demand_biomass_energetic | Biomass | EU | Energy demand | 0 | FEC
RO | TYNDP2026 | NT | 2030 | TWh | 167 | Sub_sector | Industry | Metals | Industry (metal) | Energetic | industry_metal_demand_coal_energetic | Solids | EU | Energy demand | 0 | FEC
RO | TYNDP2026 | NT | 2030 | TWh | 168 | Sub_sector | Industry | Metals | Industry (metal) | Energetic | industry_metal_demand_oil_energetic | Liquids | EU | Energy demand | 0.010158 | FEC
RO | TYNDP2026 | NT | 2030 | TWh | 169 | Sub_sector | Industry | Metals | Industry (metal) | Energetic | industry_metal_demand_others_energetic | Others | EU | Energy demand | 0 | FEC
RO | TYNDP2026 | NT | 2030 | TWh | 170 | Sub_sector | Industry | Metals | Industry (metal) | Energetic | industry_metal_demand_ammonia_energetic | Ammonia | EU | Energy demand | 0 | FEC
RO | TYNDP2026 | NT | 2030 | TWh | 172 | Sub_sector | Industry | Others | Industry (other, energetic) | Energetic | industry_other_demand_electricity_energetic | Electricity | EU | Energy demand | 8.9638 | FEC
RO | TYNDP2026 | NT | 2030 | TWh | 173 | Sub_sector | Industry | Others | Industry (other, energetic) | Energetic | industry_other_demand_hydrogen_energetic | Hydrogen | EU | Energy demand | 1.979 | FEC
RO | TYNDP2026 | NT | 2030 | TWh | 174 | Sub_sector | Industry | Others | Industry (other, energetic) | Energetic | industry_other_demand_methane_energetic | Methane | EU | Energy demand | 8.6145 | FEC
RO | TYNDP2026 | NT | 2030 | TWh | 175 | Sub_sector | Industry | Others | Industry (other, energetic) | Energetic | industry_other_demand_heat_energetic | Heat | EU | Energy demand | 0 | FEC
RO | TYNDP2026 | NT | 2030 | TWh | 176 | Sub_sector | Industry | Others | Industry (other, energetic) | Energetic | industry_other_demand_biomass_energetic | Biomass | EU | Energy demand | 2.5611 | FEC
RO | TYNDP2026 | NT | 2030 | TWh | 177 | Sub_sector | Industry | Others | Industry (other, energetic) | Energetic | industry_other_demand_coal_energetic | Solids | EU | Energy demand | 0.58206 | FEC
RO | TYNDP2026 | NT | 2030 | TWh | 178 | Sub_sector | Industry | Others | Industry (other, energetic) | Energetic | industry_other_demand_oil_energetic | Liquids | EU | Energy demand | 0.58206 | FEC
RO | TYNDP2026 | NT | 2030 | TWh | 179 | Sub_sector | Industry | Others | Industry (other, energetic) | Energetic | industry_other_demand_others_energetic | Others | EU | Energy demand | 0 | FEC
RO | TYNDP2026 | NT | 2030 | TWh | 180 | Sub_sector | Industry | Others | Industry (other, energetic) | Energetic | industry_other_demand_ammonia_energetic | Ammonia | EU | Energy demand | 0 | FEC
RO | TYNDP2026 | NT | 2030 | TWh | 182 | Sub_sector | Industry | Others | Industry (other, non-energetic) | Non-energetic | industry_other_demand_electricity_non_energetic | Electricity | EU | Energy demand | 0 | not_included_in_FEC
RO | TYNDP2026 | NT | 2030 | TWh | 183 | Sub_sector | Industry | Others | Industry (other, non-energetic) | Non-energetic | industry_other_demand_hydrogen_non_energetic | Hydrogen | EU | Energy demand | 0 | not_included_in_FEC
RO | TYNDP2026 | NT | 2030 | TWh | 184 | Sub_sector | Industry | Others | Industry (other, non-energetic) | Non-energetic | industry_other_demand_methane_non_energetic | Methane | EU | Energy demand | 0 | not_included_in_FEC
RO | TYNDP2026 | NT | 2030 | TWh | 185 | Sub_sector | Industry | Others | Industry (other, non-energetic) | Non-energetic | industry_other_demand_heat_non_energetic | Heat | EU | Energy demand | 0 | not_included_in_FEC
RO | TYNDP2026 | NT | 2030 | TWh | 186 | Sub_sector | Industry | Others | Industry (other, non-energetic) | Non-energetic | industry_other_demand_biomass_non_energetic | Biomass | EU | Energy demand | 0 | not_included_in_FEC
RO | TYNDP2026 | NT | 2030 | TWh | 187 | Sub_sector | Industry | Others | Industry (other, non-energetic) | Non-energetic | industry_other_demand_coal_non_energetic | Solids | EU | Energy demand | 0 | not_included_in_FEC
RO | TYNDP2026 | NT | 2030 | TWh | 188 | Sub_sector | Industry | Others | Industry (other, non-energetic) | Non-energetic | industry_other_demand_oil_non_energetic | Liquids | EU | Energy demand | 4.4773 | not_included_in_FEC
RO | TYNDP2026 | NT | 2030 | TWh | 189 | Sub_sector | Industry | Others | Industry (other, non-energetic) | Non-energetic | industry_other_demand_others_non_energetic | Others | EU | Energy demand | 0 | not_included_in_FEC
RO | TYNDP2026 | NT | 2030 | TWh | 190 | Sub_sector | Industry | Others | Industry (other, non-energetic) | Non-energetic | industry_other_demand_ammonia_non_energetic | Ammonia | EU | Energy demand | 0 | not_included_in_FEC
RO | TYNDP2026 | NT | 2030 | TWh | 192 | Sub_sector | Industry | Paper | Industry (paper) | Energetic | industry_paper_demand_electricity_energetic | Electricity | EU | Energy demand | 0.91592 | FEC
RO | TYNDP2026 | NT | 2030 | TWh | 193 | Sub_sector | Industry | Paper | Industry (paper) | Energetic | industry_paper_demand_hydrogen_energetic | Hydrogen | EU | Energy demand | 0.073556 | FEC
RO | TYNDP2026 | NT | 2030 | TWh | 194 | Sub_sector | Industry | Paper | Industry (paper) | Energetic | industry_paper_demand_methane_energetic | Methane | EU | Energy demand | 0.23906 | FEC
RO | TYNDP2026 | NT | 2030 | TWh | 195 | Sub_sector | Industry | Paper | Industry (paper) | Energetic | industry_paper_demand_heat_energetic | Heat | EU | Energy demand | 0 | FEC
RO | TYNDP2026 | NT | 2030 | TWh | 196 | Sub_sector | Industry | Paper | Industry (paper) | Energetic | industry_paper_demand_biomass_energetic | Biomass | EU | Energy demand | 0.21722 | FEC
RO | TYNDP2026 | NT | 2030 | TWh | 197 | Sub_sector | Industry | Paper | Industry (paper) | Energetic | industry_paper_demand_coal_energetic | Solids | EU | Energy demand | 0.041375 | FEC
RO | TYNDP2026 | NT | 2030 | TWh | 198 | Sub_sector | Industry | Paper | Industry (paper) | Energetic | industry_paper_demand_oil_energetic | Liquids | EU | Energy demand | 0 | FEC
RO | TYNDP2026 | NT | 2030 | TWh | 199 | Sub_sector | Industry | Paper | Industry (paper) | Energetic | industry_paper_demand_others_energetic | Others | EU | Energy demand | 0 | FEC
RO | TYNDP2026 | NT | 2030 | TWh | 200 | Sub_sector | Industry | Paper | Industry (paper) | Energetic | industry_paper_demand_ammonia_energetic | Ammonia | EU | Energy demand | 0 | FEC
RO | TYNDP2026 | NT | 2030 | TWh | 202 | Sub_sector | Industry | Refineries | Industry (refineries, energetic) | Energetic | industry_refinery_demand_electricity_energetic | Electricity | EU | Energy demand | 0.87893 | not_included_in_FEC
RO | TYNDP2026 | NT | 2030 | TWh | 203 | Sub_sector | Industry | Refineries | Industry (refineries, energetic) | Energetic | industry_refinery_demand_hydrogen_energetic | Hydrogen | EU | Energy demand | 0 | not_included_in_FEC
RO | TYNDP2026 | NT | 2030 | TWh | 204 | Sub_sector | Industry | Refineries | Industry (refineries, energetic) | Energetic | industry_refinery_demand_methane_energetic | Methane | EU | Energy demand | 1.7965 | not_included_in_FEC
RO | TYNDP2026 | NT | 2030 | TWh | 205 | Sub_sector | Industry | Refineries | Industry (refineries, energetic) | Energetic | industry_refinery_demand_heat_energetic | Heat | EU | Energy demand | 0.36202 | not_included_in_FEC
RO | TYNDP2026 | NT | 2030 | TWh | 206 | Sub_sector | Industry | Refineries | Industry (refineries, energetic) | Energetic | industry_refinery_demand_biomass_energetic | Biomass | EU | Energy demand | 0.00019761 | not_included_in_FEC
RO | TYNDP2026 | NT | 2030 | TWh | 207 | Sub_sector | Industry | Refineries | Industry (refineries, energetic) | Energetic | industry_refinery_demand_coal_energetic | Solids | EU | Energy demand | 0 | not_included_in_FEC
RO | TYNDP2026 | NT | 2030 | TWh | 208 | Sub_sector | Industry | Refineries | Industry (refineries, energetic) | Energetic | industry_refinery_demand_oil_energetic | Liquids | EU | Energy demand | 3.4813 | not_included_in_FEC
RO | TYNDP2026 | NT | 2030 | TWh | 209 | Sub_sector | Industry | Refineries | Industry (refineries, energetic) | Energetic | industry_refinery_demand_others_energetic | Others | EU | Energy demand | 0 | not_included_in_FEC
RO | TYNDP2026 | NT | 2030 | TWh | 210 | Sub_sector | Industry | Refineries | Industry (refineries, energetic) | Energetic | industry_refinery_demand_ammonia_energetic | Ammonia | EU | Energy demand | 0 | not_included_in_FEC
RO | TYNDP2026 | NT | 2030 | TWh | 212 | Sub_sector | Industry | Refineries | Industry (refineries, non-energetic) | Non-energetic | industry_refinery_demand_electricity_non_energetic | Electricity | EU | Energy demand | 0 | not_included_in_FEC
RO | TYNDP2026 | NT | 2030 | TWh | 213 | Sub_sector | Industry | Refineries | Industry (refineries, non-energetic) | Non-energetic | industry_refinery_demand_hydrogen_non_energetic | Hydrogen | EU | Energy demand | 0 | not_included_in_FEC
RO | TYNDP2026 | NT | 2030 | TWh | 214 | Sub_sector | Industry | Refineries | Industry (refineries, non-energetic) | Non-energetic | industry_refinery_demand_methane_non_energetic | Methane | EU | Energy demand | 0 | not_included_in_FEC
RO | TYNDP2026 | NT | 2030 | TWh | 215 | Sub_sector | Industry | Refineries | Industry (refineries, non-energetic) | Non-energetic | industry_refinery_demand_heat_non_energetic | Heat | EU | Energy demand | 0 | not_included_in_FEC
RO | TYNDP2026 | NT | 2030 | TWh | 216 | Sub_sector | Industry | Refineries | Industry (refineries, non-energetic) | Non-energetic | industry_refinery_demand_biomass_non_energetic | Biomass | EU | Energy demand | 0 | not_included_in_FEC
RO | TYNDP2026 | NT | 2030 | TWh | 217 | Sub_sector | Industry | Refineries | Industry (refineries, non-energetic) | Non-energetic | industry_refinery_demand_coal_non_energetic | Solids | EU | Energy demand | 0 | not_included_in_FEC
RO | TYNDP2026 | NT | 2030 | TWh | 218 | Sub_sector | Industry | Refineries | Industry (refineries, non-energetic) | Non-energetic | industry_refinery_demand_oil_non_energetic | Liquids | EU | Energy demand | 0 | not_included_in_FEC
RO | TYNDP2026 | NT | 2030 | TWh | 219 | Sub_sector | Industry | Refineries | Industry (refineries, non-energetic) | Non-energetic | industry_refinery_demand_others_non_energetic | Others | EU | Energy demand | 0 | not_included_in_FEC
RO | TYNDP2026 | NT | 2030 | TWh | 220 | Sub_sector | Industry | Refineries | Industry (refineries, non-energetic) | Non-energetic | industry_refinery_demand_ammonia_non_energetic | Ammonia | EU | Energy demand | 0 | not_included_in_FEC
RO | TYNDP2026 | NT | 2030 | TWh | 222 | Sub_sector | Industry | Steel | Industry (steel) | Energetic | industry_steel_demand_electricity_energetic | Electricity | EU | Energy demand | 2.5879 | FEC
RO | TYNDP2026 | NT | 2030 | TWh | 223 | Sub_sector | Industry | Steel | Industry (steel) | Energetic | industry_steel_demand_hydrogen_energetic | Hydrogen | EU | Energy demand | 1.0001 | FEC
RO | TYNDP2026 | NT | 2030 | TWh | 224 | Sub_sector | Industry | Steel | Industry (steel) | Energetic | industry_steel_demand_methane_energetic | Methane | EU | Energy demand | 3.8267 | FEC
RO | TYNDP2026 | NT | 2030 | TWh | 225 | Sub_sector | Industry | Steel | Industry (steel) | Energetic | industry_steel_demand_heat_energetic | Heat | EU | Energy demand | 0.0019539 | FEC
RO | TYNDP2026 | NT | 2030 | TWh | 226 | Sub_sector | Industry | Steel | Industry (steel) | Energetic | industry_steel_demand_biomass_energetic | Biomass | EU | Energy demand | 1.74e-05 | FEC
RO | TYNDP2026 | NT | 2030 | TWh | 227 | Sub_sector | Industry | Steel | Industry (steel) | Energetic | industry_steel_demand_coal_energetic | Solids | EU | Energy demand | 5.6104 | FEC
RO | TYNDP2026 | NT | 2030 | TWh | 228 | Sub_sector | Industry | Steel | Industry (steel) | Energetic | industry_steel_demand_oil_energetic | Liquids | EU | Energy demand | 0.0017735 | FEC
RO | TYNDP2026 | NT | 2030 | TWh | 229 | Sub_sector | Industry | Steel | Industry (steel) | Energetic | industry_steel_demand_others_energetic | Others | EU | Energy demand | 0 | FEC
RO | TYNDP2026 | NT | 2030 | TWh | 230 | Sub_sector | Industry | Steel | Industry (steel) | Energetic | industry_steel_demand_ammonia_energetic | Ammonia | EU | Energy demand | 0 | FEC
RO | TYNDP2026 | NT | 2030 | TWh | 232 | Sub_sector | Transport | Cars | Transport (cars) | Energetic | transport_cars_final_demand_electricity | Electricity | EU | Energy demand | 2.2646 | FEC
RO | TYNDP2026 | NT | 2030 | TWh | 233 | Sub_sector | Transport | Cars | Transport (cars) | Energetic | transport_cars_final_demand_hydrogen | Hydrogen | EU | Energy demand | 0.80865 | FEC
RO | TYNDP2026 | NT | 2030 | TWh | 234 | Sub_sector | Transport | Cars | Transport (cars) | Energetic | transport_cars_final_demand_methane | Methane | EU | Energy demand | 1.4283 | FEC
RO | TYNDP2026 | NT | 2030 | TWh | 235 | Sub_sector | Transport | Cars | Transport (cars) | Energetic | transport_cars_final_demand_heat | Heat | EU | Energy demand | 0 | FEC
RO | TYNDP2026 | NT | 2030 | TWh | 236 | Sub_sector | Transport | Cars | Transport (cars) | Energetic | transport_cars_final_demand_biomass | Biomass | EU | Energy demand | 0 | FEC
RO | TYNDP2026 | NT | 2030 | TWh | 237 | Sub_sector | Transport | Cars | Transport (cars) | Energetic | transport_cars_final_demand_coal | Solids | EU | Energy demand | 0 | FEC
RO | TYNDP2026 | NT | 2030 | TWh | 238 | Sub_sector | Transport | Cars | Transport (cars) | Energetic | transport_cars_final_demand_oil | Liquids | EU | Energy demand | 45.3681 | FEC
RO | TYNDP2026 | NT | 2030 | TWh | 239 | Sub_sector | Transport | Cars | Transport (cars) | Energetic | transport_cars_final_demand_other | Others | EU | Energy demand | 0 | FEC
RO | TYNDP2026 | NT | 2030 | TWh | 240 | Sub_sector | Transport | Cars | Transport (cars) | Energetic | transport_cars_final_demand_ammonia | Ammonia | EU | Energy demand | 0 | FEC
RO | TYNDP2026 | NT | 2030 | TWh | 242 | Sub_sector | Transport | Busses | Transport (busses) | Energetic | transport_busses_final_demand_electricity | Electricity | EU | Energy demand | 0.10614 | FEC
RO | TYNDP2026 | NT | 2030 | TWh | 243 | Sub_sector | Transport | Busses | Transport (busses) | Energetic | transport_busses_final_demand_hydrogen | Hydrogen | EU | Energy demand | 0.16857 | FEC
RO | TYNDP2026 | NT | 2030 | TWh | 244 | Sub_sector | Transport | Busses | Transport (busses) | Energetic | transport_busses_final_demand_methane | Methane | EU | Energy demand | 0.35481 | FEC
RO | TYNDP2026 | NT | 2030 | TWh | 245 | Sub_sector | Transport | Busses | Transport (busses) | Energetic | transport_busses_final_demand_heat | Heat | EU | Energy demand | 0 | FEC
RO | TYNDP2026 | NT | 2030 | TWh | 246 | Sub_sector | Transport | Busses | Transport (busses) | Energetic | transport_busses_final_demand_biomass | Biomass | EU | Energy demand | 0 | FEC
RO | TYNDP2026 | NT | 2030 | TWh | 247 | Sub_sector | Transport | Busses | Transport (busses) | Energetic | transport_busses_final_demand_coal | Solids | EU | Energy demand | 0 | FEC
RO | TYNDP2026 | NT | 2030 | TWh | 248 | Sub_sector | Transport | Busses | Transport (busses) | Energetic | transport_busses_final_demand_oil | Liquids | EU | Energy demand | 4.7449 | FEC
RO | TYNDP2026 | NT | 2030 | TWh | 249 | Sub_sector | Transport | Busses | Transport (busses) | Energetic | transport_busses_final_demand_other | Others | EU | Energy demand | 0 | FEC
RO | TYNDP2026 | NT | 2030 | TWh | 250 | Sub_sector | Transport | Busses | Transport (busses) | Energetic | transport_busses_final_demand_ammonia | Ammonia | EU | Energy demand | 0 | FEC
RO | TYNDP2026 | NT | 2030 | TWh | 252 | Sub_sector | Transport | Trucks | Transport (trucks) | Energetic | transport_trucks_final_demand_electricity | Electricity | EU | Energy demand | 0.021084 | FEC
RO | TYNDP2026 | NT | 2030 | TWh | 253 | Sub_sector | Transport | Trucks | Transport (trucks) | Energetic | transport_trucks_final_demand_hydrogen | Hydrogen | EU | Energy demand | 0.14648 | FEC
RO | TYNDP2026 | NT | 2030 | TWh | 254 | Sub_sector | Transport | Trucks | Transport (trucks) | Energetic | transport_trucks_final_demand_methane | Methane | EU | Energy demand | 0.35049 | FEC
RO | TYNDP2026 | NT | 2030 | TWh | 255 | Sub_sector | Transport | Trucks | Transport (trucks) | Energetic | transport_trucks_final_demand_heat | Heat | EU | Energy demand | 0 | FEC
RO | TYNDP2026 | NT | 2030 | TWh | 256 | Sub_sector | Transport | Trucks | Transport (trucks) | Energetic | transport_trucks_final_demand_biomass | Biomass | EU | Energy demand | 0 | FEC
RO | TYNDP2026 | NT | 2030 | TWh | 257 | Sub_sector | Transport | Trucks | Transport (trucks) | Energetic | transport_trucks_final_demand_coal | Solids | EU | Energy demand | 0 | FEC
RO | TYNDP2026 | NT | 2030 | TWh | 258 | Sub_sector | Transport | Trucks | Transport (trucks) | Energetic | transport_trucks_final_demand_oil | Liquids | EU | Energy demand | 4.4187 | FEC
RO | TYNDP2026 | NT | 2030 | TWh | 259 | Sub_sector | Transport | Trucks | Transport (trucks) | Energetic | transport_trucks_final_demand_other | Others | EU | Energy demand | 0 | FEC
RO | TYNDP2026 | NT | 2030 | TWh | 260 | Sub_sector | Transport | Trucks | Transport (trucks) | Energetic | transport_trucks_final_demand_ammonia | Ammonia | EU | Energy demand | 0 | FEC
RO | TYNDP2026 | NT | 2030 | TWh | 262 | Sub_sector | Transport | Vans | Transport (vans) | Energetic | transport_vans_final_demand_electricity | Electricity | EU | Energy demand | 1.0652 | FEC
RO | TYNDP2026 | NT | 2030 | TWh | 263 | Sub_sector | Transport | Vans | Transport (vans) | Energetic | transport_vans_final_demand_hydrogen | Hydrogen | EU | Energy demand | 0.45975 | FEC
RO | TYNDP2026 | NT | 2030 | TWh | 264 | Sub_sector | Transport | Vans | Transport (vans) | Energetic | transport_vans_final_demand_methane | Methane | EU | Energy demand | 0.41418 | FEC
RO | TYNDP2026 | NT | 2030 | TWh | 265 | Sub_sector | Transport | Vans | Transport (vans) | Energetic | transport_vans_final_demand_heat | Heat | EU | Energy demand | 0 | FEC
RO | TYNDP2026 | NT | 2030 | TWh | 266 | Sub_sector | Transport | Vans | Transport (vans) | Energetic | transport_vans_final_demand_biomass | Biomass | EU | Energy demand | 0 | FEC
RO | TYNDP2026 | NT | 2030 | TWh | 267 | Sub_sector | Transport | Vans | Transport (vans) | Energetic | transport_vans_final_demand_coal | Solids | EU | Energy demand | 0 | FEC
RO | TYNDP2026 | NT | 2030 | TWh | 268 | Sub_sector | Transport | Vans | Transport (vans) | Energetic | transport_vans_final_demand_oil | Liquids | EU | Energy demand | 18.4009 | FEC
RO | TYNDP2026 | NT | 2030 | TWh | 269 | Sub_sector | Transport | Vans | Transport (vans) | Energetic | transport_vans_final_demand_other | Others | EU | Energy demand | 0 | FEC
RO | TYNDP2026 | NT | 2030 | TWh | 270 | Sub_sector | Transport | Vans | Transport (vans) | Energetic | transport_vans_final_demand_ammonia | Ammonia | EU | Energy demand | 0 | FEC
RO | TYNDP2026 | NT | 2030 | TWh | 272 | Sub_sector | Transport | Freight trains | Transport (trains) | Energetic | transport_trains_final_demand_electricity | Electricity | EU | Energy demand | 2.2826 | FEC
RO | TYNDP2026 | NT | 2030 | TWh | 273 | Sub_sector | Transport | Freight trains | Transport (trains) | Energetic | transport_trains_final_demand_hydrogen | Hydrogen | EU | Energy demand | 0.17592 | FEC
RO | TYNDP2026 | NT | 2030 | TWh | 274 | Sub_sector | Transport | Freight trains | Transport (trains) | Energetic | transport_trains_final_demand_methane | Methane | EU | Energy demand | 0 | FEC
RO | TYNDP2026 | NT | 2030 | TWh | 275 | Sub_sector | Transport | Freight trains | Transport (trains) | Energetic | transport_trains_final_demand_heat | Heat | EU | Energy demand | 0 | FEC
RO | TYNDP2026 | NT | 2030 | TWh | 276 | Sub_sector | Transport | Freight trains | Transport (trains) | Energetic | transport_trains_final_demand_biomass | Biomass | EU | Energy demand | 0 | FEC
RO | TYNDP2026 | NT | 2030 | TWh | 277 | Sub_sector | Transport | Freight trains | Transport (trains) | Energetic | transport_trains_final_demand_coal | Solids | EU | Energy demand | 0 | FEC
RO | TYNDP2026 | NT | 2030 | TWh | 278 | Sub_sector | Transport | Freight trains | Transport (trains) | Energetic | transport_trains_final_demand_oil | Liquids | EU | Energy demand | 0.59541 | FEC
RO | TYNDP2026 | NT | 2030 | TWh | 279 | Sub_sector | Transport | Freight trains | Transport (trains) | Energetic | transport_trains_final_demand_other | Others | EU | Energy demand | 0 | FEC
RO | TYNDP2026 | NT | 2030 | TWh | 280 | Sub_sector | Transport | Freight trains | Transport (trains) | Energetic | transport_trains_final_demand_ammonia | Ammonia | EU | Energy demand | 0 | FEC
RO | TYNDP2026 | NT | 2030 | TWh | 282 | Sub_sector | Transport | Ships | Transport (ships) | Energetic | transport_ships_final_demand_electricity | Electricity | EU | Energy demand | 0 | FEC
RO | TYNDP2026 | NT | 2030 | TWh | 283 | Sub_sector | Transport | Ships | Transport (ships) | Energetic | transport_ships_final_demand_hydrogen | Hydrogen | EU | Energy demand | 0.0068664 | FEC
RO | TYNDP2026 | NT | 2030 | TWh | 284 | Sub_sector | Transport | Ships | Transport (ships) | Energetic | transport_ships_final_demand_methane | Methane | EU | Energy demand | 0.23052 | FEC
RO | TYNDP2026 | NT | 2030 | TWh | 285 | Sub_sector | Transport | Ships | Transport (ships) | Energetic | transport_ships_final_demand_heat | Heat | EU | Energy demand | 0 | FEC
RO | TYNDP2026 | NT | 2030 | TWh | 286 | Sub_sector | Transport | Ships | Transport (ships) | Energetic | transport_ships_final_demand_biomass | Biomass | EU | Energy demand | 0 | FEC
RO | TYNDP2026 | NT | 2030 | TWh | 287 | Sub_sector | Transport | Ships | Transport (ships) | Energetic | transport_ships_final_demand_coal | Solids | EU | Energy demand | 0 | FEC
RO | TYNDP2026 | NT | 2030 | TWh | 288 | Sub_sector | Transport | Ships | Transport (ships) | Energetic | transport_ships_final_demand_oil | Liquids | EU | Energy demand | 0.74305 | FEC
RO | TYNDP2026 | NT | 2030 | TWh | 289 | Sub_sector | Transport | Ships | Transport (ships) | Energetic | transport_ships_final_demand_other | Others | EU | Energy demand | 0 | FEC
RO | TYNDP2026 | NT | 2030 | TWh | 290 | Sub_sector | Transport | Ships | Transport (ships) | Energetic | transport_ships_final_demand_ammonia | Ammonia | EU | Energy demand | 0 | FEC
RO | TYNDP2026 | NT | 2030 | TWh | 292 | Sub_sector | Transport | Planes | Transport (planes) | Energetic | transport_planes_final_demand_electricity | Electricity | EU | Energy demand | 0.006713 | FEC
RO | TYNDP2026 | NT | 2030 | TWh | 293 | Sub_sector | Transport | Planes | Transport (planes) | Energetic | transport_planes_final_demand_hydrogen | Hydrogen | EU | Energy demand | 0.0064273 | FEC
RO | TYNDP2026 | NT | 2030 | TWh | 294 | Sub_sector | Transport | Planes | Transport (planes) | Energetic | transport_planes_final_demand_methane | Methane | EU | Energy demand | 0 | FEC
RO | TYNDP2026 | NT | 2030 | TWh | 295 | Sub_sector | Transport | Planes | Transport (planes) | Energetic | transport_planes_final_demand_heat | Heat | EU | Energy demand | 0 | FEC
RO | TYNDP2026 | NT | 2030 | TWh | 296 | Sub_sector | Transport | Planes | Transport (planes) | Energetic | transport_planes_final_demand_biomass | Biomass | EU | Energy demand | 0 | FEC
RO | TYNDP2026 | NT | 2030 | TWh | 297 | Sub_sector | Transport | Planes | Transport (planes) | Energetic | transport_planes_final_demand_coal | Solids | EU | Energy demand | 0 | FEC
RO | TYNDP2026 | NT | 2030 | TWh | 298 | Sub_sector | Transport | Planes | Transport (planes) | Energetic | transport_planes_final_demand_oil | Liquids | EU | Energy demand | 0.36409 | FEC
RO | TYNDP2026 | NT | 2030 | TWh | 299 | Sub_sector | Transport | Planes | Transport (planes) | Energetic | transport_planes_final_demand_other | Others | EU | Energy demand | 0 | FEC
RO | TYNDP2026 | NT | 2030 | TWh | 300 | Sub_sector | Transport | Planes | Transport (planes) | Energetic | transport_planes_final_demand_ammonia | Ammonia | EU | Energy demand | 0 | FEC
RO | TYNDP2026 | NT | 2030 | TWh | 302 | Sub_sector | Transport | Others | Transport (others) | Energetic | transport_other_final_demand_electricity | Electricity | EU | Energy demand | 0.0031006 | FEC
RO | TYNDP2026 | NT | 2030 | TWh | 303 | Sub_sector | Transport | Others | Transport (others) | Energetic | transport_other_final_demand_hydrogen | Hydrogen | EU | Energy demand | 0 | FEC
RO | TYNDP2026 | NT | 2030 | TWh | 304 | Sub_sector | Transport | Others | Transport (others) | Energetic | transport_other_final_demand_methane | Methane | EU | Energy demand | 0 | FEC
RO | TYNDP2026 | NT | 2030 | TWh | 305 | Sub_sector | Transport | Others | Transport (others) | Energetic | transport_other_final_demand_heat | Heat | EU | Energy demand | 0 | FEC
RO | TYNDP2026 | NT | 2030 | TWh | 306 | Sub_sector | Transport | Others | Transport (others) | Energetic | transport_other_final_demand_biomass | Biomass | EU | Energy demand | 0 | FEC
RO | TYNDP2026 | NT | 2030 | TWh | 307 | Sub_sector | Transport | Others | Transport (others) | Energetic | transport_other_final_demand_coal | Solids | EU | Energy demand | 0 | FEC
RO | TYNDP2026 | NT | 2030 | TWh | 308 | Sub_sector | Transport | Others | Transport (others) | Energetic | transport_other_final_demand_oil | Liquids | EU | Energy demand | 0.4165 | FEC
RO | TYNDP2026 | NT | 2030 | TWh | 309 | Sub_sector | Transport | Others | Transport (others) | Energetic | transport_other_final_demand_other | Others | EU | Energy demand | 0 | FEC
RO | TYNDP2026 | NT | 2030 | TWh | 310 | Sub_sector | Transport | Others | Transport (others) | Energetic | transport_other_final_demand_ammonia | Ammonia | EU | Energy demand | 0 | FEC
RO | TYNDP2026 | NT | 2030 | TWh | 312 | Sub_sector | International transport | International aviation | Transport (int. aviation) | Energetic | transport_int_aviation_final_demand_electricity | Electricity | EU | Energy demand | 0 | FEC
RO | TYNDP2026 | NT | 2030 | TWh | 313 | Sub_sector | International transport | International aviation | Transport (int. aviation) | Energetic | transport_int_aviation_final_demand_hydrogen | Hydrogen | EU | Energy demand | 0 | FEC
RO | TYNDP2026 | NT | 2030 | TWh | 314 | Sub_sector | International transport | International aviation | Transport (int. aviation) | Energetic | transport_int_aviation_final_demand_methane | Methane | EU | Energy demand | 0 | FEC
RO | TYNDP2026 | NT | 2030 | TWh | 315 | Sub_sector | International transport | International aviation | Transport (int. aviation) | Energetic | transport_int_aviation_final_demand_heat | Heat | EU | Energy demand | 0 | FEC
RO | TYNDP2026 | NT | 2030 | TWh | 316 | Sub_sector | International transport | International aviation | Transport (int. aviation) | Energetic | transport_int_aviation_final_demand_biofuels | Biomass | EU | Energy demand | 0 | FEC
RO | TYNDP2026 | NT | 2030 | TWh | 317 | Sub_sector | International transport | International aviation | Transport (int. aviation) | Energetic | transport_int_aviation_final_demand_coal | Solids | EU | Energy demand | 0 | FEC
RO | TYNDP2026 | NT | 2030 | TWh | 318 | Sub_sector | International transport | International aviation | Transport (int. aviation) | Energetic | transport_int_aviation_final_demand_oil | Liquids | EU | Energy demand | 1.7749 | FEC
RO | TYNDP2026 | NT | 2030 | TWh | 319 | Sub_sector | International transport | International aviation | Transport (int. aviation) | Energetic | transport_int_aviation_final_demand_other | Others | EU | Energy demand | 0 | FEC
RO | TYNDP2026 | NT | 2030 | TWh | 320 | Sub_sector | International transport | International aviation | Transport (int. aviation) | Energetic | transport_int_aviation_final_demand_ammonia | Ammonia | EU | Energy demand | 0 | FEC
RO | TYNDP2026 | NT | 2030 | TWh | 322 | Sub_sector | International transport | International shipping | Transport (int. shipping) | Energetic | transport_int_shipping_final_demand_electricity | Electricity | EU | Energy demand | 0 | not_included_in_FEC
RO | TYNDP2026 | NT | 2030 | TWh | 323 | Sub_sector | International transport | International shipping | Transport (int. shipping) | Energetic | transport_int_shipping_final_demand_hydrogen | Hydrogen | EU | Energy demand | 0.0050002 | not_included_in_FEC
RO | TYNDP2026 | NT | 2030 | TWh | 324 | Sub_sector | International transport | International shipping | Transport (int. shipping) | Energetic | transport_int_shipping_final_demand_methane | Methane | EU | Energy demand | 0.069887 | not_included_in_FEC
RO | TYNDP2026 | NT | 2030 | TWh | 325 | Sub_sector | International transport | International shipping | Transport (int. shipping) | Energetic | transport_int_shipping_final_demand_heat | Heat | EU | Energy demand | 0 | not_included_in_FEC
RO | TYNDP2026 | NT | 2030 | TWh | 326 | Sub_sector | International transport | International shipping | Transport (int. shipping) | Energetic | transport_int_shipping_final_demand_biofuels | Biomass | EU | Energy demand | 0 | not_included_in_FEC
RO | TYNDP2026 | NT | 2030 | TWh | 327 | Sub_sector | International transport | International shipping | Transport (int. shipping) | Energetic | transport_int_shipping_final_demand_coal | Solids | EU | Energy demand | 0 | not_included_in_FEC
RO | TYNDP2026 | NT | 2030 | TWh | 328 | Sub_sector | International transport | International shipping | Transport (int. shipping) | Energetic | transport_int_shipping_final_demand_oil | Liquids | EU | Energy demand | 0.27778 | not_included_in_FEC
RO | TYNDP2026 | NT | 2030 | TWh | 329 | Sub_sector | International transport | International shipping | Transport (int. shipping) | Energetic | transport_int_shipping_final_demand_other | Others | EU | Energy demand | 0 | not_included_in_FEC
RO | TYNDP2026 | NT | 2030 | TWh | 330 | Sub_sector | International transport | International shipping | Transport (int. shipping) | Energetic | transport_int_shipping_final_demand_ammonia | Ammonia | EU | Energy demand | 0 | not_included_in_FEC
RO | TYNDP2026 | NT | 2030 | TWh | 332 | Sub_sector | Households | Space heating | Households (heating) | Energetic | households_heating_final_demand_electricity | Electricity | EU | Energy demand | 3.2506 | FEC
RO | TYNDP2026 | NT | 2030 | TWh | 333 | Sub_sector | Households | Space heating | Households (heating) | Energetic | households_heating_final_demand_hydrogen | Hydrogen | EU | Energy demand | 1.6821 | FEC
RO | TYNDP2026 | NT | 2030 | TWh | 334 | Sub_sector | Households | Space heating | Households (heating) | Energetic | households_heating_final_demand_methane | Methane | EU | Energy demand | 14.1636 | FEC
RO | TYNDP2026 | NT | 2030 | TWh | 335 | Sub_sector | Households | Space heating | Households (heating) | Energetic | households_heating_final_demand_heat | Heat | EU | Energy demand | 3.812 | FEC
RO | TYNDP2026 | NT | 2030 | TWh | 336 | Sub_sector | Households | Space heating | Households (heating) | Energetic | households_heating_final_demand_biomass | Biomass | EU | Energy demand | 23.6275 | FEC
RO | TYNDP2026 | NT | 2030 | TWh | 337 | Sub_sector | Households | Space heating | Households (heating) | Energetic | households_heating_final_demand_coal | Solids | EU | Energy demand | 1.075 | FEC
RO | TYNDP2026 | NT | 2030 | TWh | 338 | Sub_sector | Households | Space heating | Households (heating) | Energetic | households_heating_final_demand_oil | Liquids | EU | Energy demand | 1.7427 | FEC
RO | TYNDP2026 | NT | 2030 | TWh | 339 | Sub_sector | Households | Space heating | Households (heating) | Energetic | households_heating_final_demand_other | Others | EU | Energy demand | 0.51549 | FEC
RO | TYNDP2026 | NT | 2030 | TWh | 340 | Sub_sector | Households | Space heating | Households (heating) | Energetic | households_heating_final_demand_ammonia | Ammonia | EU | Energy demand | 0 | FEC
RO | TYNDP2026 | NT | 2030 | TWh | 343 | Sub_sector | Households | Cooling | Households (cooling) | Energetic | households_cooling_final_demand_electricity | Electricity | EU | Energy demand | 0.2586 | FEC
RO | TYNDP2026 | NT | 2030 | TWh | 344 | Sub_sector | Households | Cooling | Households (cooling) | Energetic | households_cooling_final_demand_hydrogen | Hydrogen | EU | Energy demand | 0 | FEC
RO | TYNDP2026 | NT | 2030 | TWh | 345 | Sub_sector | Households | Cooling | Households (cooling) | Energetic | households_cooling_final_demand_methane | Methane | EU | Energy demand | 0 | FEC
RO | TYNDP2026 | NT | 2030 | TWh | 346 | Sub_sector | Households | Cooling | Households (cooling) | Energetic | households_cooling_final_demand_heat | Heat | EU | Energy demand | 0 | FEC
RO | TYNDP2026 | NT | 2030 | TWh | 347 | Sub_sector | Households | Cooling | Households (cooling) | Energetic | households_cooling_final_demand_biomass | Biomass | EU | Energy demand | 0 | FEC
RO | TYNDP2026 | NT | 2030 | TWh | 348 | Sub_sector | Households | Cooling | Households (cooling) | Energetic | households_cooling_final_demand_coal | Solids | EU | Energy demand | 0 | FEC
RO | TYNDP2026 | NT | 2030 | TWh | 349 | Sub_sector | Households | Cooling | Households (cooling) | Energetic | households_cooling_final_demand_oil | Liquids | EU | Energy demand | 0 | FEC
RO | TYNDP2026 | NT | 2030 | TWh | 350 | Sub_sector | Households | Cooling | Households (cooling) | Energetic | households_cooling_final_demand_other | Others | EU | Energy demand | 0 | FEC
RO | TYNDP2026 | NT | 2030 | TWh | 351 | Sub_sector | Households | Cooling | Households (cooling) | Energetic | households_cooling_final_demand_ammonia | Ammonia | EU | Energy demand | 0 | FEC
RO | TYNDP2026 | NT | 2030 | TWh | 354 | Sub_sector | Households | Hot water | Households (hot water) | Energetic | households_hot_water_final_demand_electricity | Electricity | EU | Energy demand | 0.85712 | FEC
RO | TYNDP2026 | NT | 2030 | TWh | 355 | Sub_sector | Households | Hot water | Households (hot water) | Energetic | households_hot_water_final_demand_hydrogen | Hydrogen | EU | Energy demand | 0.64646 | FEC
RO | TYNDP2026 | NT | 2030 | TWh | 356 | Sub_sector | Households | Hot water | Households (hot water) | Energetic | households_hot_water_final_demand_methane | Methane | EU | Energy demand | 4.6974 | FEC
RO | TYNDP2026 | NT | 2030 | TWh | 357 | Sub_sector | Households | Hot water | Households (hot water) | Energetic | households_hot_water_final_demand_heat | Heat | EU | Energy demand | 1.0937 | FEC
RO | TYNDP2026 | NT | 2030 | TWh | 358 | Sub_sector | Households | Hot water | Households (hot water) | Energetic | households_hot_water_final_demand_biomass | Biomass | EU | Energy demand | 4.6611 | FEC
RO | TYNDP2026 | NT | 2030 | TWh | 359 | Sub_sector | Households | Hot water | Households (hot water) | Energetic | households_hot_water_final_demand_coal | Solids | EU | Energy demand | 0.13961 | FEC
RO | TYNDP2026 | NT | 2030 | TWh | 360 | Sub_sector | Households | Hot water | Households (hot water) | Energetic | households_hot_water_final_demand_oil | Liquids | EU | Energy demand | 0.22633 | FEC
RO | TYNDP2026 | NT | 2030 | TWh | 361 | Sub_sector | Households | Hot water | Households (hot water) | Energetic | households_hot_water_final_demand_other | Others | EU | Energy demand | 0.17975 | FEC
RO | TYNDP2026 | NT | 2030 | TWh | 362 | Sub_sector | Households | Hot water | Households (hot water) | Energetic | households_hot_water_final_demand_ammonia | Ammonia | EU | Energy demand | 0 | FEC
RO | TYNDP2026 | NT | 2030 | TWh | 365 | Sub_sector | Households | Appliances | Households (appliances) | Energetic | households_appliances_final_demand_electricity | Electricity | EU | Energy demand | 9.7998 | FEC
RO | TYNDP2026 | NT | 2030 | TWh | 366 | Sub_sector | Households | Appliances | Households (appliances) | Energetic | households_appliances_final_demand_hydrogen | Hydrogen | EU | Energy demand | 0 | FEC
RO | TYNDP2026 | NT | 2030 | TWh | 367 | Sub_sector | Households | Appliances | Households (appliances) | Energetic | households_appliances_final_demand_methane | Methane | EU | Energy demand | 3.3888 | FEC
RO | TYNDP2026 | NT | 2030 | TWh | 368 | Sub_sector | Households | Appliances | Households (appliances) | Energetic | households_appliances_final_demand_heat | Heat | EU | Energy demand | 0 | FEC
RO | TYNDP2026 | NT | 2030 | TWh | 369 | Sub_sector | Households | Appliances | Households (appliances) | Energetic | households_appliances_final_demand_biomass | Biomass | EU | Energy demand | 2.1391 | FEC
RO | TYNDP2026 | NT | 2030 | TWh | 370 | Sub_sector | Households | Appliances | Households (appliances) | Energetic | households_appliances_final_demand_coal | Solids | EU | Energy demand | 0 | FEC
RO | TYNDP2026 | NT | 2030 | TWh | 371 | Sub_sector | Households | Appliances | Households (appliances) | Energetic | households_appliances_final_demand_oil | Liquids | EU | Energy demand | 0 | FEC
RO | TYNDP2026 | NT | 2030 | TWh | 372 | Sub_sector | Households | Appliances | Households (appliances) | Energetic | households_appliances_final_demand_other | Others | EU | Energy demand | 0 | FEC
RO | TYNDP2026 | NT | 2030 | TWh | 373 | Sub_sector | Households | Appliances | Households (appliances) | Energetic | households_appliances_final_demand_ammonia | Ammonia | EU | Energy demand | 0 | FEC
RO | TYNDP2026 | NT | 2030 | TWh | 375 | Sub_sector | Buildings | Space heating | Buildings (heat) | Energetic | buildings_heat_final_demand_electricity | Electricity | EU | Energy demand | 2.286 | FEC
RO | TYNDP2026 | NT | 2030 | TWh | 376 | Sub_sector | Buildings | Space heating | Buildings (heat) | Energetic | buildings_heat_final_demand_hydrogen | Hydrogen | EU | Energy demand | 0.22798 | FEC
RO | TYNDP2026 | NT | 2030 | TWh | 377 | Sub_sector | Buildings | Space heating | Buildings (heat) | Energetic | buildings_heat_final_demand_methane | Methane | EU | Energy demand | 3.814 | FEC
RO | TYNDP2026 | NT | 2030 | TWh | 378 | Sub_sector | Buildings | Space heating | Buildings (heat) | Energetic | buildings_heat_final_demand_heat | Heat | EU | Energy demand | 1.6378 | FEC
RO | TYNDP2026 | NT | 2030 | TWh | 379 | Sub_sector | Buildings | Space heating | Buildings (heat) | Energetic | buildings_heat_final_demand_biomass | Biomass | EU | Energy demand | 0.092424 | FEC
RO | TYNDP2026 | NT | 2030 | TWh | 380 | Sub_sector | Buildings | Space heating | Buildings (heat) | Energetic | buildings_heat_final_demand_coal | Solids | EU | Energy demand | 0.0032486 | FEC
RO | TYNDP2026 | NT | 2030 | TWh | 381 | Sub_sector | Buildings | Space heating | Buildings (heat) | Energetic | buildings_heat_final_demand_oil | Liquids | EU | Energy demand | 0.29274 | FEC
RO | TYNDP2026 | NT | 2030 | TWh | 382 | Sub_sector | Buildings | Space heating | Buildings (heat) | Energetic | buildings_heat_final_demand_other | Others | EU | Energy demand | 0.00010158 | FEC
RO | TYNDP2026 | NT | 2030 | TWh | 383 | Sub_sector | Buildings | Space heating | Buildings (heat) | Energetic | buildings_heat_final_demand_ammonia | Ammonia | EU | Energy demand | 0 | FEC
RO | TYNDP2026 | NT | 2030 | TWh | 386 | Sub_sector | Buildings | Cooling | Buildings (cooling) | Energetic | buildings_cooling_final_demand_electricity | Electricity | EU | Energy demand | 0.16455 | FEC
RO | TYNDP2026 | NT | 2030 | TWh | 387 | Sub_sector | Buildings | Cooling | Buildings (cooling) | Energetic | buildings_cooling_final_demand_hydrogen | Hydrogen | EU | Energy demand | 0 | FEC
RO | TYNDP2026 | NT | 2030 | TWh | 388 | Sub_sector | Buildings | Cooling | Buildings (cooling) | Energetic | buildings_cooling_final_demand_methane | Methane | EU | Energy demand | 0 | FEC
RO | TYNDP2026 | NT | 2030 | TWh | 389 | Sub_sector | Buildings | Cooling | Buildings (cooling) | Energetic | buildings_cooling_final_demand_heat | Heat | EU | Energy demand | 0 | FEC
RO | TYNDP2026 | NT | 2030 | TWh | 390 | Sub_sector | Buildings | Cooling | Buildings (cooling) | Energetic | buildings_cooling_final_demand_biomass | Biomass | EU | Energy demand | 0 | FEC
RO | TYNDP2026 | NT | 2030 | TWh | 391 | Sub_sector | Buildings | Cooling | Buildings (cooling) | Energetic | buildings_cooling_final_demand_coal | Solids | EU | Energy demand | 0 | FEC
RO | TYNDP2026 | NT | 2030 | TWh | 392 | Sub_sector | Buildings | Cooling | Buildings (cooling) | Energetic | buildings_cooling_final_demand_oil | Liquids | EU | Energy demand | 0 | FEC
RO | TYNDP2026 | NT | 2030 | TWh | 393 | Sub_sector | Buildings | Cooling | Buildings (cooling) | Energetic | buildings_cooling_final_demand_other | Others | EU | Energy demand | 0 | FEC
RO | TYNDP2026 | NT | 2030 | TWh | 394 | Sub_sector | Buildings | Cooling | Buildings (cooling) | Energetic | buildings_cooling_final_demand_ammonia | Ammonia | EU | Energy demand | 0 | FEC
RO | TYNDP2026 | NT | 2030 | TWh | 397 | Sub_sector | Buildings | Appliances | Buildings (appliances) | Energetic | buildings_appliances_final_demand_electricity | Electricity | EU | Energy demand | 5.6095 | FEC
RO | TYNDP2026 | NT | 2030 | TWh | 398 | Sub_sector | Buildings | Appliances | Buildings (appliances) | Energetic | buildings_appliances_final_demand_hydrogen | Hydrogen | EU | Energy demand | 0 | FEC
RO | TYNDP2026 | NT | 2030 | TWh | 399 | Sub_sector | Buildings | Appliances | Buildings (appliances) | Energetic | buildings_appliances_final_demand_methane | Methane | EU | Energy demand | 3.3197 | FEC
RO | TYNDP2026 | NT | 2030 | TWh | 400 | Sub_sector | Buildings | Appliances | Buildings (appliances) | Energetic | buildings_appliances_final_demand_heat | Heat | EU | Energy demand | 0 | FEC
RO | TYNDP2026 | NT | 2030 | TWh | 401 | Sub_sector | Buildings | Appliances | Buildings (appliances) | Energetic | buildings_appliances_final_demand_biomass | Biomass | EU | Energy demand | 0 | FEC
RO | TYNDP2026 | NT | 2030 | TWh | 402 | Sub_sector | Buildings | Appliances | Buildings (appliances) | Energetic | buildings_appliances_final_demand_coal | Solids | EU | Energy demand | 0 | FEC
RO | TYNDP2026 | NT | 2030 | TWh | 403 | Sub_sector | Buildings | Appliances | Buildings (appliances) | Energetic | buildings_appliances_final_demand_oil | Liquids | EU | Energy demand | 0 | FEC
RO | TYNDP2026 | NT | 2030 | TWh | 404 | Sub_sector | Buildings | Appliances | Buildings (appliances) | Energetic | buildings_appliances_final_demand_other | Others | EU | Energy demand | 0 | FEC
RO | TYNDP2026 | NT | 2030 | TWh | 405 | Sub_sector | Buildings | Appliances | Buildings (appliances) | Energetic | buildings_appliances_final_demand_ammonia | Ammonia | EU | Energy demand | 0 | FEC
RO | TYNDP2026 | NT | 2030 | TWh | 407 | Sub_sector | Buildings | Datacenters | Datacenters & ICT | Energetic | datacentres_final_demand_electricity_energetic | Electricity | EU | Energy demand | 3.447 | FEC
RO | TYNDP2026 | NT | 2030 | TWh | 408 | Sub_sector | Buildings | Datacenters | Datacenters & ICT | Energetic | datacentres_final_demand_hydrogen_energetic | Hydrogen | EU | Energy demand | 0 | FEC
RO | TYNDP2026 | NT | 2030 | TWh | 409 | Sub_sector | Buildings | Datacenters | Datacenters & ICT | Energetic | datacentres_final_demand_methane_energetic | Methane | EU | Energy demand | 0 | FEC
RO | TYNDP2026 | NT | 2030 | TWh | 410 | Sub_sector | Buildings | Datacenters | Datacenters & ICT | Energetic | datacentres_final_demand_heat_energetic | Heat | EU | Energy demand | 0 | FEC
RO | TYNDP2026 | NT | 2030 | TWh | 411 | Sub_sector | Buildings | Datacenters | Datacenters & ICT | Energetic | datacentres_final_demand_biomass_energetic | Biomass | EU | Energy demand | 0 | FEC
RO | TYNDP2026 | NT | 2030 | TWh | 412 | Sub_sector | Buildings | Datacenters | Datacenters & ICT | Energetic | datacentres_final_demand_coal_energetic | Solids | EU | Energy demand | 0 | FEC
RO | TYNDP2026 | NT | 2030 | TWh | 413 | Sub_sector | Buildings | Datacenters | Datacenters & ICT | Energetic | datacentres_final_demand_oil_energetic | Liquids | EU | Energy demand | 0 | FEC
RO | TYNDP2026 | NT | 2030 | TWh | 414 | Sub_sector | Buildings | Datacenters | Datacenters & ICT | Energetic | datacentres_final_demand_other_energetic | Others | EU | Energy demand | 0 | FEC
RO | TYNDP2026 | NT | 2030 | TWh | 415 | Sub_sector | Buildings | Datacenters | Datacenters & ICT | Energetic | datacentres_final_demand_ammonia_energetic | Ammonia | EU | Energy demand | 0 | FEC
RO | TYNDP2026 | NT | 2030 | TWh | 417 | Sub_sector | Transport | Others_Sector | Others_Sector | Energetic | other_final_demand_electricity_energetic | Electricity | EU | Energy demand | 0 | FEC
RO | TYNDP2026 | NT | 2030 | TWh | 418 | Sub_sector | Transport | Others_Sector | Others_Sector | Energetic | other_final_demand_hydrogen_energetic | Hydrogen | EU | Energy demand | 0 | FEC
RO | TYNDP2026 | NT | 2030 | TWh | 419 | Sub_sector | Transport | Pipeline Transport | Others_Sector | Energetic | other_final_demand_methane_energetic | Methane | EU | Energy demand | 0.018981 | FEC
RO | TYNDP2026 | NT | 2030 | TWh | 420 | Sub_sector | Transport | Others_Sector | Others_Sector | Energetic | other_final_demand_heat_energetic | Heat | EU | Energy demand | 0 | FEC
RO | TYNDP2026 | NT | 2030 | TWh | 421 | Sub_sector | Transport | Others_Sector | Others_Sector | Energetic | other_final_demand_biomass_energetic | Biomass | EU | Energy demand | 0 | FEC
RO | TYNDP2026 | NT | 2030 | TWh | 422 | Sub_sector | Transport | Others_Sector | Others_Sector | Energetic | other_final_demand_coal_energetic | Solids | EU | Energy demand | 0 | FEC
RO | TYNDP2026 | NT | 2030 | TWh | 423 | Sub_sector | Transport | Others_Sector | Others_Sector | Energetic | other_final_demand_oil_energetic | Liquids | EU | Energy demand | 2.4077 | FEC
RO | TYNDP2026 | NT | 2030 | TWh | 424 | Sub_sector | Others_Sector | Others_Sector | Others_Sector | Non-energetic | other_final_demand_oil_non_energetic | Liquids | EU | Energy demand | 0.95666 | not_included_in_FEC
RO | TYNDP2026 | NT | 2030 | TWh | 425 | Sub_sector | Transport | Others_Sector | Others_Sector | Energetic | other_final_demand_other_energetic | Others | EU | Energy demand | 0 | FEC
RO | TYNDP2026 | NT | 2030 | TWh | 426 | Sub_sector | Transport | Others_Sector | Others_Sector | Energetic | other_final_demand_ammonia_energetic | Ammonia | EU | Energy demand | 0 | FEC
RO | TYNDP2026 | NT | 2030 | TWh | 427 | Sub_sector | Industry | Surplus_Heat_in_Industry | Surplus_Heat_in_Industry | Energetic | final_demand_of_industry_unused_local_production_steam_hot_water | Heat | EU | Energy demand | 0 | FEC
RO | TYNDP2026 | NT | 2030 | TWh | 429 | Sub_sector | Agriculture | Total | Agriculture | Energetic | agriculture_final_demand_electricity_energetic | Electricity | EU | Energy demand | 0.80979 | FEC
RO | TYNDP2026 | NT | 2030 | TWh | 430 | Sub_sector | Agriculture | Total | Agriculture | Energetic | agriculture_final_demand_hydrogen_energetic | Hydrogen | EU | Energy demand | 0 | FEC
RO | TYNDP2026 | NT | 2030 | TWh | 431 | Sub_sector | Agriculture | Total | Agriculture | Energetic | agriculture_final_demand_methane_energetic | Methane | EU | Energy demand | 0.96971 | FEC
RO | TYNDP2026 | NT | 2030 | TWh | 432 | Sub_sector | Agriculture | Total | Agriculture | Energetic | agriculture_final_demand_heat_energetic | Heat | EU | Energy demand | 0.094338 | FEC
RO | TYNDP2026 | NT | 2030 | TWh | 433 | Sub_sector | Agriculture | Total | Agriculture | Energetic | agriculture_final_demand_biomass_energetic | Biomass | EU | Energy demand | 0.15704 | FEC
RO | TYNDP2026 | NT | 2030 | TWh | 434 | Sub_sector | Agriculture | Total | Agriculture | Energetic | agriculture_final_demand_coal_energetic | Solids | EU | Energy demand | 0 | FEC
RO | TYNDP2026 | NT | 2030 | TWh | 435 | Sub_sector | Agriculture | Total | Agriculture | Energetic | agriculture_final_demand_oil_energetic | Liquids | EU | Energy demand | 3.4469 | FEC
RO | TYNDP2026 | NT | 2030 | TWh | 436 | Sub_sector | Agriculture | Total | Agriculture | Energetic | agriculture_final_demand_other_energetic | Others | EU | Energy demand | 0 | FEC
RO | TYNDP2026 | NT | 2030 | TWh | 437 | Sub_sector | Agriculture | Total | Agriculture | Energetic | agriculture_final_demand_ammonia_energetic | Ammonia | EU | Energy demand | 0 | FEC
RO | TYNDP2026 | NT | 2030 | TWh | 447 | Sub_sector | Buildings | Surplus Energy | Buildings | Energetic | GAP | Electricity | EU | Energy demand | 0 | FEC
RO | TYNDP2026 | NT | 2030 | TWh | 448 | Sub_sector | Buildings | Surplus Energy | Buildings | Energetic | GAP | Hydrogen | EU | Energy demand | 0 | FEC
RO | TYNDP2026 | NT | 2030 | TWh | 449 | Sub_sector | Buildings | Surplus Energy | Buildings | Energetic | GAP | Methane | EU | Energy demand | 0.0051073 | FEC
RO | TYNDP2026 | NT | 2030 | TWh | 450 | Sub_sector | Buildings | Surplus Energy | Buildings | Energetic | GAP | Heat | EU | Energy demand | 0 | FEC
RO | TYNDP2026 | NT | 2030 | TWh | 451 | Sub_sector | Buildings | Surplus Energy | Buildings | Energetic | GAP | Biomass | EU | Energy demand | 0.066479 | FEC
RO | TYNDP2026 | NT | 2030 | TWh | 452 | Sub_sector | Buildings | Surplus Energy | Buildings | Energetic | GAP | Solids | EU | Energy demand | 0 | FEC
RO | TYNDP2026 | NT | 2030 | TWh | 453 | Sub_sector | Buildings | Surplus Energy | Buildings | Energetic | GAP | Liquids | EU | Energy demand | 0.20224 | FEC
RO | TYNDP2026 | NT | 2030 | TWh | 454 | Sub_sector | Buildings | Surplus Energy | Buildings | Energetic | GAP | Others | EU | Energy demand | 0 | FEC
RO | TYNDP2026 | NT | 2030 | TWh | 455 | Sub_sector | Buildings | Surplus Energy | Buildings | Energetic | GAP | Ammonia | EU | Energy demand | 0 | FEC
RO | TYNDP2026 | NT | 2030 | TWh | 456 | Sub_sector | Households | Surplus Energy | Households | Energetic | GAP | Electricity | EU | Energy demand | 0 | FEC
RO | TYNDP2026 | NT | 2030 | TWh | 457 | Sub_sector | Households | Surplus Energy | Households | Energetic | GAP | Hydrogen | EU | Energy demand | 0 | FEC
RO | TYNDP2026 | NT | 2030 | TWh | 458 | Sub_sector | Households | Surplus Energy | Households | Energetic | GAP | Methane | EU | Energy demand | 0.034231 | FEC
RO | TYNDP2026 | NT | 2030 | TWh | 459 | Sub_sector | Households | Surplus Energy | Households | Energetic | GAP | Heat | EU | Energy demand | 0 | FEC
RO | TYNDP2026 | NT | 2030 | TWh | 460 | Sub_sector | Households | Surplus Energy | Households | Energetic | GAP | Biomass | EU | Energy demand | 0 | FEC
RO | TYNDP2026 | NT | 2030 | TWh | 461 | Sub_sector | Households | Surplus Energy | Households | Energetic | GAP | Solids | EU | Energy demand | 0 | FEC
RO | TYNDP2026 | NT | 2030 | TWh | 462 | Sub_sector | Households | Surplus Energy | Households | Energetic | GAP | Liquids | EU | Energy demand | 0 | FEC
RO | TYNDP2026 | NT | 2030 | TWh | 463 | Sub_sector | Households | Surplus Energy | Households | Energetic | GAP | Others | EU | Energy demand | 0 | FEC
RO | TYNDP2026 | NT | 2030 | TWh | 464 | Sub_sector | Households | Surplus Energy | Households | Energetic | GAP | Ammonia | EU | Energy demand | 0 | FEC
RO | TYNDP2026 | NT | 2035 | TWh | 102 | Sub_sector | Industry | Aluminium | Industry (aluminium) | Energetic | industry_aluminium_demand_electricity_energetic | Electricity | EU | Energy demand | 1.6368 | FEC
RO | TYNDP2026 | NT | 2035 | TWh | 103 | Sub_sector | Industry | Aluminium | Industry (aluminium) | Energetic | industry_aluminium_demand_hydrogen_energetic | Hydrogen | EU | Energy demand | 0 | FEC
RO | TYNDP2026 | NT | 2035 | TWh | 104 | Sub_sector | Industry | Aluminium | Industry (aluminium) | Energetic | industry_aluminium_demand_methane_energetic | Methane | EU | Energy demand | 0.31314 | FEC
RO | TYNDP2026 | NT | 2035 | TWh | 105 | Sub_sector | Industry | Aluminium | Industry (aluminium) | Energetic | industry_aluminium_demand_heat_energetic | Heat | EU | Energy demand | 0 | FEC
RO | TYNDP2026 | NT | 2035 | TWh | 106 | Sub_sector | Industry | Aluminium | Industry (aluminium) | Energetic | industry_aluminium_demand_biomass_energetic | Biomass | EU | Energy demand | 0 | FEC
RO | TYNDP2026 | NT | 2035 | TWh | 107 | Sub_sector | Industry | Aluminium | Industry (aluminium) | Energetic | industry_aluminium_demand_coal_energetic | Solids | EU | Energy demand | 0 | FEC
RO | TYNDP2026 | NT | 2035 | TWh | 108 | Sub_sector | Industry | Aluminium | Industry (aluminium) | Energetic | industry_aluminium_demand_oil_energetic | Liquids | EU | Energy demand | 0 | FEC
RO | TYNDP2026 | NT | 2035 | TWh | 109 | Sub_sector | Industry | Aluminium | Industry (aluminium) | Energetic | industry_aluminium_demand_others_energetic | Others | EU | Energy demand | 0 | FEC
RO | TYNDP2026 | NT | 2035 | TWh | 110 | Sub_sector | Industry | Aluminium | Industry (aluminium) | Energetic | industry_ammonia_demand_others_energetic | Ammonia | EU | Energy demand | 0 | FEC
RO | TYNDP2026 | NT | 2035 | TWh | 112 | Sub_sector | Industry | Chemicals | Industry (chemicals, energetic) | Energetic | industry_chemical_demand_electricity_energetic | Electricity | EU | Energy demand | 7.8173 | FEC
RO | TYNDP2026 | NT | 2035 | TWh | 113 | Sub_sector | Industry | Chemicals | Industry (chemicals, energetic) | Energetic | industry_chemical_demand_hydrogen_energetic | Hydrogen | EU | Energy demand | 0.88706 | FEC
RO | TYNDP2026 | NT | 2035 | TWh | 114 | Sub_sector | Industry | Chemicals | Industry (chemicals, energetic) | Energetic | industry_chemical_demand_methane_energetic | Methane | EU | Energy demand | 2.5429 | FEC
RO | TYNDP2026 | NT | 2035 | TWh | 115 | Sub_sector | Industry | Chemicals | Industry (chemicals, energetic) | Energetic | industry_chemical_demand_heat_energetic | Heat | EU | Energy demand | 1.2241 | FEC
RO | TYNDP2026 | NT | 2035 | TWh | 116 | Sub_sector | Industry | Chemicals | Industry (chemicals, energetic) | Energetic | industry_chemical_demand_biomass_energetic | Biomass | EU | Energy demand | 1.7963 | FEC
RO | TYNDP2026 | NT | 2035 | TWh | 117 | Sub_sector | Industry | Chemicals | Industry (chemicals, energetic) | Energetic | industry_chemical_demand_coal_energetic | Solids | EU | Energy demand | 0.066529 | FEC
RO | TYNDP2026 | NT | 2035 | TWh | 118 | Sub_sector | Industry | Chemicals | Industry (chemicals, energetic) | Energetic | industry_chemical_demand_oil_energetic | Liquids | EU | Energy demand | 0.064125 | FEC
RO | TYNDP2026 | NT | 2035 | TWh | 119 | Sub_sector | Industry | Chemicals | Industry (chemicals, energetic) | Energetic | industry_chemical_demand_others_energetic | Others | EU | Energy demand | 0 | FEC
RO | TYNDP2026 | NT | 2035 | TWh | 120 | Sub_sector | Industry | Chemicals | Industry (chemicals, energetic) | Energetic | industry_chemical_demand_ammonia_energetic | Ammonia | EU | Energy demand | 0 | FEC
RO | TYNDP2026 | NT | 2035 | TWh | 122 | Sub_sector | Industry | Chemicals | Industry (chemicals, non-energetic) | Non-energetic | industry_chemical_demand_electricity_non_energetic | Electricity | EU | Energy demand | 0 | not_included_in_FEC
RO | TYNDP2026 | NT | 2035 | TWh | 123 | Sub_sector | Industry | Chemicals | Industry (chemicals, non-energetic) | Non-energetic | industry_chemical_demand_hydrogen_non_energetic | Hydrogen | EU | Energy demand | 0.20884 | not_included_in_FEC
RO | TYNDP2026 | NT | 2035 | TWh | 124 | Sub_sector | Industry | Chemicals | Industry (chemicals, non-energetic) | Non-energetic | industry_chemical_demand_methane_non_energetic | Methane | EU | Energy demand | 0.056461 | not_included_in_FEC
RO | TYNDP2026 | NT | 2035 | TWh | 125 | Sub_sector | Industry | Chemicals | Industry (chemicals, non-energetic) | Non-energetic | industry_chemical_demand_heat_non_energetic | Heat | EU | Energy demand | 0 | not_included_in_FEC
RO | TYNDP2026 | NT | 2035 | TWh | 126 | Sub_sector | Industry | Chemicals | Industry (chemicals, non-energetic) | Non-energetic | industry_chemical_demand_biomass_non_energetic | Biomass | EU | Energy demand | 0.09823 | not_included_in_FEC
RO | TYNDP2026 | NT | 2035 | TWh | 127 | Sub_sector | Industry | Chemicals | Industry (chemicals, non-energetic) | Non-energetic | industry_chemical_demand_coal_non_energetic | Solids | EU | Energy demand | 0.00039647 | not_included_in_FEC
RO | TYNDP2026 | NT | 2035 | TWh | 128 | Sub_sector | Industry | Chemicals | Industry (chemicals, non-energetic) | Non-energetic | industry_chemical_demand_oil_non_energetic | Liquids | EU | Energy demand | 0.56893 | not_included_in_FEC
RO | TYNDP2026 | NT | 2035 | TWh | 129 | Sub_sector | Industry | Chemicals | Industry (chemicals, non-energetic) | Non-energetic | industry_chemical_demand_others_non_energetic | Others | EU | Energy demand | 0 | not_included_in_FEC
RO | TYNDP2026 | NT | 2035 | TWh | 130 | Sub_sector | Industry | Chemicals | Industry (chemicals, non-energetic) | Non-energetic | industry_chemical_demand_ammonia_non_energetic | Ammonia | EU | Energy demand | 0 | not_included_in_FEC
RO | TYNDP2026 | NT | 2035 | TWh | 132 | Sub_sector | Industry | Fertilizers | Industry (fertilizers, energetic) | Energetic | industry_fertilizers_demand_electricity_energetic | Electricity | EU | Energy demand | 0.20884 | FEC
RO | TYNDP2026 | NT | 2035 | TWh | 133 | Sub_sector | Industry | Fertilizers | Industry (fertilizers, energetic) | Energetic | industry_fertilizers_demand_hydrogen_energetic | Hydrogen | EU | Energy demand | 0.49262 | FEC
RO | TYNDP2026 | NT | 2035 | TWh | 134 | Sub_sector | Industry | Fertilizers | Industry (fertilizers, energetic) | Energetic | industry_fertilizers_demand_methane_energetic | Methane | EU | Energy demand | 1.1773 | FEC
RO | TYNDP2026 | NT | 2035 | TWh | 135 | Sub_sector | Industry | Fertilizers | Industry (fertilizers, energetic) | Energetic | industry_fertilizers_demand_heat_energetic | Heat | EU | Energy demand | 0 | FEC
RO | TYNDP2026 | NT | 2035 | TWh | 136 | Sub_sector | Industry | Fertilizers | Industry (fertilizers, energetic) | Energetic | industry_fertilizers_demand_biomass_energetic | Biomass | EU | Energy demand | 0 | FEC
RO | TYNDP2026 | NT | 2035 | TWh | 137 | Sub_sector | Industry | Fertilizers | Industry (fertilizers, energetic) | Energetic | industry_fertilizers_demand_coal_energetic | Solids | EU | Energy demand | 0 | FEC
RO | TYNDP2026 | NT | 2035 | TWh | 138 | Sub_sector | Industry | Fertilizers | Industry (fertilizers, energetic) | Energetic | industry_fertilizers_demand_oil_energetic | Liquids | EU | Energy demand | 0 | FEC
RO | TYNDP2026 | NT | 2035 | TWh | 139 | Sub_sector | Industry | Fertilizers | Industry (fertilizers, energetic) | Energetic | industry_fertilizers_demand_others_energetic | Others | EU | Energy demand | 0 | FEC
RO | TYNDP2026 | NT | 2035 | TWh | 140 | Sub_sector | Industry | Fertilizers | Industry (fertilizers, energetic) | Energetic | industry_fertilizers_demand_ammonia_energetic | Ammonia | EU | Energy demand | 0 | FEC
RO | TYNDP2026 | NT | 2035 | TWh | 142 | Sub_sector | Industry | Fertilizers | Industry (fertilizers, non-energetic) | Non-energetic | industry_fertilizers_demand_electricity_non_energetic | Electricity | EU | Energy demand | 0 | not_included_in_FEC
RO | TYNDP2026 | NT | 2035 | TWh | 143 | Sub_sector | Industry | Fertilizers | Industry (fertilizers, non-energetic) | Non-energetic | industry_fertilizers_demand_hydrogen_non_energetic | Hydrogen | EU | Energy demand | 1.47 | not_included_in_FEC
RO | TYNDP2026 | NT | 2035 | TWh | 144 | Sub_sector | Industry | Fertilizers | Industry (fertilizers, non-energetic) | Non-energetic | industry_fertilizers_demand_methane_non_energetic | Methane | EU | Energy demand | 3.1719 | not_included_in_FEC
RO | TYNDP2026 | NT | 2035 | TWh | 145 | Sub_sector | Industry | Fertilizers | Industry (fertilizers, non-energetic) | Non-energetic | industry_fertilizers_demand_heat_non_energetic | Heat | EU | Energy demand | 0 | not_included_in_FEC
RO | TYNDP2026 | NT | 2035 | TWh | 146 | Sub_sector | Industry | Fertilizers | Industry (fertilizers, non-energetic) | Non-energetic | industry_fertilizers_demand_biomass_non_energetic | Biomass | EU | Energy demand | 0 | not_included_in_FEC
RO | TYNDP2026 | NT | 2035 | TWh | 147 | Sub_sector | Industry | Fertilizers | Industry (fertilizers, non-energetic) | Non-energetic | industry_fertilizers_demand_coal_non_energetic | Solids | EU | Energy demand | 0 | not_included_in_FEC
RO | TYNDP2026 | NT | 2035 | TWh | 148 | Sub_sector | Industry | Fertilizers | Industry (fertilizers, non-energetic) | Non-energetic | industry_fertilizers_demand_oil_non_energetic | Liquids | EU | Energy demand | 0 | not_included_in_FEC
RO | TYNDP2026 | NT | 2035 | TWh | 149 | Sub_sector | Industry | Fertilizers | Industry (fertilizers, non-energetic) | Non-energetic | industry_fertilizers_demand_others_non_energetic | Others | EU | Energy demand | 0 | not_included_in_FEC
RO | TYNDP2026 | NT | 2035 | TWh | 150 | Sub_sector | Industry | Fertilizers | Industry (fertilizers, non-energetic) | Non-energetic | industry_fertilizers_demand_ammonia_non_energetic | Ammonia | EU | Energy demand | 0 | not_included_in_FEC
RO | TYNDP2026 | NT | 2035 | TWh | 152 | Sub_sector | Industry | Food | Industry (food) | Energetic | industry_food_demand_electricity_energetic | Electricity | EU | Energy demand | 3.1347 | FEC
RO | TYNDP2026 | NT | 2035 | TWh | 153 | Sub_sector | Industry | Food | Industry (food) | Energetic | industry_food_demand_hydrogen_energetic | Hydrogen | EU | Energy demand | 0 | FEC
RO | TYNDP2026 | NT | 2035 | TWh | 154 | Sub_sector | Industry | Food | Industry (food) | Energetic | industry_food_demand_methane_energetic | Methane | EU | Energy demand | 1.4654 | FEC
RO | TYNDP2026 | NT | 2035 | TWh | 155 | Sub_sector | Industry | Food | Industry (food) | Energetic | industry_food_demand_heat_energetic | Heat | EU | Energy demand | 0 | FEC
RO | TYNDP2026 | NT | 2035 | TWh | 156 | Sub_sector | Industry | Food | Industry (food) | Energetic | industry_food_demand_biomass_energetic | Biomass | EU | Energy demand | 0 | FEC
RO | TYNDP2026 | NT | 2035 | TWh | 157 | Sub_sector | Industry | Food | Industry (food) | Energetic | industry_food_demand_coal_energetic | Solids | EU | Energy demand | 0 | FEC
RO | TYNDP2026 | NT | 2035 | TWh | 158 | Sub_sector | Industry | Food | Industry (food) | Energetic | industry_food_demand_oil_energetic | Liquids | EU | Energy demand | 0.093472 | FEC
RO | TYNDP2026 | NT | 2035 | TWh | 159 | Sub_sector | Industry | Food | Industry (food) | Energetic | industry_food_demand_others_energetic | Others | EU | Energy demand | 0 | FEC
RO | TYNDP2026 | NT | 2035 | TWh | 160 | Sub_sector | Industry | Food | Industry (food) | Energetic | industry_food_demand_ammonia_energetic | Ammonia | EU | Energy demand | 0 | FEC
RO | TYNDP2026 | NT | 2035 | TWh | 162 | Sub_sector | Industry | Metals | Industry (metal) | Energetic | industry_metal_demand_electricity_energetic | Electricity | EU | Energy demand | 0 | FEC
RO | TYNDP2026 | NT | 2035 | TWh | 163 | Sub_sector | Industry | Metals | Industry (metal) | Energetic | industry_metal_demand_hydrogen_energetic | Hydrogen | EU | Energy demand | 0 | FEC
RO | TYNDP2026 | NT | 2035 | TWh | 164 | Sub_sector | Industry | Metals | Industry (metal) | Energetic | industry_metal_demand_methane_energetic | Methane | EU | Energy demand | 1.3156 | FEC
RO | TYNDP2026 | NT | 2035 | TWh | 165 | Sub_sector | Industry | Metals | Industry (metal) | Energetic | industry_metal_demand_heat_energetic | Heat | EU | Energy demand | 0 | FEC
RO | TYNDP2026 | NT | 2035 | TWh | 166 | Sub_sector | Industry | Metals | Industry (metal) | Energetic | industry_metal_demand_biomass_energetic | Biomass | EU | Energy demand | 0 | FEC
RO | TYNDP2026 | NT | 2035 | TWh | 167 | Sub_sector | Industry | Metals | Industry (metal) | Energetic | industry_metal_demand_coal_energetic | Solids | EU | Energy demand | 0 | FEC
RO | TYNDP2026 | NT | 2035 | TWh | 168 | Sub_sector | Industry | Metals | Industry (metal) | Energetic | industry_metal_demand_oil_energetic | Liquids | EU | Energy demand | 0.010158 | FEC
RO | TYNDP2026 | NT | 2035 | TWh | 169 | Sub_sector | Industry | Metals | Industry (metal) | Energetic | industry_metal_demand_others_energetic | Others | EU | Energy demand | 0 | FEC
RO | TYNDP2026 | NT | 2035 | TWh | 170 | Sub_sector | Industry | Metals | Industry (metal) | Energetic | industry_metal_demand_ammonia_energetic | Ammonia | EU | Energy demand | 0 | FEC
RO | TYNDP2026 | NT | 2035 | TWh | 172 | Sub_sector | Industry | Others | Industry (other, energetic) | Energetic | industry_other_demand_electricity_energetic | Electricity | EU | Energy demand | 9.8406 | FEC
RO | TYNDP2026 | NT | 2035 | TWh | 173 | Sub_sector | Industry | Others | Industry (other, energetic) | Energetic | industry_other_demand_hydrogen_energetic | Hydrogen | EU | Energy demand | 5.0109 | FEC
RO | TYNDP2026 | NT | 2035 | TWh | 174 | Sub_sector | Industry | Others | Industry (other, energetic) | Energetic | industry_other_demand_methane_energetic | Methane | EU | Energy demand | 6.2183 | FEC
RO | TYNDP2026 | NT | 2035 | TWh | 175 | Sub_sector | Industry | Others | Industry (other, energetic) | Energetic | industry_other_demand_heat_energetic | Heat | EU | Energy demand | 0 | FEC
RO | TYNDP2026 | NT | 2035 | TWh | 176 | Sub_sector | Industry | Others | Industry (other, energetic) | Energetic | industry_other_demand_biomass_energetic | Biomass | EU | Energy demand | 2.4752 | FEC
RO | TYNDP2026 | NT | 2035 | TWh | 177 | Sub_sector | Industry | Others | Industry (other, energetic) | Energetic | industry_other_demand_coal_energetic | Solids | EU | Energy demand | 0.30186 | FEC
RO | TYNDP2026 | NT | 2035 | TWh | 178 | Sub_sector | Industry | Others | Industry (other, energetic) | Energetic | industry_other_demand_oil_energetic | Liquids | EU | Energy demand | 0.30186 | FEC
RO | TYNDP2026 | NT | 2035 | TWh | 179 | Sub_sector | Industry | Others | Industry (other, energetic) | Energetic | industry_other_demand_others_energetic | Others | EU | Energy demand | 0 | FEC
RO | TYNDP2026 | NT | 2035 | TWh | 180 | Sub_sector | Industry | Others | Industry (other, energetic) | Energetic | industry_other_demand_ammonia_energetic | Ammonia | EU | Energy demand | 0 | FEC
RO | TYNDP2026 | NT | 2035 | TWh | 182 | Sub_sector | Industry | Others | Industry (other, non-energetic) | Non-energetic | industry_other_demand_electricity_non_energetic | Electricity | EU | Energy demand | 0 | not_included_in_FEC
RO | TYNDP2026 | NT | 2035 | TWh | 183 | Sub_sector | Industry | Others | Industry (other, non-energetic) | Non-energetic | industry_other_demand_hydrogen_non_energetic | Hydrogen | EU | Energy demand | 0 | not_included_in_FEC
RO | TYNDP2026 | NT | 2035 | TWh | 184 | Sub_sector | Industry | Others | Industry (other, non-energetic) | Non-energetic | industry_other_demand_methane_non_energetic | Methane | EU | Energy demand | 0 | not_included_in_FEC
RO | TYNDP2026 | NT | 2035 | TWh | 185 | Sub_sector | Industry | Others | Industry (other, non-energetic) | Non-energetic | industry_other_demand_heat_non_energetic | Heat | EU | Energy demand | 0 | not_included_in_FEC
RO | TYNDP2026 | NT | 2035 | TWh | 186 | Sub_sector | Industry | Others | Industry (other, non-energetic) | Non-energetic | industry_other_demand_biomass_non_energetic | Biomass | EU | Energy demand | 0 | not_included_in_FEC
RO | TYNDP2026 | NT | 2035 | TWh | 187 | Sub_sector | Industry | Others | Industry (other, non-energetic) | Non-energetic | industry_other_demand_coal_non_energetic | Solids | EU | Energy demand | 0 | not_included_in_FEC
RO | TYNDP2026 | NT | 2035 | TWh | 188 | Sub_sector | Industry | Others | Industry (other, non-energetic) | Non-energetic | industry_other_demand_oil_non_energetic | Liquids | EU | Energy demand | 4.6438 | not_included_in_FEC
RO | TYNDP2026 | NT | 2035 | TWh | 189 | Sub_sector | Industry | Others | Industry (other, non-energetic) | Non-energetic | industry_other_demand_others_non_energetic | Others | EU | Energy demand | 0 | not_included_in_FEC
RO | TYNDP2026 | NT | 2035 | TWh | 190 | Sub_sector | Industry | Others | Industry (other, non-energetic) | Non-energetic | industry_other_demand_ammonia_non_energetic | Ammonia | EU | Energy demand | 0 | not_included_in_FEC
RO | TYNDP2026 | NT | 2035 | TWh | 192 | Sub_sector | Industry | Paper | Industry (paper) | Energetic | industry_paper_demand_electricity_energetic | Electricity | EU | Energy demand | 0.86166 | FEC
RO | TYNDP2026 | NT | 2035 | TWh | 193 | Sub_sector | Industry | Paper | Industry (paper) | Energetic | industry_paper_demand_hydrogen_energetic | Hydrogen | EU | Energy demand | 0.10479 | FEC
RO | TYNDP2026 | NT | 2035 | TWh | 194 | Sub_sector | Industry | Paper | Industry (paper) | Energetic | industry_paper_demand_methane_energetic | Methane | EU | Energy demand | 0.16767 | FEC
RO | TYNDP2026 | NT | 2035 | TWh | 195 | Sub_sector | Industry | Paper | Industry (paper) | Energetic | industry_paper_demand_heat_energetic | Heat | EU | Energy demand | 0 | FEC
RO | TYNDP2026 | NT | 2035 | TWh | 196 | Sub_sector | Industry | Paper | Industry (paper) | Energetic | industry_paper_demand_biomass_energetic | Biomass | EU | Energy demand | 0.18863 | FEC
RO | TYNDP2026 | NT | 2035 | TWh | 197 | Sub_sector | Industry | Paper | Industry (paper) | Energetic | industry_paper_demand_coal_energetic | Solids | EU | Energy demand | 0.028294 | FEC
RO | TYNDP2026 | NT | 2035 | TWh | 198 | Sub_sector | Industry | Paper | Industry (paper) | Energetic | industry_paper_demand_oil_energetic | Liquids | EU | Energy demand | 0 | FEC
RO | TYNDP2026 | NT | 2035 | TWh | 199 | Sub_sector | Industry | Paper | Industry (paper) | Energetic | industry_paper_demand_others_energetic | Others | EU | Energy demand | 0 | FEC
RO | TYNDP2026 | NT | 2035 | TWh | 200 | Sub_sector | Industry | Paper | Industry (paper) | Energetic | industry_paper_demand_ammonia_energetic | Ammonia | EU | Energy demand | 0 | FEC
RO | TYNDP2026 | NT | 2035 | TWh | 202 | Sub_sector | Industry | Refineries | Industry (refineries, energetic) | Energetic | industry_refinery_demand_electricity_energetic | Electricity | EU | Energy demand | 0.75337 | not_included_in_FEC
RO | TYNDP2026 | NT | 2035 | TWh | 203 | Sub_sector | Industry | Refineries | Industry (refineries, energetic) | Energetic | industry_refinery_demand_hydrogen_energetic | Hydrogen | EU | Energy demand | 0.46367 | not_included_in_FEC
RO | TYNDP2026 | NT | 2035 | TWh | 204 | Sub_sector | Industry | Refineries | Industry (refineries, energetic) | Energetic | industry_refinery_demand_methane_energetic | Methane | EU | Energy demand | 1.5399 | not_included_in_FEC
RO | TYNDP2026 | NT | 2035 | TWh | 205 | Sub_sector | Industry | Refineries | Industry (refineries, energetic) | Energetic | industry_refinery_demand_heat_energetic | Heat | EU | Energy demand | 0.3103 | not_included_in_FEC
RO | TYNDP2026 | NT | 2035 | TWh | 206 | Sub_sector | Industry | Refineries | Industry (refineries, energetic) | Energetic | industry_refinery_demand_biomass_energetic | Biomass | EU | Energy demand | 0.00016938 | not_included_in_FEC
RO | TYNDP2026 | NT | 2035 | TWh | 207 | Sub_sector | Industry | Refineries | Industry (refineries, energetic) | Energetic | industry_refinery_demand_coal_energetic | Solids | EU | Energy demand | 0 | not_included_in_FEC
RO | TYNDP2026 | NT | 2035 | TWh | 208 | Sub_sector | Industry | Refineries | Industry (refineries, energetic) | Energetic | industry_refinery_demand_oil_energetic | Liquids | EU | Energy demand | 2.4812 | not_included_in_FEC
RO | TYNDP2026 | NT | 2035 | TWh | 209 | Sub_sector | Industry | Refineries | Industry (refineries, energetic) | Energetic | industry_refinery_demand_others_energetic | Others | EU | Energy demand | 0 | not_included_in_FEC
RO | TYNDP2026 | NT | 2035 | TWh | 210 | Sub_sector | Industry | Refineries | Industry (refineries, energetic) | Energetic | industry_refinery_demand_ammonia_energetic | Ammonia | EU | Energy demand | 0 | not_included_in_FEC
RO | TYNDP2026 | NT | 2035 | TWh | 212 | Sub_sector | Industry | Refineries | Industry (refineries, non-energetic) | Non-energetic | industry_refinery_demand_electricity_non_energetic | Electricity | EU | Energy demand | 0 | not_included_in_FEC
RO | TYNDP2026 | NT | 2035 | TWh | 213 | Sub_sector | Industry | Refineries | Industry (refineries, non-energetic) | Non-energetic | industry_refinery_demand_hydrogen_non_energetic | Hydrogen | EU | Energy demand | 0 | not_included_in_FEC
RO | TYNDP2026 | NT | 2035 | TWh | 214 | Sub_sector | Industry | Refineries | Industry (refineries, non-energetic) | Non-energetic | industry_refinery_demand_methane_non_energetic | Methane | EU | Energy demand | 0 | not_included_in_FEC
RO | TYNDP2026 | NT | 2035 | TWh | 215 | Sub_sector | Industry | Refineries | Industry (refineries, non-energetic) | Non-energetic | industry_refinery_demand_heat_non_energetic | Heat | EU | Energy demand | 0 | not_included_in_FEC
RO | TYNDP2026 | NT | 2035 | TWh | 216 | Sub_sector | Industry | Refineries | Industry (refineries, non-energetic) | Non-energetic | industry_refinery_demand_biomass_non_energetic | Biomass | EU | Energy demand | 0 | not_included_in_FEC
RO | TYNDP2026 | NT | 2035 | TWh | 217 | Sub_sector | Industry | Refineries | Industry (refineries, non-energetic) | Non-energetic | industry_refinery_demand_coal_non_energetic | Solids | EU | Energy demand | 0 | not_included_in_FEC
RO | TYNDP2026 | NT | 2035 | TWh | 218 | Sub_sector | Industry | Refineries | Industry (refineries, non-energetic) | Non-energetic | industry_refinery_demand_oil_non_energetic | Liquids | EU | Energy demand | 0 | not_included_in_FEC
RO | TYNDP2026 | NT | 2035 | TWh | 219 | Sub_sector | Industry | Refineries | Industry (refineries, non-energetic) | Non-energetic | industry_refinery_demand_others_non_energetic | Others | EU | Energy demand | 0 | not_included_in_FEC
RO | TYNDP2026 | NT | 2035 | TWh | 220 | Sub_sector | Industry | Refineries | Industry (refineries, non-energetic) | Non-energetic | industry_refinery_demand_ammonia_non_energetic | Ammonia | EU | Energy demand | 0 | not_included_in_FEC
RO | TYNDP2026 | NT | 2035 | TWh | 222 | Sub_sector | Industry | Steel | Industry (steel) | Energetic | industry_steel_demand_electricity_energetic | Electricity | EU | Energy demand | 2.8001 | FEC
RO | TYNDP2026 | NT | 2035 | TWh | 223 | Sub_sector | Industry | Steel | Industry (steel) | Energetic | industry_steel_demand_hydrogen_energetic | Hydrogen | EU | Energy demand | 1.7001 | FEC
RO | TYNDP2026 | NT | 2035 | TWh | 224 | Sub_sector | Industry | Steel | Industry (steel) | Energetic | industry_steel_demand_methane_energetic | Methane | EU | Energy demand | 4.0265 | FEC
RO | TYNDP2026 | NT | 2035 | TWh | 225 | Sub_sector | Industry | Steel | Industry (steel) | Energetic | industry_steel_demand_heat_energetic | Heat | EU | Energy demand | 0.001384 | FEC
RO | TYNDP2026 | NT | 2035 | TWh | 226 | Sub_sector | Industry | Steel | Industry (steel) | Energetic | industry_steel_demand_biomass_energetic | Biomass | EU | Energy demand | 1.23e-05 | FEC
RO | TYNDP2026 | NT | 2035 | TWh | 227 | Sub_sector | Industry | Steel | Industry (steel) | Energetic | industry_steel_demand_coal_energetic | Solids | EU | Energy demand | 4.1732 | FEC
RO | TYNDP2026 | NT | 2035 | TWh | 228 | Sub_sector | Industry | Steel | Industry (steel) | Energetic | industry_steel_demand_oil_energetic | Liquids | EU | Energy demand | 0.0012563 | FEC
RO | TYNDP2026 | NT | 2035 | TWh | 229 | Sub_sector | Industry | Steel | Industry (steel) | Energetic | industry_steel_demand_others_energetic | Others | EU | Energy demand | 0 | FEC
RO | TYNDP2026 | NT | 2035 | TWh | 230 | Sub_sector | Industry | Steel | Industry (steel) | Energetic | industry_steel_demand_ammonia_energetic | Ammonia | EU | Energy demand | 0 | FEC
RO | TYNDP2026 | NT | 2035 | TWh | 232 | Sub_sector | Transport | Cars | Transport (cars) | Energetic | transport_cars_final_demand_electricity | Electricity | EU | Energy demand | 4.4085 | FEC
RO | TYNDP2026 | NT | 2035 | TWh | 233 | Sub_sector | Transport | Cars | Transport (cars) | Energetic | transport_cars_final_demand_hydrogen | Hydrogen | EU | Energy demand | 2.4778 | FEC
RO | TYNDP2026 | NT | 2035 | TWh | 234 | Sub_sector | Transport | Cars | Transport (cars) | Energetic | transport_cars_final_demand_methane | Methane | EU | Energy demand | 1.1285 | FEC
RO | TYNDP2026 | NT | 2035 | TWh | 235 | Sub_sector | Transport | Cars | Transport (cars) | Energetic | transport_cars_final_demand_heat | Heat | EU | Energy demand | 0 | FEC
RO | TYNDP2026 | NT | 2035 | TWh | 236 | Sub_sector | Transport | Cars | Transport (cars) | Energetic | transport_cars_final_demand_biomass | Biomass | EU | Energy demand | 0 | FEC
RO | TYNDP2026 | NT | 2035 | TWh | 237 | Sub_sector | Transport | Cars | Transport (cars) | Energetic | transport_cars_final_demand_coal | Solids | EU | Energy demand | 0 | FEC
RO | TYNDP2026 | NT | 2035 | TWh | 238 | Sub_sector | Transport | Cars | Transport (cars) | Energetic | transport_cars_final_demand_oil | Liquids | EU | Energy demand | 35.1146 | FEC
RO | TYNDP2026 | NT | 2035 | TWh | 239 | Sub_sector | Transport | Cars | Transport (cars) | Energetic | transport_cars_final_demand_other | Others | EU | Energy demand | 0 | FEC
RO | TYNDP2026 | NT | 2035 | TWh | 240 | Sub_sector | Transport | Cars | Transport (cars) | Energetic | transport_cars_final_demand_ammonia | Ammonia | EU | Energy demand | 0 | FEC
RO | TYNDP2026 | NT | 2035 | TWh | 242 | Sub_sector | Transport | Busses | Transport (busses) | Energetic | transport_busses_final_demand_electricity | Electricity | EU | Energy demand | 0.36759 | FEC
RO | TYNDP2026 | NT | 2035 | TWh | 243 | Sub_sector | Transport | Busses | Transport (busses) | Energetic | transport_busses_final_demand_hydrogen | Hydrogen | EU | Energy demand | 0.54616 | FEC
RO | TYNDP2026 | NT | 2035 | TWh | 244 | Sub_sector | Transport | Busses | Transport (busses) | Energetic | transport_busses_final_demand_methane | Methane | EU | Energy demand | 0.28134 | FEC
RO | TYNDP2026 | NT | 2035 | TWh | 245 | Sub_sector | Transport | Busses | Transport (busses) | Energetic | transport_busses_final_demand_heat | Heat | EU | Energy demand | 0 | FEC
RO | TYNDP2026 | NT | 2035 | TWh | 246 | Sub_sector | Transport | Busses | Transport (busses) | Energetic | transport_busses_final_demand_biomass | Biomass | EU | Energy demand | 0 | FEC
RO | TYNDP2026 | NT | 2035 | TWh | 247 | Sub_sector | Transport | Busses | Transport (busses) | Energetic | transport_busses_final_demand_coal | Solids | EU | Energy demand | 0 | FEC
RO | TYNDP2026 | NT | 2035 | TWh | 248 | Sub_sector | Transport | Busses | Transport (busses) | Energetic | transport_busses_final_demand_oil | Liquids | EU | Energy demand | 3.7292 | FEC
RO | TYNDP2026 | NT | 2035 | TWh | 249 | Sub_sector | Transport | Busses | Transport (busses) | Energetic | transport_busses_final_demand_other | Others | EU | Energy demand | 0 | FEC
RO | TYNDP2026 | NT | 2035 | TWh | 250 | Sub_sector | Transport | Busses | Transport (busses) | Energetic | transport_busses_final_demand_ammonia | Ammonia | EU | Energy demand | 0 | FEC
RO | TYNDP2026 | NT | 2035 | TWh | 252 | Sub_sector | Transport | Trucks | Transport (trucks) | Energetic | transport_trucks_final_demand_electricity | Electricity | EU | Energy demand | 0.17461 | FEC
RO | TYNDP2026 | NT | 2035 | TWh | 253 | Sub_sector | Transport | Trucks | Transport (trucks) | Energetic | transport_trucks_final_demand_hydrogen | Hydrogen | EU | Energy demand | 0.59417 | FEC
RO | TYNDP2026 | NT | 2035 | TWh | 254 | Sub_sector | Transport | Trucks | Transport (trucks) | Energetic | transport_trucks_final_demand_methane | Methane | EU | Energy demand | 0.3726 | FEC
RO | TYNDP2026 | NT | 2035 | TWh | 255 | Sub_sector | Transport | Trucks | Transport (trucks) | Energetic | transport_trucks_final_demand_heat | Heat | EU | Energy demand | 0 | FEC
RO | TYNDP2026 | NT | 2035 | TWh | 256 | Sub_sector | Transport | Trucks | Transport (trucks) | Energetic | transport_trucks_final_demand_biomass | Biomass | EU | Energy demand | 0 | FEC
RO | TYNDP2026 | NT | 2035 | TWh | 257 | Sub_sector | Transport | Trucks | Transport (trucks) | Energetic | transport_trucks_final_demand_coal | Solids | EU | Energy demand | 0 | FEC
RO | TYNDP2026 | NT | 2035 | TWh | 258 | Sub_sector | Transport | Trucks | Transport (trucks) | Energetic | transport_trucks_final_demand_oil | Liquids | EU | Energy demand | 3.5618 | FEC
RO | TYNDP2026 | NT | 2035 | TWh | 259 | Sub_sector | Transport | Trucks | Transport (trucks) | Energetic | transport_trucks_final_demand_other | Others | EU | Energy demand | 0 | FEC
RO | TYNDP2026 | NT | 2035 | TWh | 260 | Sub_sector | Transport | Trucks | Transport (trucks) | Energetic | transport_trucks_final_demand_ammonia | Ammonia | EU | Energy demand | 0 | FEC
RO | TYNDP2026 | NT | 2035 | TWh | 262 | Sub_sector | Transport | Vans | Transport (vans) | Energetic | transport_vans_final_demand_electricity | Electricity | EU | Energy demand | 2.432 | FEC
RO | TYNDP2026 | NT | 2035 | TWh | 263 | Sub_sector | Transport | Vans | Transport (vans) | Energetic | transport_vans_final_demand_hydrogen | Hydrogen | EU | Energy demand | 1.6666 | FEC
RO | TYNDP2026 | NT | 2035 | TWh | 264 | Sub_sector | Transport | Vans | Transport (vans) | Energetic | transport_vans_final_demand_methane | Methane | EU | Energy demand | 0.37349 | FEC
RO | TYNDP2026 | NT | 2035 | TWh | 265 | Sub_sector | Transport | Vans | Transport (vans) | Energetic | transport_vans_final_demand_heat | Heat | EU | Energy demand | 0 | FEC
RO | TYNDP2026 | NT | 2035 | TWh | 266 | Sub_sector | Transport | Vans | Transport (vans) | Energetic | transport_vans_final_demand_biomass | Biomass | EU | Energy demand | 0 | FEC
RO | TYNDP2026 | NT | 2035 | TWh | 267 | Sub_sector | Transport | Vans | Transport (vans) | Energetic | transport_vans_final_demand_coal | Solids | EU | Energy demand | 0 | FEC
RO | TYNDP2026 | NT | 2035 | TWh | 268 | Sub_sector | Transport | Vans | Transport (vans) | Energetic | transport_vans_final_demand_oil | Liquids | EU | Energy demand | 14.4987 | FEC
RO | TYNDP2026 | NT | 2035 | TWh | 269 | Sub_sector | Transport | Vans | Transport (vans) | Energetic | transport_vans_final_demand_other | Others | EU | Energy demand | 0 | FEC
RO | TYNDP2026 | NT | 2035 | TWh | 270 | Sub_sector | Transport | Vans | Transport (vans) | Energetic | transport_vans_final_demand_ammonia | Ammonia | EU | Energy demand | 0 | FEC
RO | TYNDP2026 | NT | 2035 | TWh | 272 | Sub_sector | Transport | Freight trains | Transport (trains) | Energetic | transport_trains_final_demand_electricity | Electricity | EU | Energy demand | 2.3519 | FEC
RO | TYNDP2026 | NT | 2035 | TWh | 273 | Sub_sector | Transport | Freight trains | Transport (trains) | Energetic | transport_trains_final_demand_hydrogen | Hydrogen | EU | Energy demand | 0.29165 | FEC
RO | TYNDP2026 | NT | 2035 | TWh | 274 | Sub_sector | Transport | Freight trains | Transport (trains) | Energetic | transport_trains_final_demand_methane | Methane | EU | Energy demand | 0 | FEC
RO | TYNDP2026 | NT | 2035 | TWh | 275 | Sub_sector | Transport | Freight trains | Transport (trains) | Energetic | transport_trains_final_demand_heat | Heat | EU | Energy demand | 0 | FEC
RO | TYNDP2026 | NT | 2035 | TWh | 276 | Sub_sector | Transport | Freight trains | Transport (trains) | Energetic | transport_trains_final_demand_biomass | Biomass | EU | Energy demand | 0 | FEC
RO | TYNDP2026 | NT | 2035 | TWh | 277 | Sub_sector | Transport | Freight trains | Transport (trains) | Energetic | transport_trains_final_demand_coal | Solids | EU | Energy demand | 0 | FEC
RO | TYNDP2026 | NT | 2035 | TWh | 278 | Sub_sector | Transport | Freight trains | Transport (trains) | Energetic | transport_trains_final_demand_oil | Liquids | EU | Energy demand | 0.41771 | FEC
RO | TYNDP2026 | NT | 2035 | TWh | 279 | Sub_sector | Transport | Freight trains | Transport (trains) | Energetic | transport_trains_final_demand_other | Others | EU | Energy demand | 0 | FEC
RO | TYNDP2026 | NT | 2035 | TWh | 280 | Sub_sector | Transport | Freight trains | Transport (trains) | Energetic | transport_trains_final_demand_ammonia | Ammonia | EU | Energy demand | 0 | FEC
RO | TYNDP2026 | NT | 2035 | TWh | 282 | Sub_sector | Transport | Ships | Transport (ships) | Energetic | transport_ships_final_demand_electricity | Electricity | EU | Energy demand | 0 | FEC
RO | TYNDP2026 | NT | 2035 | TWh | 283 | Sub_sector | Transport | Ships | Transport (ships) | Energetic | transport_ships_final_demand_hydrogen | Hydrogen | EU | Energy demand | 0.051739 | FEC
RO | TYNDP2026 | NT | 2035 | TWh | 284 | Sub_sector | Transport | Ships | Transport (ships) | Energetic | transport_ships_final_demand_methane | Methane | EU | Energy demand | 0.32275 | FEC
RO | TYNDP2026 | NT | 2035 | TWh | 285 | Sub_sector | Transport | Ships | Transport (ships) | Energetic | transport_ships_final_demand_heat | Heat | EU | Energy demand | 0 | FEC
RO | TYNDP2026 | NT | 2035 | TWh | 286 | Sub_sector | Transport | Ships | Transport (ships) | Energetic | transport_ships_final_demand_biomass | Biomass | EU | Energy demand | 0 | FEC
RO | TYNDP2026 | NT | 2035 | TWh | 287 | Sub_sector | Transport | Ships | Transport (ships) | Energetic | transport_ships_final_demand_coal | Solids | EU | Energy demand | 0 | FEC
RO | TYNDP2026 | NT | 2035 | TWh | 288 | Sub_sector | Transport | Ships | Transport (ships) | Energetic | transport_ships_final_demand_oil | Liquids | EU | Energy demand | 0.60732 | FEC
RO | TYNDP2026 | NT | 2035 | TWh | 289 | Sub_sector | Transport | Ships | Transport (ships) | Energetic | transport_ships_final_demand_other | Others | EU | Energy demand | 0 | FEC
RO | TYNDP2026 | NT | 2035 | TWh | 290 | Sub_sector | Transport | Ships | Transport (ships) | Energetic | transport_ships_final_demand_ammonia | Ammonia | EU | Energy demand | 0 | FEC
RO | TYNDP2026 | NT | 2035 | TWh | 292 | Sub_sector | Transport | Planes | Transport (planes) | Energetic | transport_planes_final_demand_electricity | Electricity | EU | Energy demand | 0.018518 | FEC
RO | TYNDP2026 | NT | 2035 | TWh | 293 | Sub_sector | Transport | Planes | Transport (planes) | Energetic | transport_planes_final_demand_hydrogen | Hydrogen | EU | Energy demand | 0.022655 | FEC
RO | TYNDP2026 | NT | 2035 | TWh | 294 | Sub_sector | Transport | Planes | Transport (planes) | Energetic | transport_planes_final_demand_methane | Methane | EU | Energy demand | 0 | FEC
RO | TYNDP2026 | NT | 2035 | TWh | 295 | Sub_sector | Transport | Planes | Transport (planes) | Energetic | transport_planes_final_demand_heat | Heat | EU | Energy demand | 0 | FEC
RO | TYNDP2026 | NT | 2035 | TWh | 296 | Sub_sector | Transport | Planes | Transport (planes) | Energetic | transport_planes_final_demand_biomass | Biomass | EU | Energy demand | 0 | FEC
RO | TYNDP2026 | NT | 2035 | TWh | 297 | Sub_sector | Transport | Planes | Transport (planes) | Energetic | transport_planes_final_demand_coal | Solids | EU | Energy demand | 0 | FEC
RO | TYNDP2026 | NT | 2035 | TWh | 298 | Sub_sector | Transport | Planes | Transport (planes) | Energetic | transport_planes_final_demand_oil | Liquids | EU | Energy demand | 0.27929 | FEC
RO | TYNDP2026 | NT | 2035 | TWh | 299 | Sub_sector | Transport | Planes | Transport (planes) | Energetic | transport_planes_final_demand_other | Others | EU | Energy demand | 0 | FEC
RO | TYNDP2026 | NT | 2035 | TWh | 300 | Sub_sector | Transport | Planes | Transport (planes) | Energetic | transport_planes_final_demand_ammonia | Ammonia | EU | Energy demand | 0 | FEC
RO | TYNDP2026 | NT | 2035 | TWh | 302 | Sub_sector | Transport | Others | Transport (others) | Energetic | transport_other_final_demand_electricity | Electricity | EU | Energy demand | 0.0061666 | FEC
RO | TYNDP2026 | NT | 2035 | TWh | 303 | Sub_sector | Transport | Others | Transport (others) | Energetic | transport_other_final_demand_hydrogen | Hydrogen | EU | Energy demand | 0 | FEC
RO | TYNDP2026 | NT | 2035 | TWh | 304 | Sub_sector | Transport | Others | Transport (others) | Energetic | transport_other_final_demand_methane | Methane | EU | Energy demand | 0 | FEC
RO | TYNDP2026 | NT | 2035 | TWh | 305 | Sub_sector | Transport | Others | Transport (others) | Energetic | transport_other_final_demand_heat | Heat | EU | Energy demand | 0 | FEC
RO | TYNDP2026 | NT | 2035 | TWh | 306 | Sub_sector | Transport | Others | Transport (others) | Energetic | transport_other_final_demand_biomass | Biomass | EU | Energy demand | 0 | FEC
RO | TYNDP2026 | NT | 2035 | TWh | 307 | Sub_sector | Transport | Others | Transport (others) | Energetic | transport_other_final_demand_coal | Solids | EU | Energy demand | 0 | FEC
RO | TYNDP2026 | NT | 2035 | TWh | 308 | Sub_sector | Transport | Others | Transport (others) | Energetic | transport_other_final_demand_oil | Liquids | EU | Energy demand | 0.39751 | FEC
RO | TYNDP2026 | NT | 2035 | TWh | 309 | Sub_sector | Transport | Others | Transport (others) | Energetic | transport_other_final_demand_other | Others | EU | Energy demand | 0 | FEC
RO | TYNDP2026 | NT | 2035 | TWh | 310 | Sub_sector | Transport | Others | Transport (others) | Energetic | transport_other_final_demand_ammonia | Ammonia | EU | Energy demand | 0 | FEC
RO | TYNDP2026 | NT | 2035 | TWh | 312 | Sub_sector | International transport | International aviation | Transport (int. aviation) | Energetic | transport_int_aviation_final_demand_electricity | Electricity | EU | Energy demand | 0 | FEC
RO | TYNDP2026 | NT | 2035 | TWh | 313 | Sub_sector | International transport | International aviation | Transport (int. aviation) | Energetic | transport_int_aviation_final_demand_hydrogen | Hydrogen | EU | Energy demand | 0 | FEC
RO | TYNDP2026 | NT | 2035 | TWh | 314 | Sub_sector | International transport | International aviation | Transport (int. aviation) | Energetic | transport_int_aviation_final_demand_methane | Methane | EU | Energy demand | 0 | FEC
RO | TYNDP2026 | NT | 2035 | TWh | 315 | Sub_sector | International transport | International aviation | Transport (int. aviation) | Energetic | transport_int_aviation_final_demand_heat | Heat | EU | Energy demand | 0 | FEC
RO | TYNDP2026 | NT | 2035 | TWh | 316 | Sub_sector | International transport | International aviation | Transport (int. aviation) | Energetic | transport_int_aviation_final_demand_biofuels | Biomass | EU | Energy demand | 0 | FEC
RO | TYNDP2026 | NT | 2035 | TWh | 317 | Sub_sector | International transport | International aviation | Transport (int. aviation) | Energetic | transport_int_aviation_final_demand_coal | Solids | EU | Energy demand | 0 | FEC
RO | TYNDP2026 | NT | 2035 | TWh | 318 | Sub_sector | International transport | International aviation | Transport (int. aviation) | Energetic | transport_int_aviation_final_demand_oil | Liquids | EU | Energy demand | 1.6078 | FEC
RO | TYNDP2026 | NT | 2035 | TWh | 319 | Sub_sector | International transport | International aviation | Transport (int. aviation) | Energetic | transport_int_aviation_final_demand_other | Others | EU | Energy demand | 0 | FEC
RO | TYNDP2026 | NT | 2035 | TWh | 320 | Sub_sector | International transport | International aviation | Transport (int. aviation) | Energetic | transport_int_aviation_final_demand_ammonia | Ammonia | EU | Energy demand | 0 | FEC
RO | TYNDP2026 | NT | 2035 | TWh | 322 | Sub_sector | International transport | International shipping | Transport (int. shipping) | Energetic | transport_int_shipping_final_demand_electricity | Electricity | EU | Energy demand | 0 | not_included_in_FEC
RO | TYNDP2026 | NT | 2035 | TWh | 323 | Sub_sector | International transport | International shipping | Transport (int. shipping) | Energetic | transport_int_shipping_final_demand_hydrogen | Hydrogen | EU | Energy demand | 0.038813 | not_included_in_FEC
RO | TYNDP2026 | NT | 2035 | TWh | 324 | Sub_sector | International transport | International shipping | Transport (int. shipping) | Energetic | transport_int_shipping_final_demand_methane | Methane | EU | Energy demand | 0.099502 | not_included_in_FEC
RO | TYNDP2026 | NT | 2035 | TWh | 325 | Sub_sector | International transport | International shipping | Transport (int. shipping) | Energetic | transport_int_shipping_final_demand_heat | Heat | EU | Energy demand | 0 | not_included_in_FEC
RO | TYNDP2026 | NT | 2035 | TWh | 326 | Sub_sector | International transport | International shipping | Transport (int. shipping) | Energetic | transport_int_shipping_final_demand_biofuels | Biomass | EU | Energy demand | 0 | not_included_in_FEC
RO | TYNDP2026 | NT | 2035 | TWh | 327 | Sub_sector | International transport | International shipping | Transport (int. shipping) | Energetic | transport_int_shipping_final_demand_coal | Solids | EU | Energy demand | 0 | not_included_in_FEC
RO | TYNDP2026 | NT | 2035 | TWh | 328 | Sub_sector | International transport | International shipping | Transport (int. shipping) | Energetic | transport_int_shipping_final_demand_oil | Liquids | EU | Energy demand | 0.20632 | not_included_in_FEC
RO | TYNDP2026 | NT | 2035 | TWh | 329 | Sub_sector | International transport | International shipping | Transport (int. shipping) | Energetic | transport_int_shipping_final_demand_other | Others | EU | Energy demand | 0 | not_included_in_FEC
RO | TYNDP2026 | NT | 2035 | TWh | 330 | Sub_sector | International transport | International shipping | Transport (int. shipping) | Energetic | transport_int_shipping_final_demand_ammonia | Ammonia | EU | Energy demand | 0 | not_included_in_FEC
RO | TYNDP2026 | NT | 2035 | TWh | 332 | Sub_sector | Households | Space heating | Households (heating) | Energetic | households_heating_final_demand_electricity | Electricity | EU | Energy demand | 4.3522 | FEC
RO | TYNDP2026 | NT | 2035 | TWh | 333 | Sub_sector | Households | Space heating | Households (heating) | Energetic | households_heating_final_demand_hydrogen | Hydrogen | EU | Energy demand | 2.9736 | FEC
RO | TYNDP2026 | NT | 2035 | TWh | 334 | Sub_sector | Households | Space heating | Households (heating) | Energetic | households_heating_final_demand_methane | Methane | EU | Energy demand | 9.7978 | FEC
RO | TYNDP2026 | NT | 2035 | TWh | 335 | Sub_sector | Households | Space heating | Households (heating) | Energetic | households_heating_final_demand_heat | Heat | EU | Energy demand | 4.5421 | FEC
RO | TYNDP2026 | NT | 2035 | TWh | 336 | Sub_sector | Households | Space heating | Households (heating) | Energetic | households_heating_final_demand_biomass | Biomass | EU | Energy demand | 21.6053 | FEC
RO | TYNDP2026 | NT | 2035 | TWh | 337 | Sub_sector | Households | Space heating | Households (heating) | Energetic | households_heating_final_demand_coal | Solids | EU | Energy demand | 0.6481 | FEC
RO | TYNDP2026 | NT | 2035 | TWh | 338 | Sub_sector | Households | Space heating | Households (heating) | Energetic | households_heating_final_demand_oil | Liquids | EU | Energy demand | 1.0506 | FEC
RO | TYNDP2026 | NT | 2035 | TWh | 339 | Sub_sector | Households | Space heating | Households (heating) | Energetic | households_heating_final_demand_other | Others | EU | Energy demand | 0.59885 | FEC
RO | TYNDP2026 | NT | 2035 | TWh | 340 | Sub_sector | Households | Space heating | Households (heating) | Energetic | households_heating_final_demand_ammonia | Ammonia | EU | Energy demand | 0 | FEC
RO | TYNDP2026 | NT | 2035 | TWh | 343 | Sub_sector | Households | Cooling | Households (cooling) | Energetic | households_cooling_final_demand_electricity | Electricity | EU | Energy demand | 0.26732 | FEC
RO | TYNDP2026 | NT | 2035 | TWh | 344 | Sub_sector | Households | Cooling | Households (cooling) | Energetic | households_cooling_final_demand_hydrogen | Hydrogen | EU | Energy demand | 0 | FEC
RO | TYNDP2026 | NT | 2035 | TWh | 345 | Sub_sector | Households | Cooling | Households (cooling) | Energetic | households_cooling_final_demand_methane | Methane | EU | Energy demand | 0 | FEC
RO | TYNDP2026 | NT | 2035 | TWh | 346 | Sub_sector | Households | Cooling | Households (cooling) | Energetic | households_cooling_final_demand_heat | Heat | EU | Energy demand | 0 | FEC
RO | TYNDP2026 | NT | 2035 | TWh | 347 | Sub_sector | Households | Cooling | Households (cooling) | Energetic | households_cooling_final_demand_biomass | Biomass | EU | Energy demand | 0 | FEC
RO | TYNDP2026 | NT | 2035 | TWh | 348 | Sub_sector | Households | Cooling | Households (cooling) | Energetic | households_cooling_final_demand_coal | Solids | EU | Energy demand | 0 | FEC
RO | TYNDP2026 | NT | 2035 | TWh | 349 | Sub_sector | Households | Cooling | Households (cooling) | Energetic | households_cooling_final_demand_oil | Liquids | EU | Energy demand | 0 | FEC
RO | TYNDP2026 | NT | 2035 | TWh | 350 | Sub_sector | Households | Cooling | Households (cooling) | Energetic | households_cooling_final_demand_other | Others | EU | Energy demand | 0 | FEC
RO | TYNDP2026 | NT | 2035 | TWh | 351 | Sub_sector | Households | Cooling | Households (cooling) | Energetic | households_cooling_final_demand_ammonia | Ammonia | EU | Energy demand | 0 | FEC
RO | TYNDP2026 | NT | 2035 | TWh | 354 | Sub_sector | Households | Hot water | Households (hot water) | Energetic | households_hot_water_final_demand_electricity | Electricity | EU | Energy demand | 1.1524 | FEC
RO | TYNDP2026 | NT | 2035 | TWh | 355 | Sub_sector | Households | Hot water | Households (hot water) | Energetic | households_hot_water_final_demand_hydrogen | Hydrogen | EU | Energy demand | 0.9808 | FEC
RO | TYNDP2026 | NT | 2035 | TWh | 356 | Sub_sector | Households | Hot water | Households (hot water) | Energetic | households_hot_water_final_demand_methane | Methane | EU | Energy demand | 3.5556 | FEC
RO | TYNDP2026 | NT | 2035 | TWh | 357 | Sub_sector | Households | Hot water | Households (hot water) | Energetic | households_hot_water_final_demand_heat | Heat | EU | Energy demand | 1.1684 | FEC
RO | TYNDP2026 | NT | 2035 | TWh | 358 | Sub_sector | Households | Hot water | Households (hot water) | Energetic | households_hot_water_final_demand_biomass | Biomass | EU | Energy demand | 4.2898 | FEC
RO | TYNDP2026 | NT | 2035 | TWh | 359 | Sub_sector | Households | Hot water | Households (hot water) | Energetic | households_hot_water_final_demand_coal | Solids | EU | Energy demand | 0.086122 | FEC
RO | TYNDP2026 | NT | 2035 | TWh | 360 | Sub_sector | Households | Hot water | Households (hot water) | Energetic | households_hot_water_final_demand_oil | Liquids | EU | Energy demand | 0.13961 | FEC
RO | TYNDP2026 | NT | 2035 | TWh | 361 | Sub_sector | Households | Hot water | Households (hot water) | Energetic | households_hot_water_final_demand_other | Others | EU | Energy demand | 0.20961 | FEC
RO | TYNDP2026 | NT | 2035 | TWh | 362 | Sub_sector | Households | Hot water | Households (hot water) | Energetic | households_hot_water_final_demand_ammonia | Ammonia | EU | Energy demand | 0 | FEC
RO | TYNDP2026 | NT | 2035 | TWh | 365 | Sub_sector | Households | Appliances | Households (appliances) | Energetic | households_appliances_final_demand_electricity | Electricity | EU | Energy demand | 8.3978 | FEC
RO | TYNDP2026 | NT | 2035 | TWh | 366 | Sub_sector | Households | Appliances | Households (appliances) | Energetic | households_appliances_final_demand_hydrogen | Hydrogen | EU | Energy demand | 0 | FEC
RO | TYNDP2026 | NT | 2035 | TWh | 367 | Sub_sector | Households | Appliances | Households (appliances) | Energetic | households_appliances_final_demand_methane | Methane | EU | Energy demand | 3.2887 | FEC
RO | TYNDP2026 | NT | 2035 | TWh | 368 | Sub_sector | Households | Appliances | Households (appliances) | Energetic | households_appliances_final_demand_heat | Heat | EU | Energy demand | 0 | FEC
RO | TYNDP2026 | NT | 2035 | TWh | 369 | Sub_sector | Households | Appliances | Households (appliances) | Energetic | households_appliances_final_demand_biomass | Biomass | EU | Energy demand | 1.9986 | FEC
RO | TYNDP2026 | NT | 2035 | TWh | 370 | Sub_sector | Households | Appliances | Households (appliances) | Energetic | households_appliances_final_demand_coal | Solids | EU | Energy demand | 0 | FEC
RO | TYNDP2026 | NT | 2035 | TWh | 371 | Sub_sector | Households | Appliances | Households (appliances) | Energetic | households_appliances_final_demand_oil | Liquids | EU | Energy demand | 0 | FEC
RO | TYNDP2026 | NT | 2035 | TWh | 372 | Sub_sector | Households | Appliances | Households (appliances) | Energetic | households_appliances_final_demand_other | Others | EU | Energy demand | 0 | FEC
RO | TYNDP2026 | NT | 2035 | TWh | 373 | Sub_sector | Households | Appliances | Households (appliances) | Energetic | households_appliances_final_demand_ammonia | Ammonia | EU | Energy demand | 0 | FEC
RO | TYNDP2026 | NT | 2035 | TWh | 375 | Sub_sector | Buildings | Space heating | Buildings (heat) | Energetic | buildings_heat_final_demand_electricity | Electricity | EU | Energy demand | 2.3287 | FEC
RO | TYNDP2026 | NT | 2035 | TWh | 376 | Sub_sector | Buildings | Space heating | Buildings (heat) | Energetic | buildings_heat_final_demand_hydrogen | Hydrogen | EU | Energy demand | 0.64356 | FEC
RO | TYNDP2026 | NT | 2035 | TWh | 377 | Sub_sector | Buildings | Space heating | Buildings (heat) | Energetic | buildings_heat_final_demand_methane | Methane | EU | Energy demand | 3.0083 | FEC
RO | TYNDP2026 | NT | 2035 | TWh | 378 | Sub_sector | Buildings | Space heating | Buildings (heat) | Energetic | buildings_heat_final_demand_heat | Heat | EU | Energy demand | 1.7678 | FEC
RO | TYNDP2026 | NT | 2035 | TWh | 379 | Sub_sector | Buildings | Space heating | Buildings (heat) | Energetic | buildings_heat_final_demand_biomass | Biomass | EU | Energy demand | 0.062389 | FEC
RO | TYNDP2026 | NT | 2035 | TWh | 380 | Sub_sector | Buildings | Space heating | Buildings (heat) | Energetic | buildings_heat_final_demand_coal | Solids | EU | Energy demand | 0.0020381 | FEC
RO | TYNDP2026 | NT | 2035 | TWh | 381 | Sub_sector | Buildings | Space heating | Buildings (heat) | Energetic | buildings_heat_final_demand_oil | Liquids | EU | Energy demand | 0.18365 | FEC
RO | TYNDP2026 | NT | 2035 | TWh | 382 | Sub_sector | Buildings | Space heating | Buildings (heat) | Energetic | buildings_heat_final_demand_other | Others | EU | Energy demand | 0.00010158 | FEC
RO | TYNDP2026 | NT | 2035 | TWh | 383 | Sub_sector | Buildings | Space heating | Buildings (heat) | Energetic | buildings_heat_final_demand_ammonia | Ammonia | EU | Energy demand | 0 | FEC
RO | TYNDP2026 | NT | 2035 | TWh | 386 | Sub_sector | Buildings | Cooling | Buildings (cooling) | Energetic | buildings_cooling_final_demand_electricity | Electricity | EU | Energy demand | 0.16329 | FEC
RO | TYNDP2026 | NT | 2035 | TWh | 387 | Sub_sector | Buildings | Cooling | Buildings (cooling) | Energetic | buildings_cooling_final_demand_hydrogen | Hydrogen | EU | Energy demand | 0 | FEC
RO | TYNDP2026 | NT | 2035 | TWh | 388 | Sub_sector | Buildings | Cooling | Buildings (cooling) | Energetic | buildings_cooling_final_demand_methane | Methane | EU | Energy demand | 0 | FEC
RO | TYNDP2026 | NT | 2035 | TWh | 389 | Sub_sector | Buildings | Cooling | Buildings (cooling) | Energetic | buildings_cooling_final_demand_heat | Heat | EU | Energy demand | 0 | FEC
RO | TYNDP2026 | NT | 2035 | TWh | 390 | Sub_sector | Buildings | Cooling | Buildings (cooling) | Energetic | buildings_cooling_final_demand_biomass | Biomass | EU | Energy demand | 0 | FEC
RO | TYNDP2026 | NT | 2035 | TWh | 391 | Sub_sector | Buildings | Cooling | Buildings (cooling) | Energetic | buildings_cooling_final_demand_coal | Solids | EU | Energy demand | 0 | FEC
RO | TYNDP2026 | NT | 2035 | TWh | 392 | Sub_sector | Buildings | Cooling | Buildings (cooling) | Energetic | buildings_cooling_final_demand_oil | Liquids | EU | Energy demand | 0 | FEC
RO | TYNDP2026 | NT | 2035 | TWh | 393 | Sub_sector | Buildings | Cooling | Buildings (cooling) | Energetic | buildings_cooling_final_demand_other | Others | EU | Energy demand | 0 | FEC
RO | TYNDP2026 | NT | 2035 | TWh | 394 | Sub_sector | Buildings | Cooling | Buildings (cooling) | Energetic | buildings_cooling_final_demand_ammonia | Ammonia | EU | Energy demand | 0 | FEC
RO | TYNDP2026 | NT | 2035 | TWh | 397 | Sub_sector | Buildings | Appliances | Buildings (appliances) | Energetic | buildings_appliances_final_demand_electricity | Electricity | EU | Energy demand | 5.4911 | FEC
RO | TYNDP2026 | NT | 2035 | TWh | 398 | Sub_sector | Buildings | Appliances | Buildings (appliances) | Energetic | buildings_appliances_final_demand_hydrogen | Hydrogen | EU | Energy demand | 0 | FEC
RO | TYNDP2026 | NT | 2035 | TWh | 399 | Sub_sector | Buildings | Appliances | Buildings (appliances) | Energetic | buildings_appliances_final_demand_methane | Methane | EU | Energy demand | 3.1794 | FEC
RO | TYNDP2026 | NT | 2035 | TWh | 400 | Sub_sector | Buildings | Appliances | Buildings (appliances) | Energetic | buildings_appliances_final_demand_heat | Heat | EU | Energy demand | 0 | FEC
RO | TYNDP2026 | NT | 2035 | TWh | 401 | Sub_sector | Buildings | Appliances | Buildings (appliances) | Energetic | buildings_appliances_final_demand_biomass | Biomass | EU | Energy demand | 0 | FEC
RO | TYNDP2026 | NT | 2035 | TWh | 402 | Sub_sector | Buildings | Appliances | Buildings (appliances) | Energetic | buildings_appliances_final_demand_coal | Solids | EU | Energy demand | 0 | FEC
RO | TYNDP2026 | NT | 2035 | TWh | 403 | Sub_sector | Buildings | Appliances | Buildings (appliances) | Energetic | buildings_appliances_final_demand_oil | Liquids | EU | Energy demand | 0 | FEC
RO | TYNDP2026 | NT | 2035 | TWh | 404 | Sub_sector | Buildings | Appliances | Buildings (appliances) | Energetic | buildings_appliances_final_demand_other | Others | EU | Energy demand | 0 | FEC
RO | TYNDP2026 | NT | 2035 | TWh | 405 | Sub_sector | Buildings | Appliances | Buildings (appliances) | Energetic | buildings_appliances_final_demand_ammonia | Ammonia | EU | Energy demand | 0 | FEC
RO | TYNDP2026 | NT | 2035 | TWh | 407 | Sub_sector | Buildings | Datacenters | Datacenters & ICT | Energetic | datacentres_final_demand_electricity_energetic | Electricity | EU | Energy demand | 4.001 | FEC
RO | TYNDP2026 | NT | 2035 | TWh | 408 | Sub_sector | Buildings | Datacenters | Datacenters & ICT | Energetic | datacentres_final_demand_hydrogen_energetic | Hydrogen | EU | Energy demand | 0 | FEC
RO | TYNDP2026 | NT | 2035 | TWh | 409 | Sub_sector | Buildings | Datacenters | Datacenters & ICT | Energetic | datacentres_final_demand_methane_energetic | Methane | EU | Energy demand | 0 | FEC
RO | TYNDP2026 | NT | 2035 | TWh | 410 | Sub_sector | Buildings | Datacenters | Datacenters & ICT | Energetic | datacentres_final_demand_heat_energetic | Heat | EU | Energy demand | 0 | FEC
RO | TYNDP2026 | NT | 2035 | TWh | 411 | Sub_sector | Buildings | Datacenters | Datacenters & ICT | Energetic | datacentres_final_demand_biomass_energetic | Biomass | EU | Energy demand | 0 | FEC
RO | TYNDP2026 | NT | 2035 | TWh | 412 | Sub_sector | Buildings | Datacenters | Datacenters & ICT | Energetic | datacentres_final_demand_coal_energetic | Solids | EU | Energy demand | 0 | FEC
RO | TYNDP2026 | NT | 2035 | TWh | 413 | Sub_sector | Buildings | Datacenters | Datacenters & ICT | Energetic | datacentres_final_demand_oil_energetic | Liquids | EU | Energy demand | 0 | FEC
RO | TYNDP2026 | NT | 2035 | TWh | 414 | Sub_sector | Buildings | Datacenters | Datacenters & ICT | Energetic | datacentres_final_demand_other_energetic | Others | EU | Energy demand | 0 | FEC
RO | TYNDP2026 | NT | 2035 | TWh | 415 | Sub_sector | Buildings | Datacenters | Datacenters & ICT | Energetic | datacentres_final_demand_ammonia_energetic | Ammonia | EU | Energy demand | 0 | FEC
RO | TYNDP2026 | NT | 2035 | TWh | 417 | Sub_sector | Transport | Others_Sector | Others_Sector | Energetic | other_final_demand_electricity_energetic | Electricity | EU | Energy demand | 0 | FEC
RO | TYNDP2026 | NT | 2035 | TWh | 418 | Sub_sector | Transport | Others_Sector | Others_Sector | Energetic | other_final_demand_hydrogen_energetic | Hydrogen | EU | Energy demand | 0 | FEC
RO | TYNDP2026 | NT | 2035 | TWh | 419 | Sub_sector | Transport | Pipeline Transport | Others_Sector | Energetic | other_final_demand_methane_energetic | Methane | EU | Energy demand | 0.018981 | FEC
RO | TYNDP2026 | NT | 2035 | TWh | 420 | Sub_sector | Transport | Others_Sector | Others_Sector | Energetic | other_final_demand_heat_energetic | Heat | EU | Energy demand | 0 | FEC
RO | TYNDP2026 | NT | 2035 | TWh | 421 | Sub_sector | Transport | Others_Sector | Others_Sector | Energetic | other_final_demand_biomass_energetic | Biomass | EU | Energy demand | 0 | FEC
RO | TYNDP2026 | NT | 2035 | TWh | 422 | Sub_sector | Transport | Others_Sector | Others_Sector | Energetic | other_final_demand_coal_energetic | Solids | EU | Energy demand | 0 | FEC
RO | TYNDP2026 | NT | 2035 | TWh | 423 | Sub_sector | Transport | Others_Sector | Others_Sector | Energetic | other_final_demand_oil_energetic | Liquids | EU | Energy demand | 2.4077 | FEC
RO | TYNDP2026 | NT | 2035 | TWh | 424 | Sub_sector | Others_Sector | Others_Sector | Others_Sector | Non-energetic | other_final_demand_oil_non_energetic | Liquids | EU | Energy demand | 0.95666 | not_included_in_FEC
RO | TYNDP2026 | NT | 2035 | TWh | 425 | Sub_sector | Transport | Others_Sector | Others_Sector | Energetic | other_final_demand_other_energetic | Others | EU | Energy demand | 0 | FEC
RO | TYNDP2026 | NT | 2035 | TWh | 426 | Sub_sector | Transport | Others_Sector | Others_Sector | Energetic | other_final_demand_ammonia_energetic | Ammonia | EU | Energy demand | 0 | FEC
RO | TYNDP2026 | NT | 2035 | TWh | 427 | Sub_sector | Industry | Surplus_Heat_in_Industry | Surplus_Heat_in_Industry | Energetic | final_demand_of_industry_unused_local_production_steam_hot_water | Heat | EU | Energy demand | 0 | FEC
RO | TYNDP2026 | NT | 2035 | TWh | 429 | Sub_sector | Agriculture | Total | Agriculture | Energetic | agriculture_final_demand_electricity_energetic | Electricity | EU | Energy demand | 0.83433 | FEC
RO | TYNDP2026 | NT | 2035 | TWh | 430 | Sub_sector | Agriculture | Total | Agriculture | Energetic | agriculture_final_demand_hydrogen_energetic | Hydrogen | EU | Energy demand | 0 | FEC
RO | TYNDP2026 | NT | 2035 | TWh | 431 | Sub_sector | Agriculture | Total | Agriculture | Energetic | agriculture_final_demand_methane_energetic | Methane | EU | Energy demand | 1.1405 | FEC
RO | TYNDP2026 | NT | 2035 | TWh | 432 | Sub_sector | Agriculture | Total | Agriculture | Energetic | agriculture_final_demand_heat_energetic | Heat | EU | Energy demand | 0.096673 | FEC
RO | TYNDP2026 | NT | 2035 | TWh | 433 | Sub_sector | Agriculture | Total | Agriculture | Energetic | agriculture_final_demand_biomass_energetic | Biomass | EU | Energy demand | 0.19288 | FEC
RO | TYNDP2026 | NT | 2035 | TWh | 434 | Sub_sector | Agriculture | Total | Agriculture | Energetic | agriculture_final_demand_coal_energetic | Solids | EU | Energy demand | 0 | FEC
RO | TYNDP2026 | NT | 2035 | TWh | 435 | Sub_sector | Agriculture | Total | Agriculture | Energetic | agriculture_final_demand_oil_energetic | Liquids | EU | Energy demand | 3.1998 | FEC
RO | TYNDP2026 | NT | 2035 | TWh | 436 | Sub_sector | Agriculture | Total | Agriculture | Energetic | agriculture_final_demand_other_energetic | Others | EU | Energy demand | 0 | FEC
RO | TYNDP2026 | NT | 2035 | TWh | 437 | Sub_sector | Agriculture | Total | Agriculture | Energetic | agriculture_final_demand_ammonia_energetic | Ammonia | EU | Energy demand | 0 | FEC
RO | TYNDP2026 | NT | 2035 | TWh | 447 | Sub_sector | Buildings | Surplus Energy | Buildings | Energetic | GAP | Electricity | EU | Energy demand | 0 | FEC
RO | TYNDP2026 | NT | 2035 | TWh | 448 | Sub_sector | Buildings | Surplus Energy | Buildings | Energetic | GAP | Hydrogen | EU | Energy demand | 0 | FEC
RO | TYNDP2026 | NT | 2035 | TWh | 449 | Sub_sector | Buildings | Surplus Energy | Buildings | Energetic | GAP | Methane | EU | Energy demand | 0.0048915 | FEC
RO | TYNDP2026 | NT | 2035 | TWh | 450 | Sub_sector | Buildings | Surplus Energy | Buildings | Energetic | GAP | Heat | EU | Energy demand | 0 | FEC
RO | TYNDP2026 | NT | 2035 | TWh | 451 | Sub_sector | Buildings | Surplus Energy | Buildings | Energetic | GAP | Biomass | EU | Energy demand | 0.063669 | FEC
RO | TYNDP2026 | NT | 2035 | TWh | 452 | Sub_sector | Buildings | Surplus Energy | Buildings | Energetic | GAP | Solids | EU | Energy demand | 0 | FEC
RO | TYNDP2026 | NT | 2035 | TWh | 453 | Sub_sector | Buildings | Surplus Energy | Buildings | Energetic | GAP | Liquids | EU | Energy demand | 0.1937 | FEC
RO | TYNDP2026 | NT | 2035 | TWh | 454 | Sub_sector | Buildings | Surplus Energy | Buildings | Energetic | GAP | Others | EU | Energy demand | 0 | FEC
RO | TYNDP2026 | NT | 2035 | TWh | 455 | Sub_sector | Buildings | Surplus Energy | Buildings | Energetic | GAP | Ammonia | EU | Energy demand | 0 | FEC
RO | TYNDP2026 | NT | 2035 | TWh | 456 | Sub_sector | Households | Surplus Energy | Households | Energetic | GAP | Electricity | EU | Energy demand | 5.33e-13 | FEC
RO | TYNDP2026 | NT | 2035 | TWh | 457 | Sub_sector | Households | Surplus Energy | Households | Energetic | GAP | Hydrogen | EU | Energy demand | 0 | FEC
RO | TYNDP2026 | NT | 2035 | TWh | 458 | Sub_sector | Households | Surplus Energy | Households | Energetic | GAP | Methane | EU | Energy demand | 0.025604 | FEC
RO | TYNDP2026 | NT | 2035 | TWh | 459 | Sub_sector | Households | Surplus Energy | Households | Energetic | GAP | Heat | EU | Energy demand | 0 | FEC
RO | TYNDP2026 | NT | 2035 | TWh | 460 | Sub_sector | Households | Surplus Energy | Households | Energetic | GAP | Biomass | EU | Energy demand | 0 | FEC
RO | TYNDP2026 | NT | 2035 | TWh | 461 | Sub_sector | Households | Surplus Energy | Households | Energetic | GAP | Solids | EU | Energy demand | 0 | FEC
RO | TYNDP2026 | NT | 2035 | TWh | 462 | Sub_sector | Households | Surplus Energy | Households | Energetic | GAP | Liquids | EU | Energy demand | 0 | FEC
RO | TYNDP2026 | NT | 2035 | TWh | 463 | Sub_sector | Households | Surplus Energy | Households | Energetic | GAP | Others | EU | Energy demand | 0 | FEC
RO | TYNDP2026 | NT | 2035 | TWh | 464 | Sub_sector | Households | Surplus Energy | Households | Energetic | GAP | Ammonia | EU | Energy demand | 0 | FEC
RO | TYNDP2026 | NT | 2040 | TWh | 102 | Sub_sector | Industry | Aluminium | Industry (aluminium) | Energetic | industry_aluminium_demand_electricity_energetic | Electricity | EU | Energy demand | 1.6444 | FEC
RO | TYNDP2026 | NT | 2040 | TWh | 103 | Sub_sector | Industry | Aluminium | Industry (aluminium) | Energetic | industry_aluminium_demand_hydrogen_energetic | Hydrogen | EU | Energy demand | 0 | FEC
RO | TYNDP2026 | NT | 2040 | TWh | 104 | Sub_sector | Industry | Aluminium | Industry (aluminium) | Energetic | industry_aluminium_demand_methane_energetic | Methane | EU | Energy demand | 0.30999 | FEC
RO | TYNDP2026 | NT | 2040 | TWh | 105 | Sub_sector | Industry | Aluminium | Industry (aluminium) | Energetic | industry_aluminium_demand_heat_energetic | Heat | EU | Energy demand | 0 | FEC
RO | TYNDP2026 | NT | 2040 | TWh | 106 | Sub_sector | Industry | Aluminium | Industry (aluminium) | Energetic | industry_aluminium_demand_biomass_energetic | Biomass | EU | Energy demand | 0 | FEC
RO | TYNDP2026 | NT | 2040 | TWh | 107 | Sub_sector | Industry | Aluminium | Industry (aluminium) | Energetic | industry_aluminium_demand_coal_energetic | Solids | EU | Energy demand | 0 | FEC
RO | TYNDP2026 | NT | 2040 | TWh | 108 | Sub_sector | Industry | Aluminium | Industry (aluminium) | Energetic | industry_aluminium_demand_oil_energetic | Liquids | EU | Energy demand | 0 | FEC
RO | TYNDP2026 | NT | 2040 | TWh | 109 | Sub_sector | Industry | Aluminium | Industry (aluminium) | Energetic | industry_aluminium_demand_others_energetic | Others | EU | Energy demand | 0 | FEC
RO | TYNDP2026 | NT | 2040 | TWh | 110 | Sub_sector | Industry | Aluminium | Industry (aluminium) | Energetic | industry_ammonia_demand_others_energetic | Ammonia | EU | Energy demand | 0 | FEC
RO | TYNDP2026 | NT | 2040 | TWh | 112 | Sub_sector | Industry | Chemicals | Industry (chemicals, energetic) | Energetic | industry_chemical_demand_electricity_energetic | Electricity | EU | Energy demand | 8.2387 | FEC
RO | TYNDP2026 | NT | 2040 | TWh | 113 | Sub_sector | Industry | Chemicals | Industry (chemicals, energetic) | Energetic | industry_chemical_demand_hydrogen_energetic | Hydrogen | EU | Energy demand | 1.4368 | FEC
RO | TYNDP2026 | NT | 2040 | TWh | 114 | Sub_sector | Industry | Chemicals | Industry (chemicals, energetic) | Energetic | industry_chemical_demand_methane_energetic | Methane | EU | Energy demand | 1.5565 | FEC
RO | TYNDP2026 | NT | 2040 | TWh | 115 | Sub_sector | Industry | Chemicals | Industry (chemicals, energetic) | Energetic | industry_chemical_demand_heat_energetic | Heat | EU | Energy demand | 1.1854 | FEC
RO | TYNDP2026 | NT | 2040 | TWh | 116 | Sub_sector | Industry | Chemicals | Industry (chemicals, energetic) | Energetic | industry_chemical_demand_biomass_energetic | Biomass | EU | Energy demand | 2.1552 | FEC
RO | TYNDP2026 | NT | 2040 | TWh | 117 | Sub_sector | Industry | Chemicals | Industry (chemicals, energetic) | Energetic | industry_chemical_demand_coal_energetic | Solids | EU | Energy demand | 0 | FEC
RO | TYNDP2026 | NT | 2040 | TWh | 118 | Sub_sector | Industry | Chemicals | Industry (chemicals, energetic) | Energetic | industry_chemical_demand_oil_energetic | Liquids | EU | Energy demand | 0 | FEC
RO | TYNDP2026 | NT | 2040 | TWh | 119 | Sub_sector | Industry | Chemicals | Industry (chemicals, energetic) | Energetic | industry_chemical_demand_others_energetic | Others | EU | Energy demand | 0 | FEC
RO | TYNDP2026 | NT | 2040 | TWh | 120 | Sub_sector | Industry | Chemicals | Industry (chemicals, energetic) | Energetic | industry_chemical_demand_ammonia_energetic | Ammonia | EU | Energy demand | 0 | FEC
RO | TYNDP2026 | NT | 2040 | TWh | 122 | Sub_sector | Industry | Chemicals | Industry (chemicals, non-energetic) | Non-energetic | industry_chemical_demand_electricity_non_energetic | Electricity | EU | Energy demand | 0 | not_included_in_FEC
RO | TYNDP2026 | NT | 2040 | TWh | 123 | Sub_sector | Industry | Chemicals | Industry (chemicals, non-energetic) | Non-energetic | industry_chemical_demand_hydrogen_non_energetic | Hydrogen | EU | Energy demand | 0.32841 | not_included_in_FEC
RO | TYNDP2026 | NT | 2040 | TWh | 124 | Sub_sector | Industry | Chemicals | Industry (chemicals, non-energetic) | Non-energetic | industry_chemical_demand_methane_non_energetic | Methane | EU | Energy demand | 0.067098 | not_included_in_FEC
RO | TYNDP2026 | NT | 2040 | TWh | 125 | Sub_sector | Industry | Chemicals | Industry (chemicals, non-energetic) | Non-energetic | industry_chemical_demand_heat_non_energetic | Heat | EU | Energy demand | 0 | not_included_in_FEC
RO | TYNDP2026 | NT | 2040 | TWh | 126 | Sub_sector | Industry | Chemicals | Industry (chemicals, non-energetic) | Non-energetic | industry_chemical_demand_biomass_non_energetic | Biomass | EU | Energy demand | 0.10445 | not_included_in_FEC
RO | TYNDP2026 | NT | 2040 | TWh | 127 | Sub_sector | Industry | Chemicals | Industry (chemicals, non-energetic) | Non-energetic | industry_chemical_demand_coal_non_energetic | Solids | EU | Energy demand | 0.00080272 | not_included_in_FEC
RO | TYNDP2026 | NT | 2040 | TWh | 128 | Sub_sector | Industry | Chemicals | Industry (chemicals, non-energetic) | Non-energetic | industry_chemical_demand_oil_non_energetic | Liquids | EU | Energy demand | 0.44362 | not_included_in_FEC
RO | TYNDP2026 | NT | 2040 | TWh | 129 | Sub_sector | Industry | Chemicals | Industry (chemicals, non-energetic) | Non-energetic | industry_chemical_demand_others_non_energetic | Others | EU | Energy demand | 0 | not_included_in_FEC
RO | TYNDP2026 | NT | 2040 | TWh | 130 | Sub_sector | Industry | Chemicals | Industry (chemicals, non-energetic) | Non-energetic | industry_chemical_demand_ammonia_non_energetic | Ammonia | EU | Energy demand | 0 | not_included_in_FEC
RO | TYNDP2026 | NT | 2040 | TWh | 132 | Sub_sector | Industry | Fertilizers | Industry (fertilizers, energetic) | Energetic | industry_fertilizers_demand_electricity_energetic | Electricity | EU | Energy demand | 0.2131 | FEC
RO | TYNDP2026 | NT | 2040 | TWh | 133 | Sub_sector | Industry | Fertilizers | Industry (fertilizers, energetic) | Energetic | industry_fertilizers_demand_hydrogen_energetic | Hydrogen | EU | Energy demand | 0.68896 | FEC
RO | TYNDP2026 | NT | 2040 | TWh | 134 | Sub_sector | Industry | Fertilizers | Industry (fertilizers, energetic) | Energetic | industry_fertilizers_demand_methane_energetic | Methane | EU | Energy demand | 0.99143 | FEC
RO | TYNDP2026 | NT | 2040 | TWh | 135 | Sub_sector | Industry | Fertilizers | Industry (fertilizers, energetic) | Energetic | industry_fertilizers_demand_heat_energetic | Heat | EU | Energy demand | 0 | FEC
RO | TYNDP2026 | NT | 2040 | TWh | 136 | Sub_sector | Industry | Fertilizers | Industry (fertilizers, energetic) | Energetic | industry_fertilizers_demand_biomass_energetic | Biomass | EU | Energy demand | 0 | FEC
RO | TYNDP2026 | NT | 2040 | TWh | 137 | Sub_sector | Industry | Fertilizers | Industry (fertilizers, energetic) | Energetic | industry_fertilizers_demand_coal_energetic | Solids | EU | Energy demand | 0 | FEC
RO | TYNDP2026 | NT | 2040 | TWh | 138 | Sub_sector | Industry | Fertilizers | Industry (fertilizers, energetic) | Energetic | industry_fertilizers_demand_oil_energetic | Liquids | EU | Energy demand | 0 | FEC
RO | TYNDP2026 | NT | 2040 | TWh | 139 | Sub_sector | Industry | Fertilizers | Industry (fertilizers, energetic) | Energetic | industry_fertilizers_demand_others_energetic | Others | EU | Energy demand | 0 | FEC
RO | TYNDP2026 | NT | 2040 | TWh | 140 | Sub_sector | Industry | Fertilizers | Industry (fertilizers, energetic) | Energetic | industry_fertilizers_demand_ammonia_energetic | Ammonia | EU | Energy demand | 0 | FEC
RO | TYNDP2026 | NT | 2040 | TWh | 142 | Sub_sector | Industry | Fertilizers | Industry (fertilizers, non-energetic) | Non-energetic | industry_fertilizers_demand_electricity_non_energetic | Electricity | EU | Energy demand | 0 | not_included_in_FEC
RO | TYNDP2026 | NT | 2040 | TWh | 143 | Sub_sector | Industry | Fertilizers | Industry (fertilizers, non-energetic) | Non-energetic | industry_fertilizers_demand_hydrogen_non_energetic | Hydrogen | EU | Energy demand | 1.6 | not_included_in_FEC
RO | TYNDP2026 | NT | 2040 | TWh | 144 | Sub_sector | Industry | Fertilizers | Industry (fertilizers, non-energetic) | Non-energetic | industry_fertilizers_demand_methane_non_energetic | Methane | EU | Energy demand | 3.1441 | not_included_in_FEC
RO | TYNDP2026 | NT | 2040 | TWh | 145 | Sub_sector | Industry | Fertilizers | Industry (fertilizers, non-energetic) | Non-energetic | industry_fertilizers_demand_heat_non_energetic | Heat | EU | Energy demand | 0 | not_included_in_FEC
RO | TYNDP2026 | NT | 2040 | TWh | 146 | Sub_sector | Industry | Fertilizers | Industry (fertilizers, non-energetic) | Non-energetic | industry_fertilizers_demand_biomass_non_energetic | Biomass | EU | Energy demand | 0 | not_included_in_FEC
RO | TYNDP2026 | NT | 2040 | TWh | 147 | Sub_sector | Industry | Fertilizers | Industry (fertilizers, non-energetic) | Non-energetic | industry_fertilizers_demand_coal_non_energetic | Solids | EU | Energy demand | 0 | not_included_in_FEC
RO | TYNDP2026 | NT | 2040 | TWh | 148 | Sub_sector | Industry | Fertilizers | Industry (fertilizers, non-energetic) | Non-energetic | industry_fertilizers_demand_oil_non_energetic | Liquids | EU | Energy demand | 0 | not_included_in_FEC
RO | TYNDP2026 | NT | 2040 | TWh | 149 | Sub_sector | Industry | Fertilizers | Industry (fertilizers, non-energetic) | Non-energetic | industry_fertilizers_demand_others_non_energetic | Others | EU | Energy demand | 0 | not_included_in_FEC
RO | TYNDP2026 | NT | 2040 | TWh | 150 | Sub_sector | Industry | Fertilizers | Industry (fertilizers, non-energetic) | Non-energetic | industry_fertilizers_demand_ammonia_non_energetic | Ammonia | EU | Energy demand | 0 | not_included_in_FEC
RO | TYNDP2026 | NT | 2040 | TWh | 152 | Sub_sector | Industry | Food | Industry (food) | Energetic | industry_food_demand_electricity_energetic | Electricity | EU | Energy demand | 3.1141 | FEC
RO | TYNDP2026 | NT | 2040 | TWh | 153 | Sub_sector | Industry | Food | Industry (food) | Energetic | industry_food_demand_hydrogen_energetic | Hydrogen | EU | Energy demand | 0 | FEC
RO | TYNDP2026 | NT | 2040 | TWh | 154 | Sub_sector | Industry | Food | Industry (food) | Energetic | industry_food_demand_methane_energetic | Methane | EU | Energy demand | 1.0689 | FEC
RO | TYNDP2026 | NT | 2040 | TWh | 155 | Sub_sector | Industry | Food | Industry (food) | Energetic | industry_food_demand_heat_energetic | Heat | EU | Energy demand | 0 | FEC
RO | TYNDP2026 | NT | 2040 | TWh | 156 | Sub_sector | Industry | Food | Industry (food) | Energetic | industry_food_demand_biomass_energetic | Biomass | EU | Energy demand | 0 | FEC
RO | TYNDP2026 | NT | 2040 | TWh | 157 | Sub_sector | Industry | Food | Industry (food) | Energetic | industry_food_demand_coal_energetic | Solids | EU | Energy demand | 0 | FEC
RO | TYNDP2026 | NT | 2040 | TWh | 158 | Sub_sector | Industry | Food | Industry (food) | Energetic | industry_food_demand_oil_energetic | Liquids | EU | Energy demand | 0.068181 | FEC
RO | TYNDP2026 | NT | 2040 | TWh | 159 | Sub_sector | Industry | Food | Industry (food) | Energetic | industry_food_demand_others_energetic | Others | EU | Energy demand | 0 | FEC
RO | TYNDP2026 | NT | 2040 | TWh | 160 | Sub_sector | Industry | Food | Industry (food) | Energetic | industry_food_demand_ammonia_energetic | Ammonia | EU | Energy demand | 0 | FEC
RO | TYNDP2026 | NT | 2040 | TWh | 162 | Sub_sector | Industry | Metals | Industry (metal) | Energetic | industry_metal_demand_electricity_energetic | Electricity | EU | Energy demand | 0 | FEC
RO | TYNDP2026 | NT | 2040 | TWh | 163 | Sub_sector | Industry | Metals | Industry (metal) | Energetic | industry_metal_demand_hydrogen_energetic | Hydrogen | EU | Energy demand | 0 | FEC
RO | TYNDP2026 | NT | 2040 | TWh | 164 | Sub_sector | Industry | Metals | Industry (metal) | Energetic | industry_metal_demand_methane_energetic | Methane | EU | Energy demand | 1.3156 | FEC
RO | TYNDP2026 | NT | 2040 | TWh | 165 | Sub_sector | Industry | Metals | Industry (metal) | Energetic | industry_metal_demand_heat_energetic | Heat | EU | Energy demand | 0 | FEC
RO | TYNDP2026 | NT | 2040 | TWh | 166 | Sub_sector | Industry | Metals | Industry (metal) | Energetic | industry_metal_demand_biomass_energetic | Biomass | EU | Energy demand | 0 | FEC
RO | TYNDP2026 | NT | 2040 | TWh | 167 | Sub_sector | Industry | Metals | Industry (metal) | Energetic | industry_metal_demand_coal_energetic | Solids | EU | Energy demand | 0 | FEC
RO | TYNDP2026 | NT | 2040 | TWh | 168 | Sub_sector | Industry | Metals | Industry (metal) | Energetic | industry_metal_demand_oil_energetic | Liquids | EU | Energy demand | 0.010158 | FEC
RO | TYNDP2026 | NT | 2040 | TWh | 169 | Sub_sector | Industry | Metals | Industry (metal) | Energetic | industry_metal_demand_others_energetic | Others | EU | Energy demand | 0 | FEC
RO | TYNDP2026 | NT | 2040 | TWh | 170 | Sub_sector | Industry | Metals | Industry (metal) | Energetic | industry_metal_demand_ammonia_energetic | Ammonia | EU | Energy demand | 0 | FEC
RO | TYNDP2026 | NT | 2040 | TWh | 172 | Sub_sector | Industry | Others | Industry (other, energetic) | Energetic | industry_other_demand_electricity_energetic | Electricity | EU | Energy demand | 10.7564 | FEC
RO | TYNDP2026 | NT | 2040 | TWh | 173 | Sub_sector | Industry | Others | Industry (other, energetic) | Energetic | industry_other_demand_hydrogen_energetic | Hydrogen | EU | Energy demand | 8.2549 | FEC
RO | TYNDP2026 | NT | 2040 | TWh | 174 | Sub_sector | Industry | Others | Industry (other, energetic) | Energetic | industry_other_demand_methane_energetic | Methane | EU | Energy demand | 3.6272 | FEC
RO | TYNDP2026 | NT | 2040 | TWh | 175 | Sub_sector | Industry | Others | Industry (other, energetic) | Energetic | industry_other_demand_heat_energetic | Heat | EU | Energy demand | 0 | FEC
RO | TYNDP2026 | NT | 2040 | TWh | 176 | Sub_sector | Industry | Others | Industry (other, energetic) | Energetic | industry_other_demand_biomass_energetic | Biomass | EU | Energy demand | 2.3764 | FEC
RO | TYNDP2026 | NT | 2040 | TWh | 177 | Sub_sector | Industry | Others | Industry (other, energetic) | Energetic | industry_other_demand_coal_energetic | Solids | EU | Energy demand | 0 | FEC
RO | TYNDP2026 | NT | 2040 | TWh | 178 | Sub_sector | Industry | Others | Industry (other, energetic) | Energetic | industry_other_demand_oil_energetic | Liquids | EU | Energy demand | 0 | FEC
RO | TYNDP2026 | NT | 2040 | TWh | 179 | Sub_sector | Industry | Others | Industry (other, energetic) | Energetic | industry_other_demand_others_energetic | Others | EU | Energy demand | 0 | FEC
RO | TYNDP2026 | NT | 2040 | TWh | 180 | Sub_sector | Industry | Others | Industry (other, energetic) | Energetic | industry_other_demand_ammonia_energetic | Ammonia | EU | Energy demand | 0 | FEC
RO | TYNDP2026 | NT | 2040 | TWh | 182 | Sub_sector | Industry | Others | Industry (other, non-energetic) | Non-energetic | industry_other_demand_electricity_non_energetic | Electricity | EU | Energy demand | 0 | not_included_in_FEC
RO | TYNDP2026 | NT | 2040 | TWh | 183 | Sub_sector | Industry | Others | Industry (other, non-energetic) | Non-energetic | industry_other_demand_hydrogen_non_energetic | Hydrogen | EU | Energy demand | 0 | not_included_in_FEC
RO | TYNDP2026 | NT | 2040 | TWh | 184 | Sub_sector | Industry | Others | Industry (other, non-energetic) | Non-energetic | industry_other_demand_methane_non_energetic | Methane | EU | Energy demand | 0 | not_included_in_FEC
RO | TYNDP2026 | NT | 2040 | TWh | 185 | Sub_sector | Industry | Others | Industry (other, non-energetic) | Non-energetic | industry_other_demand_heat_non_energetic | Heat | EU | Energy demand | 0 | not_included_in_FEC
RO | TYNDP2026 | NT | 2040 | TWh | 186 | Sub_sector | Industry | Others | Industry (other, non-energetic) | Non-energetic | industry_other_demand_biomass_non_energetic | Biomass | EU | Energy demand | 0 | not_included_in_FEC
RO | TYNDP2026 | NT | 2040 | TWh | 187 | Sub_sector | Industry | Others | Industry (other, non-energetic) | Non-energetic | industry_other_demand_coal_non_energetic | Solids | EU | Energy demand | 0 | not_included_in_FEC
RO | TYNDP2026 | NT | 2040 | TWh | 188 | Sub_sector | Industry | Others | Industry (other, non-energetic) | Non-energetic | industry_other_demand_oil_non_energetic | Liquids | EU | Energy demand | 4.8104 | not_included_in_FEC
RO | TYNDP2026 | NT | 2040 | TWh | 189 | Sub_sector | Industry | Others | Industry (other, non-energetic) | Non-energetic | industry_other_demand_others_non_energetic | Others | EU | Energy demand | 0 | not_included_in_FEC
RO | TYNDP2026 | NT | 2040 | TWh | 190 | Sub_sector | Industry | Others | Industry (other, non-energetic) | Non-energetic | industry_other_demand_ammonia_non_energetic | Ammonia | EU | Energy demand | 0 | not_included_in_FEC
RO | TYNDP2026 | NT | 2040 | TWh | 192 | Sub_sector | Industry | Paper | Industry (paper) | Energetic | industry_paper_demand_electricity_energetic | Electricity | EU | Energy demand | 0.80985 | FEC
RO | TYNDP2026 | NT | 2040 | TWh | 193 | Sub_sector | Industry | Paper | Industry (paper) | Energetic | industry_paper_demand_hydrogen_energetic | Hydrogen | EU | Energy demand | 0.12995 | FEC
RO | TYNDP2026 | NT | 2040 | TWh | 194 | Sub_sector | Industry | Paper | Industry (paper) | Energetic | industry_paper_demand_methane_energetic | Methane | EU | Energy demand | 0.10701 | FEC
RO | TYNDP2026 | NT | 2040 | TWh | 195 | Sub_sector | Industry | Paper | Industry (paper) | Energetic | industry_paper_demand_heat_energetic | Heat | EU | Energy demand | 0 | FEC
RO | TYNDP2026 | NT | 2040 | TWh | 196 | Sub_sector | Industry | Paper | Industry (paper) | Energetic | industry_paper_demand_biomass_energetic | Biomass | EU | Energy demand | 0.16339 | FEC
RO | TYNDP2026 | NT | 2040 | TWh | 197 | Sub_sector | Industry | Paper | Industry (paper) | Energetic | industry_paper_demand_coal_energetic | Solids | EU | Energy demand | 0.017199 | FEC
RO | TYNDP2026 | NT | 2040 | TWh | 198 | Sub_sector | Industry | Paper | Industry (paper) | Energetic | industry_paper_demand_oil_energetic | Liquids | EU | Energy demand | 0 | FEC
RO | TYNDP2026 | NT | 2040 | TWh | 199 | Sub_sector | Industry | Paper | Industry (paper) | Energetic | industry_paper_demand_others_energetic | Others | EU | Energy demand | 0 | FEC
RO | TYNDP2026 | NT | 2040 | TWh | 200 | Sub_sector | Industry | Paper | Industry (paper) | Energetic | industry_paper_demand_ammonia_energetic | Ammonia | EU | Energy demand | 0 | FEC
RO | TYNDP2026 | NT | 2040 | TWh | 202 | Sub_sector | Industry | Refineries | Industry (refineries, energetic) | Energetic | industry_refinery_demand_electricity_energetic | Electricity | EU | Energy demand | 0.62781 | not_included_in_FEC
RO | TYNDP2026 | NT | 2040 | TWh | 203 | Sub_sector | Industry | Refineries | Industry (refineries, energetic) | Energetic | industry_refinery_demand_hydrogen_energetic | Hydrogen | EU | Energy demand | 0.77278 | not_included_in_FEC
RO | TYNDP2026 | NT | 2040 | TWh | 204 | Sub_sector | Industry | Refineries | Industry (refineries, energetic) | Energetic | industry_refinery_demand_methane_energetic | Methane | EU | Energy demand | 1.2832 | not_included_in_FEC
RO | TYNDP2026 | NT | 2040 | TWh | 205 | Sub_sector | Industry | Refineries | Industry (refineries, energetic) | Energetic | industry_refinery_demand_heat_energetic | Heat | EU | Energy demand | 0.25858 | not_included_in_FEC
RO | TYNDP2026 | NT | 2040 | TWh | 206 | Sub_sector | Industry | Refineries | Industry (refineries, energetic) | Energetic | industry_refinery_demand_biomass_energetic | Biomass | EU | Energy demand | 0.00014115 | not_included_in_FEC
RO | TYNDP2026 | NT | 2040 | TWh | 207 | Sub_sector | Industry | Refineries | Industry (refineries, energetic) | Energetic | industry_refinery_demand_coal_energetic | Solids | EU | Energy demand | 0 | not_included_in_FEC
RO | TYNDP2026 | NT | 2040 | TWh | 208 | Sub_sector | Industry | Refineries | Industry (refineries, energetic) | Energetic | industry_refinery_demand_oil_energetic | Liquids | EU | Energy demand | 1.6487 | not_included_in_FEC
RO | TYNDP2026 | NT | 2040 | TWh | 209 | Sub_sector | Industry | Refineries | Industry (refineries, energetic) | Energetic | industry_refinery_demand_others_energetic | Others | EU | Energy demand | 0 | not_included_in_FEC
RO | TYNDP2026 | NT | 2040 | TWh | 210 | Sub_sector | Industry | Refineries | Industry (refineries, energetic) | Energetic | industry_refinery_demand_ammonia_energetic | Ammonia | EU | Energy demand | 0 | not_included_in_FEC
RO | TYNDP2026 | NT | 2040 | TWh | 212 | Sub_sector | Industry | Refineries | Industry (refineries, non-energetic) | Non-energetic | industry_refinery_demand_electricity_non_energetic | Electricity | EU | Energy demand | 0 | not_included_in_FEC
RO | TYNDP2026 | NT | 2040 | TWh | 213 | Sub_sector | Industry | Refineries | Industry (refineries, non-energetic) | Non-energetic | industry_refinery_demand_hydrogen_non_energetic | Hydrogen | EU | Energy demand | 0 | not_included_in_FEC
RO | TYNDP2026 | NT | 2040 | TWh | 214 | Sub_sector | Industry | Refineries | Industry (refineries, non-energetic) | Non-energetic | industry_refinery_demand_methane_non_energetic | Methane | EU | Energy demand | 0 | not_included_in_FEC
RO | TYNDP2026 | NT | 2040 | TWh | 215 | Sub_sector | Industry | Refineries | Industry (refineries, non-energetic) | Non-energetic | industry_refinery_demand_heat_non_energetic | Heat | EU | Energy demand | 0 | not_included_in_FEC
RO | TYNDP2026 | NT | 2040 | TWh | 216 | Sub_sector | Industry | Refineries | Industry (refineries, non-energetic) | Non-energetic | industry_refinery_demand_biomass_non_energetic | Biomass | EU | Energy demand | 0 | not_included_in_FEC
RO | TYNDP2026 | NT | 2040 | TWh | 217 | Sub_sector | Industry | Refineries | Industry (refineries, non-energetic) | Non-energetic | industry_refinery_demand_coal_non_energetic | Solids | EU | Energy demand | 0 | not_included_in_FEC
RO | TYNDP2026 | NT | 2040 | TWh | 218 | Sub_sector | Industry | Refineries | Industry (refineries, non-energetic) | Non-energetic | industry_refinery_demand_oil_non_energetic | Liquids | EU | Energy demand | 0 | not_included_in_FEC
RO | TYNDP2026 | NT | 2040 | TWh | 219 | Sub_sector | Industry | Refineries | Industry (refineries, non-energetic) | Non-energetic | industry_refinery_demand_others_non_energetic | Others | EU | Energy demand | 0 | not_included_in_FEC
RO | TYNDP2026 | NT | 2040 | TWh | 220 | Sub_sector | Industry | Refineries | Industry (refineries, non-energetic) | Non-energetic | industry_refinery_demand_ammonia_non_energetic | Ammonia | EU | Energy demand | 0 | not_included_in_FEC
RO | TYNDP2026 | NT | 2040 | TWh | 222 | Sub_sector | Industry | Steel | Industry (steel) | Energetic | industry_steel_demand_electricity_energetic | Electricity | EU | Energy demand | 3.0123 | FEC
RO | TYNDP2026 | NT | 2040 | TWh | 223 | Sub_sector | Industry | Steel | Industry (steel) | Energetic | industry_steel_demand_hydrogen_energetic | Hydrogen | EU | Energy demand | 2.4001 | FEC
RO | TYNDP2026 | NT | 2040 | TWh | 224 | Sub_sector | Industry | Steel | Industry (steel) | Energetic | industry_steel_demand_methane_energetic | Methane | EU | Energy demand | 4.2263 | FEC
RO | TYNDP2026 | NT | 2040 | TWh | 225 | Sub_sector | Industry | Steel | Industry (steel) | Energetic | industry_steel_demand_heat_energetic | Heat | EU | Energy demand | 0.00081412 | FEC
RO | TYNDP2026 | NT | 2040 | TWh | 226 | Sub_sector | Industry | Steel | Industry (steel) | Energetic | industry_steel_demand_biomass_energetic | Biomass | EU | Energy demand | 7.23e-06 | FEC
RO | TYNDP2026 | NT | 2040 | TWh | 227 | Sub_sector | Industry | Steel | Industry (steel) | Energetic | industry_steel_demand_coal_energetic | Solids | EU | Energy demand | 2.736 | FEC
RO | TYNDP2026 | NT | 2040 | TWh | 228 | Sub_sector | Industry | Steel | Industry (steel) | Energetic | industry_steel_demand_oil_energetic | Liquids | EU | Energy demand | 0.00073898 | FEC
RO | TYNDP2026 | NT | 2040 | TWh | 229 | Sub_sector | Industry | Steel | Industry (steel) | Energetic | industry_steel_demand_others_energetic | Others | EU | Energy demand | 0 | FEC
RO | TYNDP2026 | NT | 2040 | TWh | 230 | Sub_sector | Industry | Steel | Industry (steel) | Energetic | industry_steel_demand_ammonia_energetic | Ammonia | EU | Energy demand | 0 | FEC
RO | TYNDP2026 | NT | 2040 | TWh | 232 | Sub_sector | Transport | Cars | Transport (cars) | Energetic | transport_cars_final_demand_electricity | Electricity | EU | Energy demand | 6.5254 | FEC
RO | TYNDP2026 | NT | 2040 | TWh | 233 | Sub_sector | Transport | Cars | Transport (cars) | Energetic | transport_cars_final_demand_hydrogen | Hydrogen | EU | Energy demand | 4.1261 | FEC
RO | TYNDP2026 | NT | 2040 | TWh | 234 | Sub_sector | Transport | Cars | Transport (cars) | Energetic | transport_cars_final_demand_methane | Methane | EU | Energy demand | 0.83513 | FEC
RO | TYNDP2026 | NT | 2040 | TWh | 235 | Sub_sector | Transport | Cars | Transport (cars) | Energetic | transport_cars_final_demand_heat | Heat | EU | Energy demand | 0 | FEC
RO | TYNDP2026 | NT | 2040 | TWh | 236 | Sub_sector | Transport | Cars | Transport (cars) | Energetic | transport_cars_final_demand_biomass | Biomass | EU | Energy demand | 0 | FEC
RO | TYNDP2026 | NT | 2040 | TWh | 237 | Sub_sector | Transport | Cars | Transport (cars) | Energetic | transport_cars_final_demand_coal | Solids | EU | Energy demand | 0 | FEC
RO | TYNDP2026 | NT | 2040 | TWh | 238 | Sub_sector | Transport | Cars | Transport (cars) | Energetic | transport_cars_final_demand_oil | Liquids | EU | Energy demand | 25.0832 | FEC
RO | TYNDP2026 | NT | 2040 | TWh | 239 | Sub_sector | Transport | Cars | Transport (cars) | Energetic | transport_cars_final_demand_other | Others | EU | Energy demand | 0 | FEC
RO | TYNDP2026 | NT | 2040 | TWh | 240 | Sub_sector | Transport | Cars | Transport (cars) | Energetic | transport_cars_final_demand_ammonia | Ammonia | EU | Energy demand | 0 | FEC
RO | TYNDP2026 | NT | 2040 | TWh | 242 | Sub_sector | Transport | Busses | Transport (busses) | Energetic | transport_busses_final_demand_electricity | Electricity | EU | Energy demand | 0.63634 | FEC
RO | TYNDP2026 | NT | 2040 | TWh | 243 | Sub_sector | Transport | Busses | Transport (busses) | Energetic | transport_busses_final_demand_hydrogen | Hydrogen | EU | Energy demand | 0.93428 | FEC
RO | TYNDP2026 | NT | 2040 | TWh | 244 | Sub_sector | Transport | Busses | Transport (busses) | Energetic | transport_busses_final_demand_methane | Methane | EU | Energy demand | 0.20645 | FEC
RO | TYNDP2026 | NT | 2040 | TWh | 245 | Sub_sector | Transport | Busses | Transport (busses) | Energetic | transport_busses_final_demand_heat | Heat | EU | Energy demand | 0 | FEC
RO | TYNDP2026 | NT | 2040 | TWh | 246 | Sub_sector | Transport | Busses | Transport (busses) | Energetic | transport_busses_final_demand_biomass | Biomass | EU | Energy demand | 0 | FEC
RO | TYNDP2026 | NT | 2040 | TWh | 247 | Sub_sector | Transport | Busses | Transport (busses) | Energetic | transport_busses_final_demand_coal | Solids | EU | Energy demand | 0 | FEC
RO | TYNDP2026 | NT | 2040 | TWh | 248 | Sub_sector | Transport | Busses | Transport (busses) | Energetic | transport_busses_final_demand_oil | Liquids | EU | Energy demand | 2.6939 | FEC
RO | TYNDP2026 | NT | 2040 | TWh | 249 | Sub_sector | Transport | Busses | Transport (busses) | Energetic | transport_busses_final_demand_other | Others | EU | Energy demand | 0 | FEC
RO | TYNDP2026 | NT | 2040 | TWh | 250 | Sub_sector | Transport | Busses | Transport (busses) | Energetic | transport_busses_final_demand_ammonia | Ammonia | EU | Energy demand | 0 | FEC
RO | TYNDP2026 | NT | 2040 | TWh | 252 | Sub_sector | Transport | Trucks | Transport (trucks) | Energetic | transport_trucks_final_demand_electricity | Electricity | EU | Energy demand | 0.32014 | FEC
RO | TYNDP2026 | NT | 2040 | TWh | 253 | Sub_sector | Transport | Trucks | Transport (trucks) | Energetic | transport_trucks_final_demand_hydrogen | Hydrogen | EU | Energy demand | 1.0154 | FEC
RO | TYNDP2026 | NT | 2040 | TWh | 254 | Sub_sector | Transport | Trucks | Transport (trucks) | Energetic | transport_trucks_final_demand_methane | Methane | EU | Energy demand | 0.38047 | FEC
RO | TYNDP2026 | NT | 2040 | TWh | 255 | Sub_sector | Transport | Trucks | Transport (trucks) | Energetic | transport_trucks_final_demand_heat | Heat | EU | Energy demand | 0 | FEC
RO | TYNDP2026 | NT | 2040 | TWh | 256 | Sub_sector | Transport | Trucks | Transport (trucks) | Energetic | transport_trucks_final_demand_biomass | Biomass | EU | Energy demand | 0 | FEC
RO | TYNDP2026 | NT | 2040 | TWh | 257 | Sub_sector | Transport | Trucks | Transport (trucks) | Energetic | transport_trucks_final_demand_coal | Solids | EU | Energy demand | 0 | FEC
RO | TYNDP2026 | NT | 2040 | TWh | 258 | Sub_sector | Transport | Trucks | Transport (trucks) | Energetic | transport_trucks_final_demand_oil | Liquids | EU | Energy demand | 2.5896 | FEC
RO | TYNDP2026 | NT | 2040 | TWh | 259 | Sub_sector | Transport | Trucks | Transport (trucks) | Energetic | transport_trucks_final_demand_other | Others | EU | Energy demand | 0 | FEC
RO | TYNDP2026 | NT | 2040 | TWh | 260 | Sub_sector | Transport | Trucks | Transport (trucks) | Energetic | transport_trucks_final_demand_ammonia | Ammonia | EU | Energy demand | 0 | FEC
RO | TYNDP2026 | NT | 2040 | TWh | 262 | Sub_sector | Transport | Vans | Transport (vans) | Energetic | transport_vans_final_demand_electricity | Electricity | EU | Energy demand | 3.7495 | FEC
RO | TYNDP2026 | NT | 2040 | TWh | 263 | Sub_sector | Transport | Vans | Transport (vans) | Energetic | transport_vans_final_demand_hydrogen | Hydrogen | EU | Energy demand | 2.8486 | FEC
RO | TYNDP2026 | NT | 2040 | TWh | 264 | Sub_sector | Transport | Vans | Transport (vans) | Energetic | transport_vans_final_demand_methane | Methane | EU | Energy demand | 0.31759 | FEC
RO | TYNDP2026 | NT | 2040 | TWh | 265 | Sub_sector | Transport | Vans | Transport (vans) | Energetic | transport_vans_final_demand_heat | Heat | EU | Energy demand | 0 | FEC
RO | TYNDP2026 | NT | 2040 | TWh | 266 | Sub_sector | Transport | Vans | Transport (vans) | Energetic | transport_vans_final_demand_biomass | Biomass | EU | Energy demand | 0 | FEC
RO | TYNDP2026 | NT | 2040 | TWh | 267 | Sub_sector | Transport | Vans | Transport (vans) | Energetic | transport_vans_final_demand_coal | Solids | EU | Energy demand | 0 | FEC
RO | TYNDP2026 | NT | 2040 | TWh | 268 | Sub_sector | Transport | Vans | Transport (vans) | Energetic | transport_vans_final_demand_oil | Liquids | EU | Energy demand | 9.9539 | FEC
RO | TYNDP2026 | NT | 2040 | TWh | 269 | Sub_sector | Transport | Vans | Transport (vans) | Energetic | transport_vans_final_demand_other | Others | EU | Energy demand | 0 | FEC
RO | TYNDP2026 | NT | 2040 | TWh | 270 | Sub_sector | Transport | Vans | Transport (vans) | Energetic | transport_vans_final_demand_ammonia | Ammonia | EU | Energy demand | 0 | FEC
RO | TYNDP2026 | NT | 2040 | TWh | 272 | Sub_sector | Transport | Freight trains | Transport (trains) | Energetic | transport_trains_final_demand_electricity | Electricity | EU | Energy demand | 2.4025 | FEC
RO | TYNDP2026 | NT | 2040 | TWh | 273 | Sub_sector | Transport | Freight trains | Transport (trains) | Energetic | transport_trains_final_demand_hydrogen | Hydrogen | EU | Energy demand | 0.40946 | FEC
RO | TYNDP2026 | NT | 2040 | TWh | 274 | Sub_sector | Transport | Freight trains | Transport (trains) | Energetic | transport_trains_final_demand_methane | Methane | EU | Energy demand | 0 | FEC
RO | TYNDP2026 | NT | 2040 | TWh | 275 | Sub_sector | Transport | Freight trains | Transport (trains) | Energetic | transport_trains_final_demand_heat | Heat | EU | Energy demand | 0 | FEC
RO | TYNDP2026 | NT | 2040 | TWh | 276 | Sub_sector | Transport | Freight trains | Transport (trains) | Energetic | transport_trains_final_demand_biomass | Biomass | EU | Energy demand | 0 | FEC
RO | TYNDP2026 | NT | 2040 | TWh | 277 | Sub_sector | Transport | Freight trains | Transport (trains) | Energetic | transport_trains_final_demand_coal | Solids | EU | Energy demand | 0 | FEC
RO | TYNDP2026 | NT | 2040 | TWh | 278 | Sub_sector | Transport | Freight trains | Transport (trains) | Energetic | transport_trains_final_demand_oil | Liquids | EU | Energy demand | 0.22662 | FEC
RO | TYNDP2026 | NT | 2040 | TWh | 279 | Sub_sector | Transport | Freight trains | Transport (trains) | Energetic | transport_trains_final_demand_other | Others | EU | Energy demand | 0 | FEC
RO | TYNDP2026 | NT | 2040 | TWh | 280 | Sub_sector | Transport | Freight trains | Transport (trains) | Energetic | transport_trains_final_demand_ammonia | Ammonia | EU | Energy demand | 0 | FEC
RO | TYNDP2026 | NT | 2040 | TWh | 282 | Sub_sector | Transport | Ships | Transport (ships) | Energetic | transport_ships_final_demand_electricity | Electricity | EU | Energy demand | 0 | FEC
RO | TYNDP2026 | NT | 2040 | TWh | 283 | Sub_sector | Transport | Ships | Transport (ships) | Energetic | transport_ships_final_demand_hydrogen | Hydrogen | EU | Energy demand | 0.091428 | FEC
RO | TYNDP2026 | NT | 2040 | TWh | 284 | Sub_sector | Transport | Ships | Transport (ships) | Energetic | transport_ships_final_demand_methane | Methane | EU | Energy demand | 0.39183 | FEC
RO | TYNDP2026 | NT | 2040 | TWh | 285 | Sub_sector | Transport | Ships | Transport (ships) | Energetic | transport_ships_final_demand_heat | Heat | EU | Energy demand | 0 | FEC
RO | TYNDP2026 | NT | 2040 | TWh | 286 | Sub_sector | Transport | Ships | Transport (ships) | Energetic | transport_ships_final_demand_biomass | Biomass | EU | Energy demand | 0 | FEC
RO | TYNDP2026 | NT | 2040 | TWh | 287 | Sub_sector | Transport | Ships | Transport (ships) | Energetic | transport_ships_final_demand_coal | Solids | EU | Energy demand | 0 | FEC
RO | TYNDP2026 | NT | 2040 | TWh | 288 | Sub_sector | Transport | Ships | Transport (ships) | Energetic | transport_ships_final_demand_oil | Liquids | EU | Energy demand | 0.44315 | FEC
RO | TYNDP2026 | NT | 2040 | TWh | 289 | Sub_sector | Transport | Ships | Transport (ships) | Energetic | transport_ships_final_demand_other | Others | EU | Energy demand | 0 | FEC
RO | TYNDP2026 | NT | 2040 | TWh | 290 | Sub_sector | Transport | Ships | Transport (ships) | Energetic | transport_ships_final_demand_ammonia | Ammonia | EU | Energy demand | 0 | FEC
RO | TYNDP2026 | NT | 2040 | TWh | 292 | Sub_sector | Transport | Planes | Transport (planes) | Energetic | transport_planes_final_demand_electricity | Electricity | EU | Energy demand | 0.030376 | FEC
RO | TYNDP2026 | NT | 2040 | TWh | 293 | Sub_sector | Transport | Planes | Transport (planes) | Energetic | transport_planes_final_demand_hydrogen | Hydrogen | EU | Energy demand | 0.038777 | FEC
RO | TYNDP2026 | NT | 2040 | TWh | 294 | Sub_sector | Transport | Planes | Transport (planes) | Energetic | transport_planes_final_demand_methane | Methane | EU | Energy demand | 0 | FEC
RO | TYNDP2026 | NT | 2040 | TWh | 295 | Sub_sector | Transport | Planes | Transport (planes) | Energetic | transport_planes_final_demand_heat | Heat | EU | Energy demand | 0 | FEC
RO | TYNDP2026 | NT | 2040 | TWh | 296 | Sub_sector | Transport | Planes | Transport (planes) | Energetic | transport_planes_final_demand_biomass | Biomass | EU | Energy demand | 0 | FEC
RO | TYNDP2026 | NT | 2040 | TWh | 297 | Sub_sector | Transport | Planes | Transport (planes) | Energetic | transport_planes_final_demand_coal | Solids | EU | Energy demand | 0 | FEC
RO | TYNDP2026 | NT | 2040 | TWh | 298 | Sub_sector | Transport | Planes | Transport (planes) | Energetic | transport_planes_final_demand_oil | Liquids | EU | Energy demand | 0.22025 | FEC
RO | TYNDP2026 | NT | 2040 | TWh | 299 | Sub_sector | Transport | Planes | Transport (planes) | Energetic | transport_planes_final_demand_other | Others | EU | Energy demand | 0 | FEC
RO | TYNDP2026 | NT | 2040 | TWh | 300 | Sub_sector | Transport | Planes | Transport (planes) | Energetic | transport_planes_final_demand_ammonia | Ammonia | EU | Energy demand | 0 | FEC
RO | TYNDP2026 | NT | 2040 | TWh | 302 | Sub_sector | Transport | Others | Transport (others) | Energetic | transport_other_final_demand_electricity | Electricity | EU | Energy demand | 0.0094126 | FEC
RO | TYNDP2026 | NT | 2040 | TWh | 303 | Sub_sector | Transport | Others | Transport (others) | Energetic | transport_other_final_demand_hydrogen | Hydrogen | EU | Energy demand | 0 | FEC
RO | TYNDP2026 | NT | 2040 | TWh | 304 | Sub_sector | Transport | Others | Transport (others) | Energetic | transport_other_final_demand_methane | Methane | EU | Energy demand | 0 | FEC
RO | TYNDP2026 | NT | 2040 | TWh | 305 | Sub_sector | Transport | Others | Transport (others) | Energetic | transport_other_final_demand_heat | Heat | EU | Energy demand | 0 | FEC
RO | TYNDP2026 | NT | 2040 | TWh | 306 | Sub_sector | Transport | Others | Transport (others) | Energetic | transport_other_final_demand_biomass | Biomass | EU | Energy demand | 0 | FEC
RO | TYNDP2026 | NT | 2040 | TWh | 307 | Sub_sector | Transport | Others | Transport (others) | Energetic | transport_other_final_demand_coal | Solids | EU | Energy demand | 0 | FEC
RO | TYNDP2026 | NT | 2040 | TWh | 308 | Sub_sector | Transport | Others | Transport (others) | Energetic | transport_other_final_demand_oil | Liquids | EU | Energy demand | 0.3769 | FEC
RO | TYNDP2026 | NT | 2040 | TWh | 309 | Sub_sector | Transport | Others | Transport (others) | Energetic | transport_other_final_demand_other | Others | EU | Energy demand | 0 | FEC
RO | TYNDP2026 | NT | 2040 | TWh | 310 | Sub_sector | Transport | Others | Transport (others) | Energetic | transport_other_final_demand_ammonia | Ammonia | EU | Energy demand | 0 | FEC
RO | TYNDP2026 | NT | 2040 | TWh | 312 | Sub_sector | International transport | International aviation | Transport (int. aviation) | Energetic | transport_int_aviation_final_demand_electricity | Electricity | EU | Energy demand | 0 | FEC
RO | TYNDP2026 | NT | 2040 | TWh | 313 | Sub_sector | International transport | International aviation | Transport (int. aviation) | Energetic | transport_int_aviation_final_demand_hydrogen | Hydrogen | EU | Energy demand | 0 | FEC
RO | TYNDP2026 | NT | 2040 | TWh | 314 | Sub_sector | International transport | International aviation | Transport (int. aviation) | Energetic | transport_int_aviation_final_demand_methane | Methane | EU | Energy demand | 0 | FEC
RO | TYNDP2026 | NT | 2040 | TWh | 315 | Sub_sector | International transport | International aviation | Transport (int. aviation) | Energetic | transport_int_aviation_final_demand_heat | Heat | EU | Energy demand | 0 | FEC
RO | TYNDP2026 | NT | 2040 | TWh | 316 | Sub_sector | International transport | International aviation | Transport (int. aviation) | Energetic | transport_int_aviation_final_demand_biofuels | Biomass | EU | Energy demand | 0 | FEC
RO | TYNDP2026 | NT | 2040 | TWh | 317 | Sub_sector | International transport | International aviation | Transport (int. aviation) | Energetic | transport_int_aviation_final_demand_coal | Solids | EU | Energy demand | 0 | FEC
RO | TYNDP2026 | NT | 2040 | TWh | 318 | Sub_sector | International transport | International aviation | Transport (int. aviation) | Energetic | transport_int_aviation_final_demand_oil | Liquids | EU | Energy demand | 1.5589 | FEC
RO | TYNDP2026 | NT | 2040 | TWh | 319 | Sub_sector | International transport | International aviation | Transport (int. aviation) | Energetic | transport_int_aviation_final_demand_other | Others | EU | Energy demand | 0 | FEC
RO | TYNDP2026 | NT | 2040 | TWh | 320 | Sub_sector | International transport | International aviation | Transport (int. aviation) | Energetic | transport_int_aviation_final_demand_ammonia | Ammonia | EU | Energy demand | 0 | FEC
RO | TYNDP2026 | NT | 2040 | TWh | 322 | Sub_sector | International transport | International shipping | Transport (int. shipping) | Energetic | transport_int_shipping_final_demand_electricity | Electricity | EU | Energy demand | 0 | not_included_in_FEC
RO | TYNDP2026 | NT | 2040 | TWh | 323 | Sub_sector | International transport | International shipping | Transport (int. shipping) | Energetic | transport_int_shipping_final_demand_hydrogen | Hydrogen | EU | Energy demand | 0.069554 | not_included_in_FEC
RO | TYNDP2026 | NT | 2040 | TWh | 324 | Sub_sector | International transport | International shipping | Transport (int. shipping) | Energetic | transport_int_shipping_final_demand_methane | Methane | EU | Energy demand | 0.12498 | not_included_in_FEC
RO | TYNDP2026 | NT | 2040 | TWh | 325 | Sub_sector | International transport | International shipping | Transport (int. shipping) | Energetic | transport_int_shipping_final_demand_heat | Heat | EU | Energy demand | 0 | not_included_in_FEC
RO | TYNDP2026 | NT | 2040 | TWh | 326 | Sub_sector | International transport | International shipping | Transport (int. shipping) | Energetic | transport_int_shipping_final_demand_biofuels | Biomass | EU | Energy demand | 0 | not_included_in_FEC
RO | TYNDP2026 | NT | 2040 | TWh | 327 | Sub_sector | International transport | International shipping | Transport (int. shipping) | Energetic | transport_int_shipping_final_demand_coal | Solids | EU | Energy demand | 0 | not_included_in_FEC
RO | TYNDP2026 | NT | 2040 | TWh | 328 | Sub_sector | International transport | International shipping | Transport (int. shipping) | Energetic | transport_int_shipping_final_demand_oil | Liquids | EU | Energy demand | 0.13501 | not_included_in_FEC
RO | TYNDP2026 | NT | 2040 | TWh | 329 | Sub_sector | International transport | International shipping | Transport (int. shipping) | Energetic | transport_int_shipping_final_demand_other | Others | EU | Energy demand | 0 | not_included_in_FEC
RO | TYNDP2026 | NT | 2040 | TWh | 330 | Sub_sector | International transport | International shipping | Transport (int. shipping) | Energetic | transport_int_shipping_final_demand_ammonia | Ammonia | EU | Energy demand | 0 | not_included_in_FEC
RO | TYNDP2026 | NT | 2040 | TWh | 332 | Sub_sector | Households | Space heating | Households (heating) | Energetic | households_heating_final_demand_electricity | Electricity | EU | Energy demand | 5.3075 | FEC
RO | TYNDP2026 | NT | 2040 | TWh | 333 | Sub_sector | Households | Space heating | Households (heating) | Energetic | households_heating_final_demand_hydrogen | Hydrogen | EU | Energy demand | 3.5552 | FEC
RO | TYNDP2026 | NT | 2040 | TWh | 334 | Sub_sector | Households | Space heating | Households (heating) | Energetic | households_heating_final_demand_methane | Methane | EU | Energy demand | 8.4998 | FEC
RO | TYNDP2026 | NT | 2040 | TWh | 335 | Sub_sector | Households | Space heating | Households (heating) | Energetic | households_heating_final_demand_heat | Heat | EU | Energy demand | 2.6664 | FEC
RO | TYNDP2026 | NT | 2040 | TWh | 336 | Sub_sector | Households | Space heating | Households (heating) | Energetic | households_heating_final_demand_biomass | Biomass | EU | Energy demand | 20.3955 | FEC
RO | TYNDP2026 | NT | 2040 | TWh | 337 | Sub_sector | Households | Space heating | Households (heating) | Energetic | households_heating_final_demand_coal | Solids | EU | Energy demand | 0.26435 | FEC
RO | TYNDP2026 | NT | 2040 | TWh | 338 | Sub_sector | Households | Space heating | Households (heating) | Energetic | households_heating_final_demand_oil | Liquids | EU | Energy demand | 0.42853 | FEC
RO | TYNDP2026 | NT | 2040 | TWh | 339 | Sub_sector | Households | Space heating | Households (heating) | Energetic | households_heating_final_demand_other | Others | EU | Energy demand | 0.41097 | FEC
RO | TYNDP2026 | NT | 2040 | TWh | 340 | Sub_sector | Households | Space heating | Households (heating) | Energetic | households_heating_final_demand_ammonia | Ammonia | EU | Energy demand | 0 | FEC
RO | TYNDP2026 | NT | 2040 | TWh | 343 | Sub_sector | Households | Cooling | Households (cooling) | Energetic | households_cooling_final_demand_electricity | Electricity | EU | Energy demand | 0.27619 | FEC
RO | TYNDP2026 | NT | 2040 | TWh | 344 | Sub_sector | Households | Cooling | Households (cooling) | Energetic | households_cooling_final_demand_hydrogen | Hydrogen | EU | Energy demand | 0 | FEC
RO | TYNDP2026 | NT | 2040 | TWh | 345 | Sub_sector | Households | Cooling | Households (cooling) | Energetic | households_cooling_final_demand_methane | Methane | EU | Energy demand | 0 | FEC
RO | TYNDP2026 | NT | 2040 | TWh | 346 | Sub_sector | Households | Cooling | Households (cooling) | Energetic | households_cooling_final_demand_heat | Heat | EU | Energy demand | 0 | FEC
RO | TYNDP2026 | NT | 2040 | TWh | 347 | Sub_sector | Households | Cooling | Households (cooling) | Energetic | households_cooling_final_demand_biomass | Biomass | EU | Energy demand | 0 | FEC
RO | TYNDP2026 | NT | 2040 | TWh | 348 | Sub_sector | Households | Cooling | Households (cooling) | Energetic | households_cooling_final_demand_coal | Solids | EU | Energy demand | 0 | FEC
RO | TYNDP2026 | NT | 2040 | TWh | 349 | Sub_sector | Households | Cooling | Households (cooling) | Energetic | households_cooling_final_demand_oil | Liquids | EU | Energy demand | 0 | FEC
RO | TYNDP2026 | NT | 2040 | TWh | 350 | Sub_sector | Households | Cooling | Households (cooling) | Energetic | households_cooling_final_demand_other | Others | EU | Energy demand | 0 | FEC
RO | TYNDP2026 | NT | 2040 | TWh | 351 | Sub_sector | Households | Cooling | Households (cooling) | Energetic | households_cooling_final_demand_ammonia | Ammonia | EU | Energy demand | 0 | FEC
RO | TYNDP2026 | NT | 2040 | TWh | 354 | Sub_sector | Households | Hot water | Households (hot water) | Energetic | households_hot_water_final_demand_electricity | Electricity | EU | Energy demand | 1.4244 | FEC
RO | TYNDP2026 | NT | 2040 | TWh | 355 | Sub_sector | Households | Hot water | Households (hot water) | Energetic | households_hot_water_final_demand_hydrogen | Hydrogen | EU | Energy demand | 1.2896 | FEC
RO | TYNDP2026 | NT | 2040 | TWh | 356 | Sub_sector | Households | Hot water | Households (hot water) | Energetic | households_hot_water_final_demand_methane | Methane | EU | Energy demand | 2.484 | FEC
RO | TYNDP2026 | NT | 2040 | TWh | 357 | Sub_sector | Households | Hot water | Households (hot water) | Energetic | households_hot_water_final_demand_heat | Heat | EU | Energy demand | 1.2351 | FEC
RO | TYNDP2026 | NT | 2040 | TWh | 358 | Sub_sector | Households | Hot water | Households (hot water) | Energetic | households_hot_water_final_demand_biomass | Biomass | EU | Energy demand | 3.9336 | FEC
RO | TYNDP2026 | NT | 2040 | TWh | 359 | Sub_sector | Households | Hot water | Households (hot water) | Energetic | households_hot_water_final_demand_coal | Solids | EU | Energy demand | 0.036116 | FEC
RO | TYNDP2026 | NT | 2040 | TWh | 360 | Sub_sector | Households | Hot water | Households (hot water) | Energetic | households_hot_water_final_demand_oil | Liquids | EU | Energy demand | 0.058548 | FEC
RO | TYNDP2026 | NT | 2040 | TWh | 361 | Sub_sector | Households | Hot water | Households (hot water) | Energetic | households_hot_water_final_demand_other | Others | EU | Energy demand | 0.23688 | FEC
RO | TYNDP2026 | NT | 2040 | TWh | 362 | Sub_sector | Households | Hot water | Households (hot water) | Energetic | households_hot_water_final_demand_ammonia | Ammonia | EU | Energy demand | 0 | FEC
RO | TYNDP2026 | NT | 2040 | TWh | 365 | Sub_sector | Households | Appliances | Households (appliances) | Energetic | households_appliances_final_demand_electricity | Electricity | EU | Energy demand | 7.0719 | FEC
RO | TYNDP2026 | NT | 2040 | TWh | 366 | Sub_sector | Households | Appliances | Households (appliances) | Energetic | households_appliances_final_demand_hydrogen | Hydrogen | EU | Energy demand | 0 | FEC
RO | TYNDP2026 | NT | 2040 | TWh | 367 | Sub_sector | Households | Appliances | Households (appliances) | Energetic | households_appliances_final_demand_methane | Methane | EU | Energy demand | 3.1873 | FEC
RO | TYNDP2026 | NT | 2040 | TWh | 368 | Sub_sector | Households | Appliances | Households (appliances) | Energetic | households_appliances_final_demand_heat | Heat | EU | Energy demand | 0 | FEC
RO | TYNDP2026 | NT | 2040 | TWh | 369 | Sub_sector | Households | Appliances | Households (appliances) | Energetic | households_appliances_final_demand_biomass | Biomass | EU | Energy demand | 1.8628 | FEC
RO | TYNDP2026 | NT | 2040 | TWh | 370 | Sub_sector | Households | Appliances | Households (appliances) | Energetic | households_appliances_final_demand_coal | Solids | EU | Energy demand | 0 | FEC
RO | TYNDP2026 | NT | 2040 | TWh | 371 | Sub_sector | Households | Appliances | Households (appliances) | Energetic | households_appliances_final_demand_oil | Liquids | EU | Energy demand | 0 | FEC
RO | TYNDP2026 | NT | 2040 | TWh | 372 | Sub_sector | Households | Appliances | Households (appliances) | Energetic | households_appliances_final_demand_other | Others | EU | Energy demand | 0 | FEC
RO | TYNDP2026 | NT | 2040 | TWh | 373 | Sub_sector | Households | Appliances | Households (appliances) | Energetic | households_appliances_final_demand_ammonia | Ammonia | EU | Energy demand | 0 | FEC
RO | TYNDP2026 | NT | 2040 | TWh | 375 | Sub_sector | Buildings | Space heating | Buildings (heat) | Energetic | buildings_heat_final_demand_electricity | Electricity | EU | Energy demand | 2.3715 | FEC
RO | TYNDP2026 | NT | 2040 | TWh | 376 | Sub_sector | Buildings | Space heating | Buildings (heat) | Energetic | buildings_heat_final_demand_hydrogen | Hydrogen | EU | Energy demand | 1.0591 | FEC
RO | TYNDP2026 | NT | 2040 | TWh | 377 | Sub_sector | Buildings | Space heating | Buildings (heat) | Energetic | buildings_heat_final_demand_methane | Methane | EU | Energy demand | 2.2026 | FEC
RO | TYNDP2026 | NT | 2040 | TWh | 378 | Sub_sector | Buildings | Space heating | Buildings (heat) | Energetic | buildings_heat_final_demand_heat | Heat | EU | Energy demand | 1.8978 | FEC
RO | TYNDP2026 | NT | 2040 | TWh | 379 | Sub_sector | Buildings | Space heating | Buildings (heat) | Energetic | buildings_heat_final_demand_biomass | Biomass | EU | Energy demand | 0.032354 | FEC
RO | TYNDP2026 | NT | 2040 | TWh | 380 | Sub_sector | Buildings | Space heating | Buildings (heat) | Energetic | buildings_heat_final_demand_coal | Solids | EU | Energy demand | 0.00082758 | FEC
RO | TYNDP2026 | NT | 2040 | TWh | 381 | Sub_sector | Buildings | Space heating | Buildings (heat) | Energetic | buildings_heat_final_demand_oil | Liquids | EU | Energy demand | 0.074552 | FEC
RO | TYNDP2026 | NT | 2040 | TWh | 382 | Sub_sector | Buildings | Space heating | Buildings (heat) | Energetic | buildings_heat_final_demand_other | Others | EU | Energy demand | 0.00010158 | FEC
RO | TYNDP2026 | NT | 2040 | TWh | 383 | Sub_sector | Buildings | Space heating | Buildings (heat) | Energetic | buildings_heat_final_demand_ammonia | Ammonia | EU | Energy demand | 0 | FEC
RO | TYNDP2026 | NT | 2040 | TWh | 386 | Sub_sector | Buildings | Cooling | Buildings (cooling) | Energetic | buildings_cooling_final_demand_electricity | Electricity | EU | Energy demand | 0.16203 | FEC
RO | TYNDP2026 | NT | 2040 | TWh | 387 | Sub_sector | Buildings | Cooling | Buildings (cooling) | Energetic | buildings_cooling_final_demand_hydrogen | Hydrogen | EU | Energy demand | 0 | FEC
RO | TYNDP2026 | NT | 2040 | TWh | 388 | Sub_sector | Buildings | Cooling | Buildings (cooling) | Energetic | buildings_cooling_final_demand_methane | Methane | EU | Energy demand | 0 | FEC
RO | TYNDP2026 | NT | 2040 | TWh | 389 | Sub_sector | Buildings | Cooling | Buildings (cooling) | Energetic | buildings_cooling_final_demand_heat | Heat | EU | Energy demand | 0 | FEC
RO | TYNDP2026 | NT | 2040 | TWh | 390 | Sub_sector | Buildings | Cooling | Buildings (cooling) | Energetic | buildings_cooling_final_demand_biomass | Biomass | EU | Energy demand | 0 | FEC
RO | TYNDP2026 | NT | 2040 | TWh | 391 | Sub_sector | Buildings | Cooling | Buildings (cooling) | Energetic | buildings_cooling_final_demand_coal | Solids | EU | Energy demand | 0 | FEC
RO | TYNDP2026 | NT | 2040 | TWh | 392 | Sub_sector | Buildings | Cooling | Buildings (cooling) | Energetic | buildings_cooling_final_demand_oil | Liquids | EU | Energy demand | 0 | FEC
RO | TYNDP2026 | NT | 2040 | TWh | 393 | Sub_sector | Buildings | Cooling | Buildings (cooling) | Energetic | buildings_cooling_final_demand_other | Others | EU | Energy demand | 0 | FEC
RO | TYNDP2026 | NT | 2040 | TWh | 394 | Sub_sector | Buildings | Cooling | Buildings (cooling) | Energetic | buildings_cooling_final_demand_ammonia | Ammonia | EU | Energy demand | 0 | FEC
RO | TYNDP2026 | NT | 2040 | TWh | 397 | Sub_sector | Buildings | Appliances | Buildings (appliances) | Energetic | buildings_appliances_final_demand_electricity | Electricity | EU | Energy demand | 5.3778 | FEC
RO | TYNDP2026 | NT | 2040 | TWh | 398 | Sub_sector | Buildings | Appliances | Buildings (appliances) | Energetic | buildings_appliances_final_demand_hydrogen | Hydrogen | EU | Energy demand | 0 | FEC
RO | TYNDP2026 | NT | 2040 | TWh | 399 | Sub_sector | Buildings | Appliances | Buildings (appliances) | Energetic | buildings_appliances_final_demand_methane | Methane | EU | Energy demand | 3.045 | FEC
RO | TYNDP2026 | NT | 2040 | TWh | 400 | Sub_sector | Buildings | Appliances | Buildings (appliances) | Energetic | buildings_appliances_final_demand_heat | Heat | EU | Energy demand | 0 | FEC
RO | TYNDP2026 | NT | 2040 | TWh | 401 | Sub_sector | Buildings | Appliances | Buildings (appliances) | Energetic | buildings_appliances_final_demand_biomass | Biomass | EU | Energy demand | 0 | FEC
RO | TYNDP2026 | NT | 2040 | TWh | 402 | Sub_sector | Buildings | Appliances | Buildings (appliances) | Energetic | buildings_appliances_final_demand_coal | Solids | EU | Energy demand | 0 | FEC
RO | TYNDP2026 | NT | 2040 | TWh | 403 | Sub_sector | Buildings | Appliances | Buildings (appliances) | Energetic | buildings_appliances_final_demand_oil | Liquids | EU | Energy demand | 0 | FEC
RO | TYNDP2026 | NT | 2040 | TWh | 404 | Sub_sector | Buildings | Appliances | Buildings (appliances) | Energetic | buildings_appliances_final_demand_other | Others | EU | Energy demand | 0 | FEC
RO | TYNDP2026 | NT | 2040 | TWh | 405 | Sub_sector | Buildings | Appliances | Buildings (appliances) | Energetic | buildings_appliances_final_demand_ammonia | Ammonia | EU | Energy demand | 0 | FEC
RO | TYNDP2026 | NT | 2040 | TWh | 407 | Sub_sector | Buildings | Datacenters | Datacenters & ICT | Energetic | datacentres_final_demand_electricity_energetic | Electricity | EU | Energy demand | 4.555 | FEC
RO | TYNDP2026 | NT | 2040 | TWh | 408 | Sub_sector | Buildings | Datacenters | Datacenters & ICT | Energetic | datacentres_final_demand_hydrogen_energetic | Hydrogen | EU | Energy demand | 0 | FEC
RO | TYNDP2026 | NT | 2040 | TWh | 409 | Sub_sector | Buildings | Datacenters | Datacenters & ICT | Energetic | datacentres_final_demand_methane_energetic | Methane | EU | Energy demand | 0 | FEC
RO | TYNDP2026 | NT | 2040 | TWh | 410 | Sub_sector | Buildings | Datacenters | Datacenters & ICT | Energetic | datacentres_final_demand_heat_energetic | Heat | EU | Energy demand | 0 | FEC
RO | TYNDP2026 | NT | 2040 | TWh | 411 | Sub_sector | Buildings | Datacenters | Datacenters & ICT | Energetic | datacentres_final_demand_biomass_energetic | Biomass | EU | Energy demand | 0 | FEC
RO | TYNDP2026 | NT | 2040 | TWh | 412 | Sub_sector | Buildings | Datacenters | Datacenters & ICT | Energetic | datacentres_final_demand_coal_energetic | Solids | EU | Energy demand | 0 | FEC
RO | TYNDP2026 | NT | 2040 | TWh | 413 | Sub_sector | Buildings | Datacenters | Datacenters & ICT | Energetic | datacentres_final_demand_oil_energetic | Liquids | EU | Energy demand | 0 | FEC
RO | TYNDP2026 | NT | 2040 | TWh | 414 | Sub_sector | Buildings | Datacenters | Datacenters & ICT | Energetic | datacentres_final_demand_other_energetic | Others | EU | Energy demand | 0 | FEC
RO | TYNDP2026 | NT | 2040 | TWh | 415 | Sub_sector | Buildings | Datacenters | Datacenters & ICT | Energetic | datacentres_final_demand_ammonia_energetic | Ammonia | EU | Energy demand | 0 | FEC
RO | TYNDP2026 | NT | 2040 | TWh | 417 | Sub_sector | Transport | Others_Sector | Others_Sector | Energetic | other_final_demand_electricity_energetic | Electricity | EU | Energy demand | 0 | FEC
RO | TYNDP2026 | NT | 2040 | TWh | 418 | Sub_sector | Transport | Others_Sector | Others_Sector | Energetic | other_final_demand_hydrogen_energetic | Hydrogen | EU | Energy demand | 0 | FEC
RO | TYNDP2026 | NT | 2040 | TWh | 419 | Sub_sector | Transport | Pipeline Transport | Others_Sector | Energetic | other_final_demand_methane_energetic | Methane | EU | Energy demand | 0.018981 | FEC
RO | TYNDP2026 | NT | 2040 | TWh | 420 | Sub_sector | Transport | Others_Sector | Others_Sector | Energetic | other_final_demand_heat_energetic | Heat | EU | Energy demand | 0 | FEC
RO | TYNDP2026 | NT | 2040 | TWh | 421 | Sub_sector | Transport | Others_Sector | Others_Sector | Energetic | other_final_demand_biomass_energetic | Biomass | EU | Energy demand | 0 | FEC
RO | TYNDP2026 | NT | 2040 | TWh | 422 | Sub_sector | Transport | Others_Sector | Others_Sector | Energetic | other_final_demand_coal_energetic | Solids | EU | Energy demand | 0 | FEC
RO | TYNDP2026 | NT | 2040 | TWh | 423 | Sub_sector | Transport | Others_Sector | Others_Sector | Energetic | other_final_demand_oil_energetic | Liquids | EU | Energy demand | 2.4077 | FEC
RO | TYNDP2026 | NT | 2040 | TWh | 424 | Sub_sector | Others_Sector | Others_Sector | Others_Sector | Non-energetic | other_final_demand_oil_non_energetic | Liquids | EU | Energy demand | 0.95666 | not_included_in_FEC
RO | TYNDP2026 | NT | 2040 | TWh | 425 | Sub_sector | Transport | Others_Sector | Others_Sector | Energetic | other_final_demand_other_energetic | Others | EU | Energy demand | 0 | FEC
RO | TYNDP2026 | NT | 2040 | TWh | 426 | Sub_sector | Transport | Others_Sector | Others_Sector | Energetic | other_final_demand_ammonia_energetic | Ammonia | EU | Energy demand | 0 | FEC
RO | TYNDP2026 | NT | 2040 | TWh | 427 | Sub_sector | Industry | Surplus_Heat_in_Industry | Surplus_Heat_in_Industry | Energetic | final_demand_of_industry_unused_local_production_steam_hot_water | Heat | EU | Energy demand | 0 | FEC
RO | TYNDP2026 | NT | 2040 | TWh | 429 | Sub_sector | Agriculture | Total | Agriculture | Energetic | agriculture_final_demand_electricity_energetic | Electricity | EU | Energy demand | 0.86604 | FEC
RO | TYNDP2026 | NT | 2040 | TWh | 430 | Sub_sector | Agriculture | Total | Agriculture | Energetic | agriculture_final_demand_hydrogen_energetic | Hydrogen | EU | Energy demand | 0 | FEC
RO | TYNDP2026 | NT | 2040 | TWh | 431 | Sub_sector | Agriculture | Total | Agriculture | Energetic | agriculture_final_demand_methane_energetic | Methane | EU | Energy demand | 1.329 | FEC
RO | TYNDP2026 | NT | 2040 | TWh | 432 | Sub_sector | Agriculture | Total | Agriculture | Energetic | agriculture_final_demand_heat_energetic | Heat | EU | Energy demand | 0.099808 | FEC
RO | TYNDP2026 | NT | 2040 | TWh | 433 | Sub_sector | Agriculture | Total | Agriculture | Energetic | agriculture_final_demand_biomass_energetic | Biomass | EU | Energy demand | 0.23213 | FEC
RO | TYNDP2026 | NT | 2040 | TWh | 434 | Sub_sector | Agriculture | Total | Agriculture | Energetic | agriculture_final_demand_coal_energetic | Solids | EU | Energy demand | 0 | FEC
RO | TYNDP2026 | NT | 2040 | TWh | 435 | Sub_sector | Agriculture | Total | Agriculture | Energetic | agriculture_final_demand_oil_energetic | Liquids | EU | Energy demand | 2.9603 | FEC
RO | TYNDP2026 | NT | 2040 | TWh | 436 | Sub_sector | Agriculture | Total | Agriculture | Energetic | agriculture_final_demand_other_energetic | Others | EU | Energy demand | 0 | FEC
RO | TYNDP2026 | NT | 2040 | TWh | 437 | Sub_sector | Agriculture | Total | Agriculture | Energetic | agriculture_final_demand_ammonia_energetic | Ammonia | EU | Energy demand | 0 | FEC
RO | TYNDP2026 | NT | 2040 | TWh | 447 | Sub_sector | Buildings | Surplus Energy | Buildings | Energetic | GAP | Electricity | EU | Energy demand | 0 | FEC
RO | TYNDP2026 | NT | 2040 | TWh | 448 | Sub_sector | Buildings | Surplus Energy | Buildings | Energetic | GAP | Hydrogen | EU | Energy demand | 0 | FEC
RO | TYNDP2026 | NT | 2040 | TWh | 449 | Sub_sector | Buildings | Surplus Energy | Buildings | Energetic | GAP | Methane | EU | Energy demand | 0.0046847 | FEC
RO | TYNDP2026 | NT | 2040 | TWh | 450 | Sub_sector | Buildings | Surplus Energy | Buildings | Energetic | GAP | Heat | EU | Energy demand | 0 | FEC
RO | TYNDP2026 | NT | 2040 | TWh | 451 | Sub_sector | Buildings | Surplus Energy | Buildings | Energetic | GAP | Biomass | EU | Energy demand | 0.060978 | FEC
RO | TYNDP2026 | NT | 2040 | TWh | 452 | Sub_sector | Buildings | Surplus Energy | Buildings | Energetic | GAP | Solids | EU | Energy demand | 0 | FEC
RO | TYNDP2026 | NT | 2040 | TWh | 453 | Sub_sector | Buildings | Surplus Energy | Buildings | Energetic | GAP | Liquids | EU | Energy demand | 0.18551 | FEC
RO | TYNDP2026 | NT | 2040 | TWh | 454 | Sub_sector | Buildings | Surplus Energy | Buildings | Energetic | GAP | Others | EU | Energy demand | 0 | FEC
RO | TYNDP2026 | NT | 2040 | TWh | 455 | Sub_sector | Buildings | Surplus Energy | Buildings | Energetic | GAP | Ammonia | EU | Energy demand | 0 | FEC
RO | TYNDP2026 | NT | 2040 | TWh | 456 | Sub_sector | Households | Surplus Energy | Households | Energetic | GAP | Electricity | EU | Energy demand | 5.54e-13 | FEC
RO | TYNDP2026 | NT | 2040 | TWh | 457 | Sub_sector | Households | Surplus Energy | Households | Energetic | GAP | Hydrogen | EU | Energy demand | 0 | FEC
RO | TYNDP2026 | NT | 2040 | TWh | 458 | Sub_sector | Households | Surplus Energy | Households | Energetic | GAP | Methane | EU | Energy demand | 0.021802 | FEC
RO | TYNDP2026 | NT | 2040 | TWh | 459 | Sub_sector | Households | Surplus Energy | Households | Energetic | GAP | Heat | EU | Energy demand | 0 | FEC
RO | TYNDP2026 | NT | 2040 | TWh | 460 | Sub_sector | Households | Surplus Energy | Households | Energetic | GAP | Biomass | EU | Energy demand | 0 | FEC
RO | TYNDP2026 | NT | 2040 | TWh | 461 | Sub_sector | Households | Surplus Energy | Households | Energetic | GAP | Solids | EU | Energy demand | 0 | FEC
RO | TYNDP2026 | NT | 2040 | TWh | 462 | Sub_sector | Households | Surplus Energy | Households | Energetic | GAP | Liquids | EU | Energy demand | 0 | FEC
RO | TYNDP2026 | NT | 2040 | TWh | 463 | Sub_sector | Households | Surplus Energy | Households | Energetic | GAP | Others | EU | Energy demand | 0 | FEC
RO | TYNDP2026 | NT | 2040 | TWh | 464 | Sub_sector | Households | Surplus Energy | Households | Energetic | GAP | Ammonia | EU | Energy demand | 0 | FEC
RO | TYNDP2026 | NT | 2050 | TWh | 102 | Sub_sector | Industry | Aluminium | Industry (aluminium) | Energetic | industry_aluminium_demand_electricity_energetic | Electricity | EU | Energy demand | 1.9248 | FEC
RO | TYNDP2026 | NT | 2050 | TWh | 103 | Sub_sector | Industry | Aluminium | Industry (aluminium) | Energetic | industry_aluminium_demand_hydrogen_energetic | Hydrogen | EU | Energy demand | 0 | FEC
RO | TYNDP2026 | NT | 2050 | TWh | 104 | Sub_sector | Industry | Aluminium | Industry (aluminium) | Energetic | industry_aluminium_demand_methane_energetic | Methane | EU | Energy demand | 0.29106 | FEC
RO | TYNDP2026 | NT | 2050 | TWh | 105 | Sub_sector | Industry | Aluminium | Industry (aluminium) | Energetic | industry_aluminium_demand_heat_energetic | Heat | EU | Energy demand | 0 | FEC
RO | TYNDP2026 | NT | 2050 | TWh | 106 | Sub_sector | Industry | Aluminium | Industry (aluminium) | Energetic | industry_aluminium_demand_biomass_energetic | Biomass | EU | Energy demand | 0 | FEC
RO | TYNDP2026 | NT | 2050 | TWh | 107 | Sub_sector | Industry | Aluminium | Industry (aluminium) | Energetic | industry_aluminium_demand_coal_energetic | Solids | EU | Energy demand | 0 | FEC
RO | TYNDP2026 | NT | 2050 | TWh | 108 | Sub_sector | Industry | Aluminium | Industry (aluminium) | Energetic | industry_aluminium_demand_oil_energetic | Liquids | EU | Energy demand | 0 | FEC
RO | TYNDP2026 | NT | 2050 | TWh | 109 | Sub_sector | Industry | Aluminium | Industry (aluminium) | Energetic | industry_aluminium_demand_others_energetic | Others | EU | Energy demand | 0 | FEC
RO | TYNDP2026 | NT | 2050 | TWh | 110 | Sub_sector | Industry | Aluminium | Industry (aluminium) | Energetic | industry_ammonia_demand_others_energetic | Ammonia | EU | Energy demand | 0 | FEC
RO | TYNDP2026 | NT | 2050 | TWh | 112 | Sub_sector | Industry | Chemicals | Industry (chemicals, energetic) | Energetic | industry_chemical_demand_electricity_energetic | Electricity | EU | Energy demand | 8.8677 | FEC
RO | TYNDP2026 | NT | 2050 | TWh | 113 | Sub_sector | Industry | Chemicals | Industry (chemicals, energetic) | Energetic | industry_chemical_demand_hydrogen_energetic | Hydrogen | EU | Energy demand | 2.0092 | FEC
RO | TYNDP2026 | NT | 2050 | TWh | 114 | Sub_sector | Industry | Chemicals | Industry (chemicals, energetic) | Energetic | industry_chemical_demand_methane_energetic | Methane | EU | Energy demand | 0.62788 | FEC
RO | TYNDP2026 | NT | 2050 | TWh | 115 | Sub_sector | Industry | Chemicals | Industry (chemicals, energetic) | Energetic | industry_chemical_demand_heat_energetic | Heat | EU | Energy demand | 1.3562 | FEC
RO | TYNDP2026 | NT | 2050 | TWh | 116 | Sub_sector | Industry | Chemicals | Industry (chemicals, energetic) | Energetic | industry_chemical_demand_biomass_energetic | Biomass | EU | Energy demand | 2.4016 | FEC
RO | TYNDP2026 | NT | 2050 | TWh | 117 | Sub_sector | Industry | Chemicals | Industry (chemicals, energetic) | Energetic | industry_chemical_demand_coal_energetic | Solids | EU | Energy demand | 0 | FEC
RO | TYNDP2026 | NT | 2050 | TWh | 118 | Sub_sector | Industry | Chemicals | Industry (chemicals, energetic) | Energetic | industry_chemical_demand_oil_energetic | Liquids | EU | Energy demand | 0 | FEC
RO | TYNDP2026 | NT | 2050 | TWh | 119 | Sub_sector | Industry | Chemicals | Industry (chemicals, energetic) | Energetic | industry_chemical_demand_others_energetic | Others | EU | Energy demand | 0 | FEC
RO | TYNDP2026 | NT | 2050 | TWh | 120 | Sub_sector | Industry | Chemicals | Industry (chemicals, energetic) | Energetic | industry_chemical_demand_ammonia_energetic | Ammonia | EU | Energy demand | 0 | FEC
RO | TYNDP2026 | NT | 2050 | TWh | 122 | Sub_sector | Industry | Chemicals | Industry (chemicals, non-energetic) | Non-energetic | industry_chemical_demand_electricity_non_energetic | Electricity | EU | Energy demand | 0 | not_included_in_FEC
RO | TYNDP2026 | NT | 2050 | TWh | 123 | Sub_sector | Industry | Chemicals | Industry (chemicals, non-energetic) | Non-energetic | industry_chemical_demand_hydrogen_non_energetic | Hydrogen | EU | Energy demand | 0.5442 | not_included_in_FEC
RO | TYNDP2026 | NT | 2050 | TWh | 124 | Sub_sector | Industry | Chemicals | Industry (chemicals, non-energetic) | Non-energetic | industry_chemical_demand_methane_non_energetic | Methane | EU | Energy demand | 0.029466 | not_included_in_FEC
RO | TYNDP2026 | NT | 2050 | TWh | 125 | Sub_sector | Industry | Chemicals | Industry (chemicals, non-energetic) | Non-energetic | industry_chemical_demand_heat_non_energetic | Heat | EU | Energy demand | 0 | not_included_in_FEC
RO | TYNDP2026 | NT | 2050 | TWh | 126 | Sub_sector | Industry | Chemicals | Industry (chemicals, non-energetic) | Non-energetic | industry_chemical_demand_biomass_non_energetic | Biomass | EU | Energy demand | 0.11009 | not_included_in_FEC
RO | TYNDP2026 | NT | 2050 | TWh | 127 | Sub_sector | Industry | Chemicals | Industry (chemicals, non-energetic) | Non-energetic | industry_chemical_demand_coal_non_energetic | Solids | EU | Energy demand | 0.0011885 | not_included_in_FEC
RO | TYNDP2026 | NT | 2050 | TWh | 128 | Sub_sector | Industry | Chemicals | Industry (chemicals, non-energetic) | Non-energetic | industry_chemical_demand_oil_non_energetic | Liquids | EU | Energy demand | 0.3055 | not_included_in_FEC
RO | TYNDP2026 | NT | 2050 | TWh | 129 | Sub_sector | Industry | Chemicals | Industry (chemicals, non-energetic) | Non-energetic | industry_chemical_demand_others_non_energetic | Others | EU | Energy demand | 0 | not_included_in_FEC
RO | TYNDP2026 | NT | 2050 | TWh | 130 | Sub_sector | Industry | Chemicals | Industry (chemicals, non-energetic) | Non-energetic | industry_chemical_demand_ammonia_non_energetic | Ammonia | EU | Energy demand | 0 | not_included_in_FEC
RO | TYNDP2026 | NT | 2050 | TWh | 132 | Sub_sector | Industry | Fertilizers | Industry (fertilizers, energetic) | Energetic | industry_fertilizers_demand_electricity_energetic | Electricity | EU | Energy demand | 0.22163 | FEC
RO | TYNDP2026 | NT | 2050 | TWh | 133 | Sub_sector | Industry | Fertilizers | Industry (fertilizers, energetic) | Energetic | industry_fertilizers_demand_hydrogen_energetic | Hydrogen | EU | Energy demand | 1.0115 | FEC
RO | TYNDP2026 | NT | 2050 | TWh | 134 | Sub_sector | Industry | Fertilizers | Industry (fertilizers, energetic) | Energetic | industry_fertilizers_demand_methane_energetic | Methane | EU | Energy demand | 0.51527 | FEC
RO | TYNDP2026 | NT | 2050 | TWh | 135 | Sub_sector | Industry | Fertilizers | Industry (fertilizers, energetic) | Energetic | industry_fertilizers_demand_heat_energetic | Heat | EU | Energy demand | 0 | FEC
RO | TYNDP2026 | NT | 2050 | TWh | 136 | Sub_sector | Industry | Fertilizers | Industry (fertilizers, energetic) | Energetic | industry_fertilizers_demand_biomass_energetic | Biomass | EU | Energy demand | 0 | FEC
RO | TYNDP2026 | NT | 2050 | TWh | 137 | Sub_sector | Industry | Fertilizers | Industry (fertilizers, energetic) | Energetic | industry_fertilizers_demand_coal_energetic | Solids | EU | Energy demand | 0 | FEC
RO | TYNDP2026 | NT | 2050 | TWh | 138 | Sub_sector | Industry | Fertilizers | Industry (fertilizers, energetic) | Energetic | industry_fertilizers_demand_oil_energetic | Liquids | EU | Energy demand | 0 | FEC
RO | TYNDP2026 | NT | 2050 | TWh | 139 | Sub_sector | Industry | Fertilizers | Industry (fertilizers, energetic) | Energetic | industry_fertilizers_demand_others_energetic | Others | EU | Energy demand | 0 | FEC
RO | TYNDP2026 | NT | 2050 | TWh | 140 | Sub_sector | Industry | Fertilizers | Industry (fertilizers, energetic) | Energetic | industry_fertilizers_demand_ammonia_energetic | Ammonia | EU | Energy demand | 0 | FEC
RO | TYNDP2026 | NT | 2050 | TWh | 142 | Sub_sector | Industry | Fertilizers | Industry (fertilizers, non-energetic) | Non-energetic | industry_fertilizers_demand_electricity_non_energetic | Electricity | EU | Energy demand | 0 | not_included_in_FEC
RO | TYNDP2026 | NT | 2050 | TWh | 143 | Sub_sector | Industry | Fertilizers | Industry (fertilizers, non-energetic) | Non-energetic | industry_fertilizers_demand_hydrogen_non_energetic | Hydrogen | EU | Energy demand | 2.6 | not_included_in_FEC
RO | TYNDP2026 | NT | 2050 | TWh | 144 | Sub_sector | Industry | Fertilizers | Industry (fertilizers, non-energetic) | Non-energetic | industry_fertilizers_demand_methane_non_energetic | Methane | EU | Energy demand | 2.4043 | not_included_in_FEC
RO | TYNDP2026 | NT | 2050 | TWh | 145 | Sub_sector | Industry | Fertilizers | Industry (fertilizers, non-energetic) | Non-energetic | industry_fertilizers_demand_heat_non_energetic | Heat | EU | Energy demand | 0 | not_included_in_FEC
RO | TYNDP2026 | NT | 2050 | TWh | 146 | Sub_sector | Industry | Fertilizers | Industry (fertilizers, non-energetic) | Non-energetic | industry_fertilizers_demand_biomass_non_energetic | Biomass | EU | Energy demand | 0 | not_included_in_FEC
RO | TYNDP2026 | NT | 2050 | TWh | 147 | Sub_sector | Industry | Fertilizers | Industry (fertilizers, non-energetic) | Non-energetic | industry_fertilizers_demand_coal_non_energetic | Solids | EU | Energy demand | 0 | not_included_in_FEC
RO | TYNDP2026 | NT | 2050 | TWh | 148 | Sub_sector | Industry | Fertilizers | Industry (fertilizers, non-energetic) | Non-energetic | industry_fertilizers_demand_oil_non_energetic | Liquids | EU | Energy demand | 0 | not_included_in_FEC
RO | TYNDP2026 | NT | 2050 | TWh | 149 | Sub_sector | Industry | Fertilizers | Industry (fertilizers, non-energetic) | Non-energetic | industry_fertilizers_demand_others_non_energetic | Others | EU | Energy demand | 0 | not_included_in_FEC
RO | TYNDP2026 | NT | 2050 | TWh | 150 | Sub_sector | Industry | Fertilizers | Industry (fertilizers, non-energetic) | Non-energetic | industry_fertilizers_demand_ammonia_non_energetic | Ammonia | EU | Energy demand | 0 | not_included_in_FEC
RO | TYNDP2026 | NT | 2050 | TWh | 152 | Sub_sector | Industry | Food | Industry (food) | Energetic | industry_food_demand_electricity_energetic | Electricity | EU | Energy demand | 2.9199 | FEC
RO | TYNDP2026 | NT | 2050 | TWh | 153 | Sub_sector | Industry | Food | Industry (food) | Energetic | industry_food_demand_hydrogen_energetic | Hydrogen | EU | Energy demand | 0 | FEC
RO | TYNDP2026 | NT | 2050 | TWh | 154 | Sub_sector | Industry | Food | Industry (food) | Energetic | industry_food_demand_methane_energetic | Methane | EU | Energy demand | 0.52274 | FEC
RO | TYNDP2026 | NT | 2050 | TWh | 155 | Sub_sector | Industry | Food | Industry (food) | Energetic | industry_food_demand_heat_energetic | Heat | EU | Energy demand | 0 | FEC
RO | TYNDP2026 | NT | 2050 | TWh | 156 | Sub_sector | Industry | Food | Industry (food) | Energetic | industry_food_demand_biomass_energetic | Biomass | EU | Energy demand | 0 | FEC
RO | TYNDP2026 | NT | 2050 | TWh | 157 | Sub_sector | Industry | Food | Industry (food) | Energetic | industry_food_demand_coal_energetic | Solids | EU | Energy demand | 0 | FEC
RO | TYNDP2026 | NT | 2050 | TWh | 158 | Sub_sector | Industry | Food | Industry (food) | Energetic | industry_food_demand_oil_energetic | Liquids | EU | Energy demand | 0.056683 | FEC
RO | TYNDP2026 | NT | 2050 | TWh | 159 | Sub_sector | Industry | Food | Industry (food) | Energetic | industry_food_demand_others_energetic | Others | EU | Energy demand | 0 | FEC
RO | TYNDP2026 | NT | 2050 | TWh | 160 | Sub_sector | Industry | Food | Industry (food) | Energetic | industry_food_demand_ammonia_energetic | Ammonia | EU | Energy demand | 0 | FEC
RO | TYNDP2026 | NT | 2050 | TWh | 162 | Sub_sector | Industry | Metals | Industry (metal) | Energetic | industry_metal_demand_electricity_energetic | Electricity | EU | Energy demand | 0 | FEC
RO | TYNDP2026 | NT | 2050 | TWh | 163 | Sub_sector | Industry | Metals | Industry (metal) | Energetic | industry_metal_demand_hydrogen_energetic | Hydrogen | EU | Energy demand | 0 | FEC
RO | TYNDP2026 | NT | 2050 | TWh | 164 | Sub_sector | Industry | Metals | Industry (metal) | Energetic | industry_metal_demand_methane_energetic | Methane | EU | Energy demand | 1.3156 | FEC
RO | TYNDP2026 | NT | 2050 | TWh | 165 | Sub_sector | Industry | Metals | Industry (metal) | Energetic | industry_metal_demand_heat_energetic | Heat | EU | Energy demand | 0 | FEC
RO | TYNDP2026 | NT | 2050 | TWh | 166 | Sub_sector | Industry | Metals | Industry (metal) | Energetic | industry_metal_demand_biomass_energetic | Biomass | EU | Energy demand | 0 | FEC
RO | TYNDP2026 | NT | 2050 | TWh | 167 | Sub_sector | Industry | Metals | Industry (metal) | Energetic | industry_metal_demand_coal_energetic | Solids | EU | Energy demand | 0 | FEC
RO | TYNDP2026 | NT | 2050 | TWh | 168 | Sub_sector | Industry | Metals | Industry (metal) | Energetic | industry_metal_demand_oil_energetic | Liquids | EU | Energy demand | 0.010158 | FEC
RO | TYNDP2026 | NT | 2050 | TWh | 169 | Sub_sector | Industry | Metals | Industry (metal) | Energetic | industry_metal_demand_others_energetic | Others | EU | Energy demand | 0 | FEC
RO | TYNDP2026 | NT | 2050 | TWh | 170 | Sub_sector | Industry | Metals | Industry (metal) | Energetic | industry_metal_demand_ammonia_energetic | Ammonia | EU | Energy demand | 0 | FEC
RO | TYNDP2026 | NT | 2050 | TWh | 172 | Sub_sector | Industry | Others | Industry (other, energetic) | Energetic | industry_other_demand_electricity_energetic | Electricity | EU | Energy demand | 12.4969 | FEC
RO | TYNDP2026 | NT | 2050 | TWh | 173 | Sub_sector | Industry | Others | Industry (other, energetic) | Energetic | industry_other_demand_hydrogen_energetic | Hydrogen | EU | Energy demand | 9.8693 | FEC
RO | TYNDP2026 | NT | 2050 | TWh | 174 | Sub_sector | Industry | Others | Industry (other, energetic) | Energetic | industry_other_demand_methane_energetic | Methane | EU | Energy demand | 2.3071 | FEC
RO | TYNDP2026 | NT | 2050 | TWh | 175 | Sub_sector | Industry | Others | Industry (other, energetic) | Energetic | industry_other_demand_heat_energetic | Heat | EU | Energy demand | 0 | FEC
RO | TYNDP2026 | NT | 2050 | TWh | 176 | Sub_sector | Industry | Others | Industry (other, energetic) | Energetic | industry_other_demand_biomass_energetic | Biomass | EU | Energy demand | 0.9613 | FEC
RO | TYNDP2026 | NT | 2050 | TWh | 177 | Sub_sector | Industry | Others | Industry (other, energetic) | Energetic | industry_other_demand_coal_energetic | Solids | EU | Energy demand | 0 | FEC
RO | TYNDP2026 | NT | 2050 | TWh | 178 | Sub_sector | Industry | Others | Industry (other, energetic) | Energetic | industry_other_demand_oil_energetic | Liquids | EU | Energy demand | 0 | FEC
RO | TYNDP2026 | NT | 2050 | TWh | 179 | Sub_sector | Industry | Others | Industry (other, energetic) | Energetic | industry_other_demand_others_energetic | Others | EU | Energy demand | 0 | FEC
RO | TYNDP2026 | NT | 2050 | TWh | 180 | Sub_sector | Industry | Others | Industry (other, energetic) | Energetic | industry_other_demand_ammonia_energetic | Ammonia | EU | Energy demand | 0 | FEC
RO | TYNDP2026 | NT | 2050 | TWh | 182 | Sub_sector | Industry | Others | Industry (other, non-energetic) | Non-energetic | industry_other_demand_electricity_non_energetic | Electricity | EU | Energy demand | 0 | not_included_in_FEC
RO | TYNDP2026 | NT | 2050 | TWh | 183 | Sub_sector | Industry | Others | Industry (other, non-energetic) | Non-energetic | industry_other_demand_hydrogen_non_energetic | Hydrogen | EU | Energy demand | 0 | not_included_in_FEC
RO | TYNDP2026 | NT | 2050 | TWh | 184 | Sub_sector | Industry | Others | Industry (other, non-energetic) | Non-energetic | industry_other_demand_methane_non_energetic | Methane | EU | Energy demand | 0 | not_included_in_FEC
RO | TYNDP2026 | NT | 2050 | TWh | 185 | Sub_sector | Industry | Others | Industry (other, non-energetic) | Non-energetic | industry_other_demand_heat_non_energetic | Heat | EU | Energy demand | 0 | not_included_in_FEC
RO | TYNDP2026 | NT | 2050 | TWh | 186 | Sub_sector | Industry | Others | Industry (other, non-energetic) | Non-energetic | industry_other_demand_biomass_non_energetic | Biomass | EU | Energy demand | 0 | not_included_in_FEC
RO | TYNDP2026 | NT | 2050 | TWh | 187 | Sub_sector | Industry | Others | Industry (other, non-energetic) | Non-energetic | industry_other_demand_coal_non_energetic | Solids | EU | Energy demand | 0 | not_included_in_FEC
RO | TYNDP2026 | NT | 2050 | TWh | 188 | Sub_sector | Industry | Others | Industry (other, non-energetic) | Non-energetic | industry_other_demand_oil_non_energetic | Liquids | EU | Energy demand | 4.9296 | not_included_in_FEC
RO | TYNDP2026 | NT | 2050 | TWh | 189 | Sub_sector | Industry | Others | Industry (other, non-energetic) | Non-energetic | industry_other_demand_others_non_energetic | Others | EU | Energy demand | 0 | not_included_in_FEC
RO | TYNDP2026 | NT | 2050 | TWh | 190 | Sub_sector | Industry | Others | Industry (other, non-energetic) | Non-energetic | industry_other_demand_ammonia_non_energetic | Ammonia | EU | Energy demand | 0 | not_included_in_FEC
RO | TYNDP2026 | NT | 2050 | TWh | 192 | Sub_sector | Industry | Paper | Industry (paper) | Energetic | industry_paper_demand_electricity_energetic | Electricity | EU | Energy demand | 0.67328 | FEC
RO | TYNDP2026 | NT | 2050 | TWh | 193 | Sub_sector | Industry | Paper | Industry (paper) | Energetic | industry_paper_demand_hydrogen_energetic | Hydrogen | EU | Energy demand | 0.21606 | FEC
RO | TYNDP2026 | NT | 2050 | TWh | 194 | Sub_sector | Industry | Paper | Industry (paper) | Energetic | industry_paper_demand_methane_energetic | Methane | EU | Energy demand | 0.025419 | FEC
RO | TYNDP2026 | NT | 2050 | TWh | 195 | Sub_sector | Industry | Paper | Industry (paper) | Energetic | industry_paper_demand_heat_energetic | Heat | EU | Energy demand | 0 | FEC
RO | TYNDP2026 | NT | 2050 | TWh | 196 | Sub_sector | Industry | Paper | Industry (paper) | Energetic | industry_paper_demand_biomass_energetic | Biomass | EU | Energy demand | 0.10009 | FEC
RO | TYNDP2026 | NT | 2050 | TWh | 197 | Sub_sector | Industry | Paper | Industry (paper) | Energetic | industry_paper_demand_coal_energetic | Solids | EU | Energy demand | 0 | FEC
RO | TYNDP2026 | NT | 2050 | TWh | 198 | Sub_sector | Industry | Paper | Industry (paper) | Energetic | industry_paper_demand_oil_energetic | Liquids | EU | Energy demand | 0 | FEC
RO | TYNDP2026 | NT | 2050 | TWh | 199 | Sub_sector | Industry | Paper | Industry (paper) | Energetic | industry_paper_demand_others_energetic | Others | EU | Energy demand | 0 | FEC
RO | TYNDP2026 | NT | 2050 | TWh | 200 | Sub_sector | Industry | Paper | Industry (paper) | Energetic | industry_paper_demand_ammonia_energetic | Ammonia | EU | Energy demand | 0 | FEC
RO | TYNDP2026 | NT | 2050 | TWh | 202 | Sub_sector | Industry | Refineries | Industry (refineries, energetic) | Energetic | industry_refinery_demand_electricity_energetic | Electricity | EU | Energy demand | 0.36413 | not_included_in_FEC
RO | TYNDP2026 | NT | 2050 | TWh | 203 | Sub_sector | Industry | Refineries | Industry (refineries, energetic) | Energetic | industry_refinery_demand_hydrogen_energetic | Hydrogen | EU | Energy demand | 0.89643 | not_included_in_FEC
RO | TYNDP2026 | NT | 2050 | TWh | 204 | Sub_sector | Industry | Refineries | Industry (refineries, energetic) | Energetic | industry_refinery_demand_methane_energetic | Methane | EU | Energy demand | 0.74427 | not_included_in_FEC
RO | TYNDP2026 | NT | 2050 | TWh | 205 | Sub_sector | Industry | Refineries | Industry (refineries, energetic) | Energetic | industry_refinery_demand_heat_energetic | Heat | EU | Energy demand | 0.14998 | not_included_in_FEC
RO | TYNDP2026 | NT | 2050 | TWh | 206 | Sub_sector | Industry | Refineries | Industry (refineries, energetic) | Energetic | industry_refinery_demand_biomass_energetic | Biomass | EU | Energy demand | 8.19e-05 | not_included_in_FEC
RO | TYNDP2026 | NT | 2050 | TWh | 207 | Sub_sector | Industry | Refineries | Industry (refineries, energetic) | Energetic | industry_refinery_demand_coal_energetic | Solids | EU | Energy demand | 0 | not_included_in_FEC
RO | TYNDP2026 | NT | 2050 | TWh | 208 | Sub_sector | Industry | Refineries | Industry (refineries, energetic) | Energetic | industry_refinery_demand_oil_energetic | Liquids | EU | Energy demand | 0.47023 | not_included_in_FEC
RO | TYNDP2026 | NT | 2050 | TWh | 209 | Sub_sector | Industry | Refineries | Industry (refineries, energetic) | Energetic | industry_refinery_demand_others_energetic | Others | EU | Energy demand | 0 | not_included_in_FEC
RO | TYNDP2026 | NT | 2050 | TWh | 210 | Sub_sector | Industry | Refineries | Industry (refineries, energetic) | Energetic | industry_refinery_demand_ammonia_energetic | Ammonia | EU | Energy demand | 0 | not_included_in_FEC
RO | TYNDP2026 | NT | 2050 | TWh | 212 | Sub_sector | Industry | Refineries | Industry (refineries, non-energetic) | Non-energetic | industry_refinery_demand_electricity_non_energetic | Electricity | EU | Energy demand | 0 | not_included_in_FEC
RO | TYNDP2026 | NT | 2050 | TWh | 213 | Sub_sector | Industry | Refineries | Industry (refineries, non-energetic) | Non-energetic | industry_refinery_demand_hydrogen_non_energetic | Hydrogen | EU | Energy demand | 0 | not_included_in_FEC
RO | TYNDP2026 | NT | 2050 | TWh | 214 | Sub_sector | Industry | Refineries | Industry (refineries, non-energetic) | Non-energetic | industry_refinery_demand_methane_non_energetic | Methane | EU | Energy demand | 0 | not_included_in_FEC
RO | TYNDP2026 | NT | 2050 | TWh | 215 | Sub_sector | Industry | Refineries | Industry (refineries, non-energetic) | Non-energetic | industry_refinery_demand_heat_non_energetic | Heat | EU | Energy demand | 0 | not_included_in_FEC
RO | TYNDP2026 | NT | 2050 | TWh | 216 | Sub_sector | Industry | Refineries | Industry (refineries, non-energetic) | Non-energetic | industry_refinery_demand_biomass_non_energetic | Biomass | EU | Energy demand | 0 | not_included_in_FEC
RO | TYNDP2026 | NT | 2050 | TWh | 217 | Sub_sector | Industry | Refineries | Industry (refineries, non-energetic) | Non-energetic | industry_refinery_demand_coal_non_energetic | Solids | EU | Energy demand | 0 | not_included_in_FEC
RO | TYNDP2026 | NT | 2050 | TWh | 218 | Sub_sector | Industry | Refineries | Industry (refineries, non-energetic) | Non-energetic | industry_refinery_demand_oil_non_energetic | Liquids | EU | Energy demand | 0 | not_included_in_FEC
RO | TYNDP2026 | NT | 2050 | TWh | 219 | Sub_sector | Industry | Refineries | Industry (refineries, non-energetic) | Non-energetic | industry_refinery_demand_others_non_energetic | Others | EU | Energy demand | 0 | not_included_in_FEC
RO | TYNDP2026 | NT | 2050 | TWh | 220 | Sub_sector | Industry | Refineries | Industry (refineries, non-energetic) | Non-energetic | industry_refinery_demand_ammonia_non_energetic | Ammonia | EU | Energy demand | 0 | not_included_in_FEC
RO | TYNDP2026 | NT | 2050 | TWh | 222 | Sub_sector | Industry | Steel | Industry (steel) | Energetic | industry_steel_demand_electricity_energetic | Electricity | EU | Energy demand | 3.3028 | FEC
RO | TYNDP2026 | NT | 2050 | TWh | 223 | Sub_sector | Industry | Steel | Industry (steel) | Energetic | industry_steel_demand_hydrogen_energetic | Hydrogen | EU | Energy demand | 3.3335 | FEC
RO | TYNDP2026 | NT | 2050 | TWh | 224 | Sub_sector | Industry | Steel | Industry (steel) | Energetic | industry_steel_demand_methane_energetic | Methane | EU | Energy demand | 4.6237 | FEC
RO | TYNDP2026 | NT | 2050 | TWh | 225 | Sub_sector | Industry | Steel | Industry (steel) | Energetic | industry_steel_demand_heat_energetic | Heat | EU | Energy demand | 0 | FEC
RO | TYNDP2026 | NT | 2050 | TWh | 226 | Sub_sector | Industry | Steel | Industry (steel) | Energetic | industry_steel_demand_biomass_energetic | Biomass | EU | Energy demand | 0 | FEC
RO | TYNDP2026 | NT | 2050 | TWh | 227 | Sub_sector | Industry | Steel | Industry (steel) | Energetic | industry_steel_demand_coal_energetic | Solids | EU | Energy demand | 0.68556 | FEC
RO | TYNDP2026 | NT | 2050 | TWh | 228 | Sub_sector | Industry | Steel | Industry (steel) | Energetic | industry_steel_demand_oil_energetic | Liquids | EU | Energy demand | 0 | FEC
RO | TYNDP2026 | NT | 2050 | TWh | 229 | Sub_sector | Industry | Steel | Industry (steel) | Energetic | industry_steel_demand_others_energetic | Others | EU | Energy demand | 0 | FEC
RO | TYNDP2026 | NT | 2050 | TWh | 230 | Sub_sector | Industry | Steel | Industry (steel) | Energetic | industry_steel_demand_ammonia_energetic | Ammonia | EU | Energy demand | 0 | FEC
RO | TYNDP2026 | NT | 2050 | TWh | 232 | Sub_sector | Transport | Cars | Transport (cars) | Energetic | transport_cars_final_demand_electricity | Electricity | EU | Energy demand | 13.7492 | FEC
RO | TYNDP2026 | NT | 2050 | TWh | 233 | Sub_sector | Transport | Cars | Transport (cars) | Energetic | transport_cars_final_demand_hydrogen | Hydrogen | EU | Energy demand | 4.6509 | FEC
RO | TYNDP2026 | NT | 2050 | TWh | 234 | Sub_sector | Transport | Cars | Transport (cars) | Energetic | transport_cars_final_demand_methane | Methane | EU | Energy demand | 0.82825 | FEC
RO | TYNDP2026 | NT | 2050 | TWh | 235 | Sub_sector | Transport | Cars | Transport (cars) | Energetic | transport_cars_final_demand_heat | Heat | EU | Energy demand | 0 | FEC
RO | TYNDP2026 | NT | 2050 | TWh | 236 | Sub_sector | Transport | Cars | Transport (cars) | Energetic | transport_cars_final_demand_biomass | Biomass | EU | Energy demand | 0 | FEC
RO | TYNDP2026 | NT | 2050 | TWh | 237 | Sub_sector | Transport | Cars | Transport (cars) | Energetic | transport_cars_final_demand_coal | Solids | EU | Energy demand | 0 | FEC
RO | TYNDP2026 | NT | 2050 | TWh | 238 | Sub_sector | Transport | Cars | Transport (cars) | Energetic | transport_cars_final_demand_oil | Liquids | EU | Energy demand | 1.6565 | FEC
RO | TYNDP2026 | NT | 2050 | TWh | 239 | Sub_sector | Transport | Cars | Transport (cars) | Energetic | transport_cars_final_demand_other | Others | EU | Energy demand | 0 | FEC
RO | TYNDP2026 | NT | 2050 | TWh | 240 | Sub_sector | Transport | Cars | Transport (cars) | Energetic | transport_cars_final_demand_ammonia | Ammonia | EU | Energy demand | 0 | FEC
RO | TYNDP2026 | NT | 2050 | TWh | 242 | Sub_sector | Transport | Busses | Transport (busses) | Energetic | transport_busses_final_demand_electricity | Electricity | EU | Energy demand | 1.2293 | FEC
RO | TYNDP2026 | NT | 2050 | TWh | 243 | Sub_sector | Transport | Busses | Transport (busses) | Energetic | transport_busses_final_demand_hydrogen | Hydrogen | EU | Energy demand | 1.3856 | FEC
RO | TYNDP2026 | NT | 2050 | TWh | 244 | Sub_sector | Transport | Busses | Transport (busses) | Energetic | transport_busses_final_demand_methane | Methane | EU | Energy demand | 0.29729 | FEC
RO | TYNDP2026 | NT | 2050 | TWh | 245 | Sub_sector | Transport | Busses | Transport (busses) | Energetic | transport_busses_final_demand_heat | Heat | EU | Energy demand | 0 | FEC
RO | TYNDP2026 | NT | 2050 | TWh | 246 | Sub_sector | Transport | Busses | Transport (busses) | Energetic | transport_busses_final_demand_biomass | Biomass | EU | Energy demand | 0 | FEC
RO | TYNDP2026 | NT | 2050 | TWh | 247 | Sub_sector | Transport | Busses | Transport (busses) | Energetic | transport_busses_final_demand_coal | Solids | EU | Energy demand | 0 | FEC
RO | TYNDP2026 | NT | 2050 | TWh | 248 | Sub_sector | Transport | Busses | Transport (busses) | Energetic | transport_busses_final_demand_oil | Liquids | EU | Energy demand | 0.91589 | FEC
RO | TYNDP2026 | NT | 2050 | TWh | 249 | Sub_sector | Transport | Busses | Transport (busses) | Energetic | transport_busses_final_demand_other | Others | EU | Energy demand | 0 | FEC
RO | TYNDP2026 | NT | 2050 | TWh | 250 | Sub_sector | Transport | Busses | Transport (busses) | Energetic | transport_busses_final_demand_ammonia | Ammonia | EU | Energy demand | 0 | FEC
RO | TYNDP2026 | NT | 2050 | TWh | 252 | Sub_sector | Transport | Trucks | Transport (trucks) | Energetic | transport_trucks_final_demand_electricity | Electricity | EU | Energy demand | 0.71277 | FEC
RO | TYNDP2026 | NT | 2050 | TWh | 253 | Sub_sector | Transport | Trucks | Transport (trucks) | Energetic | transport_trucks_final_demand_hydrogen | Hydrogen | EU | Energy demand | 1.4616 | FEC
RO | TYNDP2026 | NT | 2050 | TWh | 254 | Sub_sector | Transport | Trucks | Transport (trucks) | Energetic | transport_trucks_final_demand_methane | Methane | EU | Energy demand | 0.55311 | FEC
RO | TYNDP2026 | NT | 2050 | TWh | 255 | Sub_sector | Transport | Trucks | Transport (trucks) | Energetic | transport_trucks_final_demand_heat | Heat | EU | Energy demand | 0 | FEC
RO | TYNDP2026 | NT | 2050 | TWh | 256 | Sub_sector | Transport | Trucks | Transport (trucks) | Energetic | transport_trucks_final_demand_biomass | Biomass | EU | Energy demand | 0 | FEC
RO | TYNDP2026 | NT | 2050 | TWh | 257 | Sub_sector | Transport | Trucks | Transport (trucks) | Energetic | transport_trucks_final_demand_coal | Solids | EU | Energy demand | 0 | FEC
RO | TYNDP2026 | NT | 2050 | TWh | 258 | Sub_sector | Transport | Trucks | Transport (trucks) | Energetic | transport_trucks_final_demand_oil | Liquids | EU | Energy demand | 0.85271 | FEC
RO | TYNDP2026 | NT | 2050 | TWh | 259 | Sub_sector | Transport | Trucks | Transport (trucks) | Energetic | transport_trucks_final_demand_other | Others | EU | Energy demand | 0 | FEC
RO | TYNDP2026 | NT | 2050 | TWh | 260 | Sub_sector | Transport | Trucks | Transport (trucks) | Energetic | transport_trucks_final_demand_ammonia | Ammonia | EU | Energy demand | 0 | FEC
RO | TYNDP2026 | NT | 2050 | TWh | 262 | Sub_sector | Transport | Vans | Transport (vans) | Energetic | transport_vans_final_demand_electricity | Electricity | EU | Energy demand | 6.8609 | FEC
RO | TYNDP2026 | NT | 2050 | TWh | 263 | Sub_sector | Transport | Vans | Transport (vans) | Energetic | transport_vans_final_demand_hydrogen | Hydrogen | EU | Energy demand | 3.7562 | FEC
RO | TYNDP2026 | NT | 2050 | TWh | 264 | Sub_sector | Transport | Vans | Transport (vans) | Energetic | transport_vans_final_demand_methane | Methane | EU | Energy demand | 0.33171 | FEC
RO | TYNDP2026 | NT | 2050 | TWh | 265 | Sub_sector | Transport | Vans | Transport (vans) | Energetic | transport_vans_final_demand_heat | Heat | EU | Energy demand | 0 | FEC
RO | TYNDP2026 | NT | 2050 | TWh | 266 | Sub_sector | Transport | Vans | Transport (vans) | Energetic | transport_vans_final_demand_biomass | Biomass | EU | Energy demand | 0 | FEC
RO | TYNDP2026 | NT | 2050 | TWh | 267 | Sub_sector | Transport | Vans | Transport (vans) | Energetic | transport_vans_final_demand_coal | Solids | EU | Energy demand | 0 | FEC
RO | TYNDP2026 | NT | 2050 | TWh | 268 | Sub_sector | Transport | Vans | Transport (vans) | Energetic | transport_vans_final_demand_oil | Liquids | EU | Energy demand | 3.2361 | FEC
RO | TYNDP2026 | NT | 2050 | TWh | 269 | Sub_sector | Transport | Vans | Transport (vans) | Energetic | transport_vans_final_demand_other | Others | EU | Energy demand | 0 | FEC
RO | TYNDP2026 | NT | 2050 | TWh | 270 | Sub_sector | Transport | Vans | Transport (vans) | Energetic | transport_vans_final_demand_ammonia | Ammonia | EU | Energy demand | 0 | FEC
RO | TYNDP2026 | NT | 2050 | TWh | 272 | Sub_sector | Transport | Freight trains | Transport (trains) | Energetic | transport_trains_final_demand_electricity | Electricity | EU | Energy demand | 2.6117 | FEC
RO | TYNDP2026 | NT | 2050 | TWh | 273 | Sub_sector | Transport | Freight trains | Transport (trains) | Energetic | transport_trains_final_demand_hydrogen | Hydrogen | EU | Energy demand | 0.53026 | FEC
RO | TYNDP2026 | NT | 2050 | TWh | 274 | Sub_sector | Transport | Freight trains | Transport (trains) | Energetic | transport_trains_final_demand_methane | Methane | EU | Energy demand | 0 | FEC
RO | TYNDP2026 | NT | 2050 | TWh | 275 | Sub_sector | Transport | Freight trains | Transport (trains) | Energetic | transport_trains_final_demand_heat | Heat | EU | Energy demand | 0 | FEC
RO | TYNDP2026 | NT | 2050 | TWh | 276 | Sub_sector | Transport | Freight trains | Transport (trains) | Energetic | transport_trains_final_demand_biomass | Biomass | EU | Energy demand | 0 | FEC
RO | TYNDP2026 | NT | 2050 | TWh | 277 | Sub_sector | Transport | Freight trains | Transport (trains) | Energetic | transport_trains_final_demand_coal | Solids | EU | Energy demand | 0 | FEC
RO | TYNDP2026 | NT | 2050 | TWh | 278 | Sub_sector | Transport | Freight trains | Transport (trains) | Energetic | transport_trains_final_demand_oil | Liquids | EU | Energy demand | 0 | FEC
RO | TYNDP2026 | NT | 2050 | TWh | 279 | Sub_sector | Transport | Freight trains | Transport (trains) | Energetic | transport_trains_final_demand_other | Others | EU | Energy demand | 0 | FEC
RO | TYNDP2026 | NT | 2050 | TWh | 280 | Sub_sector | Transport | Freight trains | Transport (trains) | Energetic | transport_trains_final_demand_ammonia | Ammonia | EU | Energy demand | 0 | FEC
RO | TYNDP2026 | NT | 2050 | TWh | 282 | Sub_sector | Transport | Ships | Transport (ships) | Energetic | transport_ships_final_demand_electricity | Electricity | EU | Energy demand | 0 | FEC
RO | TYNDP2026 | NT | 2050 | TWh | 283 | Sub_sector | Transport | Ships | Transport (ships) | Energetic | transport_ships_final_demand_hydrogen | Hydrogen | EU | Energy demand | 0.23967 | FEC
RO | TYNDP2026 | NT | 2050 | TWh | 284 | Sub_sector | Transport | Ships | Transport (ships) | Energetic | transport_ships_final_demand_methane | Methane | EU | Energy demand | 0.11713 | FEC
RO | TYNDP2026 | NT | 2050 | TWh | 285 | Sub_sector | Transport | Ships | Transport (ships) | Energetic | transport_ships_final_demand_heat | Heat | EU | Energy demand | 0 | FEC
RO | TYNDP2026 | NT | 2050 | TWh | 286 | Sub_sector | Transport | Ships | Transport (ships) | Energetic | transport_ships_final_demand_biomass | Biomass | EU | Energy demand | 0 | FEC
RO | TYNDP2026 | NT | 2050 | TWh | 287 | Sub_sector | Transport | Ships | Transport (ships) | Energetic | transport_ships_final_demand_coal | Solids | EU | Energy demand | 0 | FEC
RO | TYNDP2026 | NT | 2050 | TWh | 288 | Sub_sector | Transport | Ships | Transport (ships) | Energetic | transport_ships_final_demand_oil | Liquids | EU | Energy demand | 0.52709 | FEC
RO | TYNDP2026 | NT | 2050 | TWh | 289 | Sub_sector | Transport | Ships | Transport (ships) | Energetic | transport_ships_final_demand_other | Others | EU | Energy demand | 0 | FEC
RO | TYNDP2026 | NT | 2050 | TWh | 290 | Sub_sector | Transport | Ships | Transport (ships) | Energetic | transport_ships_final_demand_ammonia | Ammonia | EU | Energy demand | 0 | FEC
RO | TYNDP2026 | NT | 2050 | TWh | 292 | Sub_sector | Transport | Planes | Transport (planes) | Energetic | transport_planes_final_demand_electricity | Electricity | EU | Energy demand | 0.059763 | FEC
RO | TYNDP2026 | NT | 2050 | TWh | 293 | Sub_sector | Transport | Planes | Transport (planes) | Energetic | transport_planes_final_demand_hydrogen | Hydrogen | EU | Energy demand | 0.066756 | FEC
RO | TYNDP2026 | NT | 2050 | TWh | 294 | Sub_sector | Transport | Planes | Transport (planes) | Energetic | transport_planes_final_demand_methane | Methane | EU | Energy demand | 0 | FEC
RO | TYNDP2026 | NT | 2050 | TWh | 295 | Sub_sector | Transport | Planes | Transport (planes) | Energetic | transport_planes_final_demand_heat | Heat | EU | Energy demand | 0 | FEC
RO | TYNDP2026 | NT | 2050 | TWh | 296 | Sub_sector | Transport | Planes | Transport (planes) | Energetic | transport_planes_final_demand_biomass | Biomass | EU | Energy demand | 0 | FEC
RO | TYNDP2026 | NT | 2050 | TWh | 297 | Sub_sector | Transport | Planes | Transport (planes) | Energetic | transport_planes_final_demand_coal | Solids | EU | Energy demand | 0 | FEC
RO | TYNDP2026 | NT | 2050 | TWh | 298 | Sub_sector | Transport | Planes | Transport (planes) | Energetic | transport_planes_final_demand_oil | Liquids | EU | Energy demand | 0.104 | FEC
RO | TYNDP2026 | NT | 2050 | TWh | 299 | Sub_sector | Transport | Planes | Transport (planes) | Energetic | transport_planes_final_demand_other | Others | EU | Energy demand | 0 | FEC
RO | TYNDP2026 | NT | 2050 | TWh | 300 | Sub_sector | Transport | Planes | Transport (planes) | Energetic | transport_planes_final_demand_ammonia | Ammonia | EU | Energy demand | 0 | FEC
RO | TYNDP2026 | NT | 2050 | TWh | 302 | Sub_sector | Transport | Others | Transport (others) | Energetic | transport_other_final_demand_electricity | Electricity | EU | Energy demand | 0.031376 | FEC
RO | TYNDP2026 | NT | 2050 | TWh | 303 | Sub_sector | Transport | Others | Transport (others) | Energetic | transport_other_final_demand_hydrogen | Hydrogen | EU | Energy demand | 0 | FEC
RO | TYNDP2026 | NT | 2050 | TWh | 304 | Sub_sector | Transport | Others | Transport (others) | Energetic | transport_other_final_demand_methane | Methane | EU | Energy demand | 0 | FEC
RO | TYNDP2026 | NT | 2050 | TWh | 305 | Sub_sector | Transport | Others | Transport (others) | Energetic | transport_other_final_demand_heat | Heat | EU | Energy demand | 0 | FEC
RO | TYNDP2026 | NT | 2050 | TWh | 306 | Sub_sector | Transport | Others | Transport (others) | Energetic | transport_other_final_demand_biomass | Biomass | EU | Energy demand | 0 | FEC
RO | TYNDP2026 | NT | 2050 | TWh | 307 | Sub_sector | Transport | Others | Transport (others) | Energetic | transport_other_final_demand_coal | Solids | EU | Energy demand | 0 | FEC
RO | TYNDP2026 | NT | 2050 | TWh | 308 | Sub_sector | Transport | Others | Transport (others) | Energetic | transport_other_final_demand_oil | Liquids | EU | Energy demand | 0.1906 | FEC
RO | TYNDP2026 | NT | 2050 | TWh | 309 | Sub_sector | Transport | Others | Transport (others) | Energetic | transport_other_final_demand_other | Others | EU | Energy demand | 0 | FEC
RO | TYNDP2026 | NT | 2050 | TWh | 310 | Sub_sector | Transport | Others | Transport (others) | Energetic | transport_other_final_demand_ammonia | Ammonia | EU | Energy demand | 0 | FEC
RO | TYNDP2026 | NT | 2050 | TWh | 312 | Sub_sector | International transport | International aviation | Transport (int. aviation) | Energetic | transport_int_aviation_final_demand_electricity | Electricity | EU | Energy demand | 0 | FEC
RO | TYNDP2026 | NT | 2050 | TWh | 313 | Sub_sector | International transport | International aviation | Transport (int. aviation) | Energetic | transport_int_aviation_final_demand_hydrogen | Hydrogen | EU | Energy demand | 0 | FEC
RO | TYNDP2026 | NT | 2050 | TWh | 314 | Sub_sector | International transport | International aviation | Transport (int. aviation) | Energetic | transport_int_aviation_final_demand_methane | Methane | EU | Energy demand | 0 | FEC
RO | TYNDP2026 | NT | 2050 | TWh | 315 | Sub_sector | International transport | International aviation | Transport (int. aviation) | Energetic | transport_int_aviation_final_demand_heat | Heat | EU | Energy demand | 0 | FEC
RO | TYNDP2026 | NT | 2050 | TWh | 316 | Sub_sector | International transport | International aviation | Transport (int. aviation) | Energetic | transport_int_aviation_final_demand_biofuels | Biomass | EU | Energy demand | 0 | FEC
RO | TYNDP2026 | NT | 2050 | TWh | 317 | Sub_sector | International transport | International aviation | Transport (int. aviation) | Energetic | transport_int_aviation_final_demand_coal | Solids | EU | Energy demand | 0 | FEC
RO | TYNDP2026 | NT | 2050 | TWh | 318 | Sub_sector | International transport | International aviation | Transport (int. aviation) | Energetic | transport_int_aviation_final_demand_oil | Liquids | EU | Energy demand | 1.4655 | FEC
RO | TYNDP2026 | NT | 2050 | TWh | 319 | Sub_sector | International transport | International aviation | Transport (int. aviation) | Energetic | transport_int_aviation_final_demand_other | Others | EU | Energy demand | 0 | FEC
RO | TYNDP2026 | NT | 2050 | TWh | 320 | Sub_sector | International transport | International aviation | Transport (int. aviation) | Energetic | transport_int_aviation_final_demand_ammonia | Ammonia | EU | Energy demand | 0 | FEC
RO | TYNDP2026 | NT | 2050 | TWh | 322 | Sub_sector | International transport | International shipping | Transport (int. shipping) | Energetic | transport_int_shipping_final_demand_electricity | Electricity | EU | Energy demand | 0 | not_included_in_FEC
RO | TYNDP2026 | NT | 2050 | TWh | 323 | Sub_sector | International transport | International shipping | Transport (int. shipping) | Energetic | transport_int_shipping_final_demand_hydrogen | Hydrogen | EU | Energy demand | 0.16897 | not_included_in_FEC
RO | TYNDP2026 | NT | 2050 | TWh | 324 | Sub_sector | International transport | International shipping | Transport (int. shipping) | Energetic | transport_int_shipping_final_demand_methane | Methane | EU | Energy demand | 0.034832 | not_included_in_FEC
RO | TYNDP2026 | NT | 2050 | TWh | 325 | Sub_sector | International transport | International shipping | Transport (int. shipping) | Energetic | transport_int_shipping_final_demand_heat | Heat | EU | Energy demand | 0 | not_included_in_FEC
RO | TYNDP2026 | NT | 2050 | TWh | 326 | Sub_sector | International transport | International shipping | Transport (int. shipping) | Energetic | transport_int_shipping_final_demand_biofuels | Biomass | EU | Energy demand | 0 | not_included_in_FEC
RO | TYNDP2026 | NT | 2050 | TWh | 327 | Sub_sector | International transport | International shipping | Transport (int. shipping) | Energetic | transport_int_shipping_final_demand_coal | Solids | EU | Energy demand | 0 | not_included_in_FEC
RO | TYNDP2026 | NT | 2050 | TWh | 328 | Sub_sector | International transport | International shipping | Transport (int. shipping) | Energetic | transport_int_shipping_final_demand_oil | Liquids | EU | Energy demand | 0.097494 | not_included_in_FEC
RO | TYNDP2026 | NT | 2050 | TWh | 329 | Sub_sector | International transport | International shipping | Transport (int. shipping) | Energetic | transport_int_shipping_final_demand_other | Others | EU | Energy demand | 0 | not_included_in_FEC
RO | TYNDP2026 | NT | 2050 | TWh | 330 | Sub_sector | International transport | International shipping | Transport (int. shipping) | Energetic | transport_int_shipping_final_demand_ammonia | Ammonia | EU | Energy demand | 0 | not_included_in_FEC
RO | TYNDP2026 | NT | 2050 | TWh | 332 | Sub_sector | Households | Space heating | Households (heating) | Energetic | households_heating_final_demand_electricity | Electricity | EU | Energy demand | 6.0396 | FEC
RO | TYNDP2026 | NT | 2050 | TWh | 333 | Sub_sector | Households | Space heating | Households (heating) | Energetic | households_heating_final_demand_hydrogen | Hydrogen | EU | Energy demand | 1.6824 | FEC
RO | TYNDP2026 | NT | 2050 | TWh | 334 | Sub_sector | Households | Space heating | Households (heating) | Energetic | households_heating_final_demand_methane | Methane | EU | Energy demand | 4.5157 | FEC
RO | TYNDP2026 | NT | 2050 | TWh | 335 | Sub_sector | Households | Space heating | Households (heating) | Energetic | households_heating_final_demand_heat | Heat | EU | Energy demand | 5.5113 | FEC
RO | TYNDP2026 | NT | 2050 | TWh | 336 | Sub_sector | Households | Space heating | Households (heating) | Energetic | households_heating_final_demand_biomass | Biomass | EU | Energy demand | 16.4489 | FEC
RO | TYNDP2026 | NT | 2050 | TWh | 337 | Sub_sector | Households | Space heating | Households (heating) | Energetic | households_heating_final_demand_coal | Solids | EU | Energy demand | 0 | FEC
RO | TYNDP2026 | NT | 2050 | TWh | 338 | Sub_sector | Households | Space heating | Households (heating) | Energetic | households_heating_final_demand_oil | Liquids | EU | Energy demand | 0 | FEC
RO | TYNDP2026 | NT | 2050 | TWh | 339 | Sub_sector | Households | Space heating | Households (heating) | Energetic | households_heating_final_demand_other | Others | EU | Energy demand | 1.0297 | FEC
RO | TYNDP2026 | NT | 2050 | TWh | 340 | Sub_sector | Households | Space heating | Households (heating) | Energetic | households_heating_final_demand_ammonia | Ammonia | EU | Energy demand | 0 | FEC
RO | TYNDP2026 | NT | 2050 | TWh | 343 | Sub_sector | Households | Cooling | Households (cooling) | Energetic | households_cooling_final_demand_electricity | Electricity | EU | Energy demand | 0.28934 | FEC
RO | TYNDP2026 | NT | 2050 | TWh | 344 | Sub_sector | Households | Cooling | Households (cooling) | Energetic | households_cooling_final_demand_hydrogen | Hydrogen | EU | Energy demand | 0 | FEC
RO | TYNDP2026 | NT | 2050 | TWh | 345 | Sub_sector | Households | Cooling | Households (cooling) | Energetic | households_cooling_final_demand_methane | Methane | EU | Energy demand | 0 | FEC
RO | TYNDP2026 | NT | 2050 | TWh | 346 | Sub_sector | Households | Cooling | Households (cooling) | Energetic | households_cooling_final_demand_heat | Heat | EU | Energy demand | 0 | FEC
RO | TYNDP2026 | NT | 2050 | TWh | 347 | Sub_sector | Households | Cooling | Households (cooling) | Energetic | households_cooling_final_demand_biomass | Biomass | EU | Energy demand | 0 | FEC
RO | TYNDP2026 | NT | 2050 | TWh | 348 | Sub_sector | Households | Cooling | Households (cooling) | Energetic | households_cooling_final_demand_coal | Solids | EU | Energy demand | 0 | FEC
RO | TYNDP2026 | NT | 2050 | TWh | 349 | Sub_sector | Households | Cooling | Households (cooling) | Energetic | households_cooling_final_demand_oil | Liquids | EU | Energy demand | 0 | FEC
RO | TYNDP2026 | NT | 2050 | TWh | 350 | Sub_sector | Households | Cooling | Households (cooling) | Energetic | households_cooling_final_demand_other | Others | EU | Energy demand | 0 | FEC
RO | TYNDP2026 | NT | 2050 | TWh | 351 | Sub_sector | Households | Cooling | Households (cooling) | Energetic | households_cooling_final_demand_ammonia | Ammonia | EU | Energy demand | 0 | FEC
RO | TYNDP2026 | NT | 2050 | TWh | 354 | Sub_sector | Households | Hot water | Households (hot water) | Energetic | households_hot_water_final_demand_electricity | Electricity | EU | Energy demand | 1.7778 | FEC
RO | TYNDP2026 | NT | 2050 | TWh | 355 | Sub_sector | Households | Hot water | Households (hot water) | Energetic | households_hot_water_final_demand_hydrogen | Hydrogen | EU | Energy demand | 1.3375 | FEC
RO | TYNDP2026 | NT | 2050 | TWh | 356 | Sub_sector | Households | Hot water | Households (hot water) | Energetic | households_hot_water_final_demand_methane | Methane | EU | Energy demand | 1.5122 | FEC
RO | TYNDP2026 | NT | 2050 | TWh | 357 | Sub_sector | Households | Hot water | Households (hot water) | Energetic | households_hot_water_final_demand_heat | Heat | EU | Energy demand | 1.2353 | FEC
RO | TYNDP2026 | NT | 2050 | TWh | 358 | Sub_sector | Households | Hot water | Households (hot water) | Energetic | households_hot_water_final_demand_biomass | Biomass | EU | Energy demand | 3.1087 | FEC
RO | TYNDP2026 | NT | 2050 | TWh | 359 | Sub_sector | Households | Hot water | Households (hot water) | Energetic | households_hot_water_final_demand_coal | Solids | EU | Energy demand | 0 | FEC
RO | TYNDP2026 | NT | 2050 | TWh | 360 | Sub_sector | Households | Hot water | Households (hot water) | Energetic | households_hot_water_final_demand_oil | Liquids | EU | Energy demand | 0 | FEC
RO | TYNDP2026 | NT | 2050 | TWh | 361 | Sub_sector | Households | Hot water | Households (hot water) | Energetic | households_hot_water_final_demand_other | Others | EU | Energy demand | 0.26377 | FEC
RO | TYNDP2026 | NT | 2050 | TWh | 362 | Sub_sector | Households | Hot water | Households (hot water) | Energetic | households_hot_water_final_demand_ammonia | Ammonia | EU | Energy demand | 0 | FEC
RO | TYNDP2026 | NT | 2050 | TWh | 365 | Sub_sector | Households | Appliances | Households (appliances) | Energetic | households_appliances_final_demand_electricity | Electricity | EU | Energy demand | 4.3793 | FEC
RO | TYNDP2026 | NT | 2050 | TWh | 366 | Sub_sector | Households | Appliances | Households (appliances) | Energetic | households_appliances_final_demand_hydrogen | Hydrogen | EU | Energy demand | 0 | FEC
RO | TYNDP2026 | NT | 2050 | TWh | 367 | Sub_sector | Households | Appliances | Households (appliances) | Energetic | households_appliances_final_demand_methane | Methane | EU | Energy demand | 2.4605 | FEC
RO | TYNDP2026 | NT | 2050 | TWh | 368 | Sub_sector | Households | Appliances | Households (appliances) | Energetic | households_appliances_final_demand_heat | Heat | EU | Energy demand | 0 | FEC
RO | TYNDP2026 | NT | 2050 | TWh | 369 | Sub_sector | Households | Appliances | Households (appliances) | Energetic | households_appliances_final_demand_biomass | Biomass | EU | Energy demand | 1.6087 | FEC
RO | TYNDP2026 | NT | 2050 | TWh | 370 | Sub_sector | Households | Appliances | Households (appliances) | Energetic | households_appliances_final_demand_coal | Solids | EU | Energy demand | 0 | FEC
RO | TYNDP2026 | NT | 2050 | TWh | 371 | Sub_sector | Households | Appliances | Households (appliances) | Energetic | households_appliances_final_demand_oil | Liquids | EU | Energy demand | 0 | FEC
RO | TYNDP2026 | NT | 2050 | TWh | 372 | Sub_sector | Households | Appliances | Households (appliances) | Energetic | households_appliances_final_demand_other | Others | EU | Energy demand | 0 | FEC
RO | TYNDP2026 | NT | 2050 | TWh | 373 | Sub_sector | Households | Appliances | Households (appliances) | Energetic | households_appliances_final_demand_ammonia | Ammonia | EU | Energy demand | 0 | FEC
RO | TYNDP2026 | NT | 2050 | TWh | 375 | Sub_sector | Buildings | Space heating | Buildings (heat) | Energetic | buildings_heat_final_demand_electricity | Electricity | EU | Energy demand | 2.1832 | FEC
RO | TYNDP2026 | NT | 2050 | TWh | 376 | Sub_sector | Buildings | Space heating | Buildings (heat) | Energetic | buildings_heat_final_demand_hydrogen | Hydrogen | EU | Energy demand | 1.3416 | FEC
RO | TYNDP2026 | NT | 2050 | TWh | 377 | Sub_sector | Buildings | Space heating | Buildings (heat) | Energetic | buildings_heat_final_demand_methane | Methane | EU | Energy demand | 1.3795 | FEC
RO | TYNDP2026 | NT | 2050 | TWh | 378 | Sub_sector | Buildings | Space heating | Buildings (heat) | Energetic | buildings_heat_final_demand_heat | Heat | EU | Energy demand | 1.8936 | FEC
RO | TYNDP2026 | NT | 2050 | TWh | 379 | Sub_sector | Buildings | Space heating | Buildings (heat) | Energetic | buildings_heat_final_demand_biomass | Biomass | EU | Energy demand | 0.023402 | FEC
RO | TYNDP2026 | NT | 2050 | TWh | 380 | Sub_sector | Buildings | Space heating | Buildings (heat) | Energetic | buildings_heat_final_demand_coal | Solids | EU | Energy demand | 0 | FEC
RO | TYNDP2026 | NT | 2050 | TWh | 381 | Sub_sector | Buildings | Space heating | Buildings (heat) | Energetic | buildings_heat_final_demand_oil | Liquids | EU | Energy demand | 0 | FEC
RO | TYNDP2026 | NT | 2050 | TWh | 382 | Sub_sector | Buildings | Space heating | Buildings (heat) | Energetic | buildings_heat_final_demand_other | Others | EU | Energy demand | 0.00010158 | FEC
RO | TYNDP2026 | NT | 2050 | TWh | 383 | Sub_sector | Buildings | Space heating | Buildings (heat) | Energetic | buildings_heat_final_demand_ammonia | Ammonia | EU | Energy demand | 0 | FEC
RO | TYNDP2026 | NT | 2050 | TWh | 386 | Sub_sector | Buildings | Cooling | Buildings (cooling) | Energetic | buildings_cooling_final_demand_electricity | Electricity | EU | Energy demand | 0.15935 | FEC
RO | TYNDP2026 | NT | 2050 | TWh | 387 | Sub_sector | Buildings | Cooling | Buildings (cooling) | Energetic | buildings_cooling_final_demand_hydrogen | Hydrogen | EU | Energy demand | 0 | FEC
RO | TYNDP2026 | NT | 2050 | TWh | 388 | Sub_sector | Buildings | Cooling | Buildings (cooling) | Energetic | buildings_cooling_final_demand_methane | Methane | EU | Energy demand | 0 | FEC
RO | TYNDP2026 | NT | 2050 | TWh | 389 | Sub_sector | Buildings | Cooling | Buildings (cooling) | Energetic | buildings_cooling_final_demand_heat | Heat | EU | Energy demand | 0 | FEC
RO | TYNDP2026 | NT | 2050 | TWh | 390 | Sub_sector | Buildings | Cooling | Buildings (cooling) | Energetic | buildings_cooling_final_demand_biomass | Biomass | EU | Energy demand | 0 | FEC
RO | TYNDP2026 | NT | 2050 | TWh | 391 | Sub_sector | Buildings | Cooling | Buildings (cooling) | Energetic | buildings_cooling_final_demand_coal | Solids | EU | Energy demand | 0 | FEC
RO | TYNDP2026 | NT | 2050 | TWh | 392 | Sub_sector | Buildings | Cooling | Buildings (cooling) | Energetic | buildings_cooling_final_demand_oil | Liquids | EU | Energy demand | 0 | FEC
RO | TYNDP2026 | NT | 2050 | TWh | 393 | Sub_sector | Buildings | Cooling | Buildings (cooling) | Energetic | buildings_cooling_final_demand_other | Others | EU | Energy demand | 0 | FEC
RO | TYNDP2026 | NT | 2050 | TWh | 394 | Sub_sector | Buildings | Cooling | Buildings (cooling) | Energetic | buildings_cooling_final_demand_ammonia | Ammonia | EU | Energy demand | 0 | FEC
RO | TYNDP2026 | NT | 2050 | TWh | 397 | Sub_sector | Buildings | Appliances | Buildings (appliances) | Energetic | buildings_appliances_final_demand_electricity | Electricity | EU | Energy demand | 5.1653 | FEC
RO | TYNDP2026 | NT | 2050 | TWh | 398 | Sub_sector | Buildings | Appliances | Buildings (appliances) | Energetic | buildings_appliances_final_demand_hydrogen | Hydrogen | EU | Energy demand | 0 | FEC
RO | TYNDP2026 | NT | 2050 | TWh | 399 | Sub_sector | Buildings | Appliances | Buildings (appliances) | Energetic | buildings_appliances_final_demand_methane | Methane | EU | Energy demand | 2.7931 | FEC
RO | TYNDP2026 | NT | 2050 | TWh | 400 | Sub_sector | Buildings | Appliances | Buildings (appliances) | Energetic | buildings_appliances_final_demand_heat | Heat | EU | Energy demand | 0 | FEC
RO | TYNDP2026 | NT | 2050 | TWh | 401 | Sub_sector | Buildings | Appliances | Buildings (appliances) | Energetic | buildings_appliances_final_demand_biomass | Biomass | EU | Energy demand | 0 | FEC
RO | TYNDP2026 | NT | 2050 | TWh | 402 | Sub_sector | Buildings | Appliances | Buildings (appliances) | Energetic | buildings_appliances_final_demand_coal | Solids | EU | Energy demand | 0 | FEC
RO | TYNDP2026 | NT | 2050 | TWh | 403 | Sub_sector | Buildings | Appliances | Buildings (appliances) | Energetic | buildings_appliances_final_demand_oil | Liquids | EU | Energy demand | 0 | FEC
RO | TYNDP2026 | NT | 2050 | TWh | 404 | Sub_sector | Buildings | Appliances | Buildings (appliances) | Energetic | buildings_appliances_final_demand_other | Others | EU | Energy demand | 0 | FEC
RO | TYNDP2026 | NT | 2050 | TWh | 405 | Sub_sector | Buildings | Appliances | Buildings (appliances) | Energetic | buildings_appliances_final_demand_ammonia | Ammonia | EU | Energy demand | 0 | FEC
RO | TYNDP2026 | NT | 2050 | TWh | 407 | Sub_sector | Buildings | Datacenters | Datacenters & ICT | Energetic | datacentres_final_demand_electricity_energetic | Electricity | EU | Energy demand | 5.7861 | FEC
RO | TYNDP2026 | NT | 2050 | TWh | 408 | Sub_sector | Buildings | Datacenters | Datacenters & ICT | Energetic | datacentres_final_demand_hydrogen_energetic | Hydrogen | EU | Energy demand | 0 | FEC
RO | TYNDP2026 | NT | 2050 | TWh | 409 | Sub_sector | Buildings | Datacenters | Datacenters & ICT | Energetic | datacentres_final_demand_methane_energetic | Methane | EU | Energy demand | 0 | FEC
RO | TYNDP2026 | NT | 2050 | TWh | 410 | Sub_sector | Buildings | Datacenters | Datacenters & ICT | Energetic | datacentres_final_demand_heat_energetic | Heat | EU | Energy demand | 0 | FEC
RO | TYNDP2026 | NT | 2050 | TWh | 411 | Sub_sector | Buildings | Datacenters | Datacenters & ICT | Energetic | datacentres_final_demand_biomass_energetic | Biomass | EU | Energy demand | 0 | FEC
RO | TYNDP2026 | NT | 2050 | TWh | 412 | Sub_sector | Buildings | Datacenters | Datacenters & ICT | Energetic | datacentres_final_demand_coal_energetic | Solids | EU | Energy demand | 0 | FEC
RO | TYNDP2026 | NT | 2050 | TWh | 413 | Sub_sector | Buildings | Datacenters | Datacenters & ICT | Energetic | datacentres_final_demand_oil_energetic | Liquids | EU | Energy demand | 0 | FEC
RO | TYNDP2026 | NT | 2050 | TWh | 414 | Sub_sector | Buildings | Datacenters | Datacenters & ICT | Energetic | datacentres_final_demand_other_energetic | Others | EU | Energy demand | 0 | FEC
RO | TYNDP2026 | NT | 2050 | TWh | 415 | Sub_sector | Buildings | Datacenters | Datacenters & ICT | Energetic | datacentres_final_demand_ammonia_energetic | Ammonia | EU | Energy demand | 0 | FEC
RO | TYNDP2026 | NT | 2050 | TWh | 417 | Sub_sector | Transport | Others_Sector | Others_Sector | Energetic | other_final_demand_electricity_energetic | Electricity | EU | Energy demand | 0 | FEC
RO | TYNDP2026 | NT | 2050 | TWh | 418 | Sub_sector | Transport | Others_Sector | Others_Sector | Energetic | other_final_demand_hydrogen_energetic | Hydrogen | EU | Energy demand | 0 | FEC
RO | TYNDP2026 | NT | 2050 | TWh | 419 | Sub_sector | Transport | Pipeline Transport | Others_Sector | Energetic | other_final_demand_methane_energetic | Methane | EU | Energy demand | 0.018981 | FEC
RO | TYNDP2026 | NT | 2050 | TWh | 420 | Sub_sector | Transport | Others_Sector | Others_Sector | Energetic | other_final_demand_heat_energetic | Heat | EU | Energy demand | 0 | FEC
RO | TYNDP2026 | NT | 2050 | TWh | 421 | Sub_sector | Transport | Others_Sector | Others_Sector | Energetic | other_final_demand_biomass_energetic | Biomass | EU | Energy demand | 0 | FEC
RO | TYNDP2026 | NT | 2050 | TWh | 422 | Sub_sector | Transport | Others_Sector | Others_Sector | Energetic | other_final_demand_coal_energetic | Solids | EU | Energy demand | 0 | FEC
RO | TYNDP2026 | NT | 2050 | TWh | 423 | Sub_sector | Transport | Others_Sector | Others_Sector | Energetic | other_final_demand_oil_energetic | Liquids | EU | Energy demand | 2.4077 | FEC
RO | TYNDP2026 | NT | 2050 | TWh | 424 | Sub_sector | Others_Sector | Others_Sector | Others_Sector | Non-energetic | other_final_demand_oil_non_energetic | Liquids | EU | Energy demand | 0.95666 | not_included_in_FEC
RO | TYNDP2026 | NT | 2050 | TWh | 425 | Sub_sector | Transport | Others_Sector | Others_Sector | Energetic | other_final_demand_other_energetic | Others | EU | Energy demand | 0 | FEC
RO | TYNDP2026 | NT | 2050 | TWh | 426 | Sub_sector | Transport | Others_Sector | Others_Sector | Energetic | other_final_demand_ammonia_energetic | Ammonia | EU | Energy demand | 0 | FEC
RO | TYNDP2026 | NT | 2050 | TWh | 427 | Sub_sector | Industry | Surplus_Heat_in_Industry | Surplus_Heat_in_Industry | Energetic | final_demand_of_industry_unused_local_production_steam_hot_water | Heat | EU | Energy demand | 0 | FEC
RO | TYNDP2026 | NT | 2050 | TWh | 429 | Sub_sector | Agriculture | Total | Agriculture | Energetic | agriculture_final_demand_electricity_energetic | Electricity | EU | Energy demand | 0.94555 | FEC
RO | TYNDP2026 | NT | 2050 | TWh | 430 | Sub_sector | Agriculture | Total | Agriculture | Energetic | agriculture_final_demand_hydrogen_energetic | Hydrogen | EU | Energy demand | 0 | FEC
RO | TYNDP2026 | NT | 2050 | TWh | 431 | Sub_sector | Agriculture | Total | Agriculture | Energetic | agriculture_final_demand_methane_energetic | Methane | EU | Energy demand | 1.7106 | FEC
RO | TYNDP2026 | NT | 2050 | TWh | 432 | Sub_sector | Agriculture | Total | Agriculture | Energetic | agriculture_final_demand_heat_energetic | Heat | EU | Energy demand | 0.10713 | FEC
RO | TYNDP2026 | NT | 2050 | TWh | 433 | Sub_sector | Agriculture | Total | Agriculture | Energetic | agriculture_final_demand_biomass_energetic | Biomass | EU | Energy demand | 0.24555 | FEC
RO | TYNDP2026 | NT | 2050 | TWh | 434 | Sub_sector | Agriculture | Total | Agriculture | Energetic | agriculture_final_demand_coal_energetic | Solids | EU | Energy demand | 0 | FEC
RO | TYNDP2026 | NT | 2050 | TWh | 435 | Sub_sector | Agriculture | Total | Agriculture | Energetic | agriculture_final_demand_oil_energetic | Liquids | EU | Energy demand | 2.3804 | FEC
RO | TYNDP2026 | NT | 2050 | TWh | 436 | Sub_sector | Agriculture | Total | Agriculture | Energetic | agriculture_final_demand_other_energetic | Others | EU | Energy demand | 0 | FEC
RO | TYNDP2026 | NT | 2050 | TWh | 437 | Sub_sector | Agriculture | Total | Agriculture | Energetic | agriculture_final_demand_ammonia_energetic | Ammonia | EU | Energy demand | 0 | FEC
RO | TYNDP2026 | NT | 2050 | TWh | 447 | Sub_sector | Buildings | Surplus Energy | Buildings | Energetic | GAP | Electricity | EU | Energy demand | 0 | FEC
RO | TYNDP2026 | NT | 2050 | TWh | 448 | Sub_sector | Buildings | Surplus Energy | Buildings | Energetic | GAP | Hydrogen | EU | Energy demand | 0 | FEC
RO | TYNDP2026 | NT | 2050 | TWh | 449 | Sub_sector | Buildings | Surplus Energy | Buildings | Energetic | GAP | Methane | EU | Energy demand | 0.0042971 | FEC
RO | TYNDP2026 | NT | 2050 | TWh | 450 | Sub_sector | Buildings | Surplus Energy | Buildings | Energetic | GAP | Heat | EU | Energy demand | 0 | FEC
RO | TYNDP2026 | NT | 2050 | TWh | 451 | Sub_sector | Buildings | Surplus Energy | Buildings | Energetic | GAP | Biomass | EU | Energy demand | 0.055933 | FEC
RO | TYNDP2026 | NT | 2050 | TWh | 452 | Sub_sector | Buildings | Surplus Energy | Buildings | Energetic | GAP | Solids | EU | Energy demand | 0 | FEC
RO | TYNDP2026 | NT | 2050 | TWh | 453 | Sub_sector | Buildings | Surplus Energy | Buildings | Energetic | GAP | Liquids | EU | Energy demand | 0.17016 | FEC
RO | TYNDP2026 | NT | 2050 | TWh | 454 | Sub_sector | Buildings | Surplus Energy | Buildings | Energetic | GAP | Others | EU | Energy demand | 0 | FEC
RO | TYNDP2026 | NT | 2050 | TWh | 455 | Sub_sector | Buildings | Surplus Energy | Buildings | Energetic | GAP | Ammonia | EU | Energy demand | 0 | FEC
RO | TYNDP2026 | NT | 2050 | TWh | 456 | Sub_sector | Households | Surplus Energy | Households | Energetic | GAP | Electricity | EU | Energy demand | 5.77e-13 | FEC
RO | TYNDP2026 | NT | 2050 | TWh | 457 | Sub_sector | Households | Surplus Energy | Households | Energetic | GAP | Hydrogen | EU | Energy demand | 0 | FEC
RO | TYNDP2026 | NT | 2050 | TWh | 458 | Sub_sector | Households | Surplus Energy | Households | Energetic | GAP | Methane | EU | Energy demand | 0.013059 | FEC
RO | TYNDP2026 | NT | 2050 | TWh | 459 | Sub_sector | Households | Surplus Energy | Households | Energetic | GAP | Heat | EU | Energy demand | 0 | FEC
RO | TYNDP2026 | NT | 2050 | TWh | 460 | Sub_sector | Households | Surplus Energy | Households | Energetic | GAP | Biomass | EU | Energy demand | 0 | FEC
RO | TYNDP2026 | NT | 2050 | TWh | 461 | Sub_sector | Households | Surplus Energy | Households | Energetic | GAP | Solids | EU | Energy demand | 0 | FEC
RO | TYNDP2026 | NT | 2050 | TWh | 462 | Sub_sector | Households | Surplus Energy | Households | Energetic | GAP | Liquids | EU | Energy demand | 0 | FEC
RO | TYNDP2026 | NT | 2050 | TWh | 463 | Sub_sector | Households | Surplus Energy | Households | Energetic | GAP | Others | EU | Energy demand | 0 | FEC
RO | TYNDP2026 | NT | 2050 | TWh | 464 | Sub_sector | Households | Surplus Energy | Households | Energetic | GAP | Ammonia | EU | Energy demand | 0 | FEC
RO | TYNDP2026 | HEV | 2035 | TWh | 102 | Sub_sector | Industry | Aluminium | Industry (aluminium) | Energetic | industry_aluminium_demand_electricity_energetic | Electricity | EU | Energy demand | 1.7595 | FEC
RO | TYNDP2026 | HEV | 2035 | TWh | 103 | Sub_sector | Industry | Aluminium | Industry (aluminium) | Energetic | industry_aluminium_demand_hydrogen_energetic | Hydrogen | EU | Energy demand | 0 | FEC
RO | TYNDP2026 | HEV | 2035 | TWh | 104 | Sub_sector | Industry | Aluminium | Industry (aluminium) | Energetic | industry_aluminium_demand_methane_energetic | Methane | EU | Energy demand | 0.33663 | FEC
RO | TYNDP2026 | HEV | 2035 | TWh | 105 | Sub_sector | Industry | Aluminium | Industry (aluminium) | Energetic | industry_aluminium_demand_heat_energetic | Heat | EU | Energy demand | 0 | FEC
RO | TYNDP2026 | HEV | 2035 | TWh | 106 | Sub_sector | Industry | Aluminium | Industry (aluminium) | Energetic | industry_aluminium_demand_biomass_energetic | Biomass | EU | Energy demand | 0 | FEC
RO | TYNDP2026 | HEV | 2035 | TWh | 107 | Sub_sector | Industry | Aluminium | Industry (aluminium) | Energetic | industry_aluminium_demand_coal_energetic | Solids | EU | Energy demand | 0 | FEC
RO | TYNDP2026 | HEV | 2035 | TWh | 108 | Sub_sector | Industry | Aluminium | Industry (aluminium) | Energetic | industry_aluminium_demand_oil_energetic | Liquids | EU | Energy demand | 0 | FEC
RO | TYNDP2026 | HEV | 2035 | TWh | 109 | Sub_sector | Industry | Aluminium | Industry (aluminium) | Energetic | industry_aluminium_demand_others_energetic | Others | EU | Energy demand | 0 | FEC
RO | TYNDP2026 | HEV | 2035 | TWh | 110 | Sub_sector | Industry | Aluminium | Industry (aluminium) | Energetic | industry_ammonia_demand_others_energetic | Ammonia | EU | Energy demand | 0 | FEC
RO | TYNDP2026 | HEV | 2035 | TWh | 112 | Sub_sector | Industry | Chemicals | Industry (chemicals, energetic) | Energetic | industry_chemical_demand_electricity_energetic | Electricity | EU | Energy demand | 9.1798 | FEC
RO | TYNDP2026 | HEV | 2035 | TWh | 113 | Sub_sector | Industry | Chemicals | Industry (chemicals, energetic) | Energetic | industry_chemical_demand_hydrogen_energetic | Hydrogen | EU | Energy demand | 0.97365 | FEC
RO | TYNDP2026 | HEV | 2035 | TWh | 114 | Sub_sector | Industry | Chemicals | Industry (chemicals, energetic) | Energetic | industry_chemical_demand_methane_energetic | Methane | EU | Energy demand | 1.8558 | FEC
RO | TYNDP2026 | HEV | 2035 | TWh | 115 | Sub_sector | Industry | Chemicals | Industry (chemicals, energetic) | Energetic | industry_chemical_demand_heat_energetic | Heat | EU | Energy demand | 1.3159 | FEC
RO | TYNDP2026 | HEV | 2035 | TWh | 116 | Sub_sector | Industry | Chemicals | Industry (chemicals, energetic) | Energetic | industry_chemical_demand_biomass_energetic | Biomass | EU | Energy demand | 1.931 | FEC
RO | TYNDP2026 | HEV | 2035 | TWh | 117 | Sub_sector | Industry | Chemicals | Industry (chemicals, energetic) | Energetic | industry_chemical_demand_coal_energetic | Solids | EU | Energy demand | 0.071267 | FEC
RO | TYNDP2026 | HEV | 2035 | TWh | 118 | Sub_sector | Industry | Chemicals | Industry (chemicals, energetic) | Energetic | industry_chemical_demand_oil_energetic | Liquids | EU | Energy demand | 0.068691 | FEC
RO | TYNDP2026 | HEV | 2035 | TWh | 119 | Sub_sector | Industry | Chemicals | Industry (chemicals, energetic) | Energetic | industry_chemical_demand_others_energetic | Others | EU | Energy demand | 0 | FEC
RO | TYNDP2026 | HEV | 2035 | TWh | 120 | Sub_sector | Industry | Chemicals | Industry (chemicals, energetic) | Energetic | industry_chemical_demand_ammonia_energetic | Ammonia | EU | Energy demand | 0 | FEC
RO | TYNDP2026 | HEV | 2035 | TWh | 122 | Sub_sector | Industry | Chemicals | Industry (chemicals, non-energetic) | Non-energetic | industry_chemical_demand_electricity_non_energetic | Electricity | EU | Energy demand | 0 | not_included_in_FEC
RO | TYNDP2026 | HEV | 2035 | TWh | 123 | Sub_sector | Industry | Chemicals | Industry (chemicals, non-energetic) | Non-energetic | industry_chemical_demand_hydrogen_non_energetic | Hydrogen | EU | Energy demand | 0.22451 | not_included_in_FEC
RO | TYNDP2026 | HEV | 2035 | TWh | 124 | Sub_sector | Industry | Chemicals | Industry (chemicals, non-energetic) | Non-energetic | industry_chemical_demand_methane_non_energetic | Methane | EU | Energy demand | 0.060696 | not_included_in_FEC
RO | TYNDP2026 | HEV | 2035 | TWh | 125 | Sub_sector | Industry | Chemicals | Industry (chemicals, non-energetic) | Non-energetic | industry_chemical_demand_heat_non_energetic | Heat | EU | Energy demand | 0 | not_included_in_FEC
RO | TYNDP2026 | HEV | 2035 | TWh | 126 | Sub_sector | Industry | Chemicals | Industry (chemicals, non-energetic) | Non-energetic | industry_chemical_demand_biomass_non_energetic | Biomass | EU | Energy demand | 0.1056 | not_included_in_FEC
RO | TYNDP2026 | HEV | 2035 | TWh | 127 | Sub_sector | Industry | Chemicals | Industry (chemicals, non-energetic) | Non-energetic | industry_chemical_demand_coal_non_energetic | Solids | EU | Energy demand | 0.0004262 | not_included_in_FEC
RO | TYNDP2026 | HEV | 2035 | TWh | 128 | Sub_sector | Industry | Chemicals | Industry (chemicals, non-energetic) | Non-energetic | industry_chemical_demand_oil_non_energetic | Liquids | EU | Energy demand | 0.6116 | not_included_in_FEC
RO | TYNDP2026 | HEV | 2035 | TWh | 129 | Sub_sector | Industry | Chemicals | Industry (chemicals, non-energetic) | Non-energetic | industry_chemical_demand_others_non_energetic | Others | EU | Energy demand | 0 | not_included_in_FEC
RO | TYNDP2026 | HEV | 2035 | TWh | 130 | Sub_sector | Industry | Chemicals | Industry (chemicals, non-energetic) | Non-energetic | industry_chemical_demand_ammonia_non_energetic | Ammonia | EU | Energy demand | 0 | not_included_in_FEC
RO | TYNDP2026 | HEV | 2035 | TWh | 132 | Sub_sector | Industry | Fertilizers | Industry (fertilizers, energetic) | Energetic | industry_fertilizers_demand_electricity_energetic | Electricity | EU | Energy demand | 0.20884 | FEC
RO | TYNDP2026 | HEV | 2035 | TWh | 133 | Sub_sector | Industry | Fertilizers | Industry (fertilizers, energetic) | Energetic | industry_fertilizers_demand_hydrogen_energetic | Hydrogen | EU | Energy demand | 0.4776 | FEC
RO | TYNDP2026 | HEV | 2035 | TWh | 134 | Sub_sector | Industry | Fertilizers | Industry (fertilizers, energetic) | Energetic | industry_fertilizers_demand_methane_energetic | Methane | EU | Energy demand | 1.1414 | FEC
RO | TYNDP2026 | HEV | 2035 | TWh | 135 | Sub_sector | Industry | Fertilizers | Industry (fertilizers, energetic) | Energetic | industry_fertilizers_demand_heat_energetic | Heat | EU | Energy demand | 0 | FEC
RO | TYNDP2026 | HEV | 2035 | TWh | 136 | Sub_sector | Industry | Fertilizers | Industry (fertilizers, energetic) | Energetic | industry_fertilizers_demand_biomass_energetic | Biomass | EU | Energy demand | 0 | FEC
RO | TYNDP2026 | HEV | 2035 | TWh | 137 | Sub_sector | Industry | Fertilizers | Industry (fertilizers, energetic) | Energetic | industry_fertilizers_demand_coal_energetic | Solids | EU | Energy demand | 0 | FEC
RO | TYNDP2026 | HEV | 2035 | TWh | 138 | Sub_sector | Industry | Fertilizers | Industry (fertilizers, energetic) | Energetic | industry_fertilizers_demand_oil_energetic | Liquids | EU | Energy demand | 0 | FEC
RO | TYNDP2026 | HEV | 2035 | TWh | 139 | Sub_sector | Industry | Fertilizers | Industry (fertilizers, energetic) | Energetic | industry_fertilizers_demand_others_energetic | Others | EU | Energy demand | 0 | FEC
RO | TYNDP2026 | HEV | 2035 | TWh | 140 | Sub_sector | Industry | Fertilizers | Industry (fertilizers, energetic) | Energetic | industry_fertilizers_demand_ammonia_energetic | Ammonia | EU | Energy demand | 0 | FEC
RO | TYNDP2026 | HEV | 2035 | TWh | 142 | Sub_sector | Industry | Fertilizers | Industry (fertilizers, non-energetic) | Non-energetic | industry_fertilizers_demand_electricity_non_energetic | Electricity | EU | Energy demand | 0 | not_included_in_FEC
RO | TYNDP2026 | HEV | 2035 | TWh | 143 | Sub_sector | Industry | Fertilizers | Industry (fertilizers, non-energetic) | Non-energetic | industry_fertilizers_demand_hydrogen_non_energetic | Hydrogen | EU | Energy demand | 1.6858 | not_included_in_FEC
RO | TYNDP2026 | HEV | 2035 | TWh | 144 | Sub_sector | Industry | Fertilizers | Industry (fertilizers, non-energetic) | Non-energetic | industry_fertilizers_demand_methane_non_energetic | Methane | EU | Energy demand | 2.9723 | not_included_in_FEC
RO | TYNDP2026 | HEV | 2035 | TWh | 145 | Sub_sector | Industry | Fertilizers | Industry (fertilizers, non-energetic) | Non-energetic | industry_fertilizers_demand_heat_non_energetic | Heat | EU | Energy demand | 0 | not_included_in_FEC
RO | TYNDP2026 | HEV | 2035 | TWh | 146 | Sub_sector | Industry | Fertilizers | Industry (fertilizers, non-energetic) | Non-energetic | industry_fertilizers_demand_biomass_non_energetic | Biomass | EU | Energy demand | 0 | not_included_in_FEC
RO | TYNDP2026 | HEV | 2035 | TWh | 147 | Sub_sector | Industry | Fertilizers | Industry (fertilizers, non-energetic) | Non-energetic | industry_fertilizers_demand_coal_non_energetic | Solids | EU | Energy demand | 0 | not_included_in_FEC
RO | TYNDP2026 | HEV | 2035 | TWh | 148 | Sub_sector | Industry | Fertilizers | Industry (fertilizers, non-energetic) | Non-energetic | industry_fertilizers_demand_oil_non_energetic | Liquids | EU | Energy demand | 0 | not_included_in_FEC
RO | TYNDP2026 | HEV | 2035 | TWh | 149 | Sub_sector | Industry | Fertilizers | Industry (fertilizers, non-energetic) | Non-energetic | industry_fertilizers_demand_others_non_energetic | Others | EU | Energy demand | 0 | not_included_in_FEC
RO | TYNDP2026 | HEV | 2035 | TWh | 150 | Sub_sector | Industry | Fertilizers | Industry (fertilizers, non-energetic) | Non-energetic | industry_fertilizers_demand_ammonia_non_energetic | Ammonia | EU | Energy demand | 0 | not_included_in_FEC
RO | TYNDP2026 | HEV | 2035 | TWh | 152 | Sub_sector | Industry | Food | Industry (food) | Energetic | industry_food_demand_electricity_energetic | Electricity | EU | Energy demand | 3.6464 | FEC
RO | TYNDP2026 | HEV | 2035 | TWh | 153 | Sub_sector | Industry | Food | Industry (food) | Energetic | industry_food_demand_hydrogen_energetic | Hydrogen | EU | Energy demand | 0 | FEC
RO | TYNDP2026 | HEV | 2035 | TWh | 154 | Sub_sector | Industry | Food | Industry (food) | Energetic | industry_food_demand_methane_energetic | Methane | EU | Energy demand | 1.2709 | FEC
RO | TYNDP2026 | HEV | 2035 | TWh | 155 | Sub_sector | Industry | Food | Industry (food) | Energetic | industry_food_demand_heat_energetic | Heat | EU | Energy demand | 0 | FEC
RO | TYNDP2026 | HEV | 2035 | TWh | 156 | Sub_sector | Industry | Food | Industry (food) | Energetic | industry_food_demand_biomass_energetic | Biomass | EU | Energy demand | 0 | FEC
RO | TYNDP2026 | HEV | 2035 | TWh | 157 | Sub_sector | Industry | Food | Industry (food) | Energetic | industry_food_demand_coal_energetic | Solids | EU | Energy demand | 0 | FEC
RO | TYNDP2026 | HEV | 2035 | TWh | 158 | Sub_sector | Industry | Food | Industry (food) | Energetic | industry_food_demand_oil_energetic | Liquids | EU | Energy demand | 0.099009 | FEC
RO | TYNDP2026 | HEV | 2035 | TWh | 159 | Sub_sector | Industry | Food | Industry (food) | Energetic | industry_food_demand_others_energetic | Others | EU | Energy demand | 0 | FEC
RO | TYNDP2026 | HEV | 2035 | TWh | 160 | Sub_sector | Industry | Food | Industry (food) | Energetic | industry_food_demand_ammonia_energetic | Ammonia | EU | Energy demand | 0 | FEC
RO | TYNDP2026 | HEV | 2035 | TWh | 162 | Sub_sector | Industry | Metals | Industry (metal) | Energetic | industry_metal_demand_electricity_energetic | Electricity | EU | Energy demand | 0 | FEC
RO | TYNDP2026 | HEV | 2035 | TWh | 163 | Sub_sector | Industry | Metals | Industry (metal) | Energetic | industry_metal_demand_hydrogen_energetic | Hydrogen | EU | Energy demand | 0 | FEC
RO | TYNDP2026 | HEV | 2035 | TWh | 164 | Sub_sector | Industry | Metals | Industry (metal) | Energetic | industry_metal_demand_methane_energetic | Methane | EU | Energy demand | 1.3156 | FEC
RO | TYNDP2026 | HEV | 2035 | TWh | 165 | Sub_sector | Industry | Metals | Industry (metal) | Energetic | industry_metal_demand_heat_energetic | Heat | EU | Energy demand | 0 | FEC
RO | TYNDP2026 | HEV | 2035 | TWh | 166 | Sub_sector | Industry | Metals | Industry (metal) | Energetic | industry_metal_demand_biomass_energetic | Biomass | EU | Energy demand | 0 | FEC
RO | TYNDP2026 | HEV | 2035 | TWh | 167 | Sub_sector | Industry | Metals | Industry (metal) | Energetic | industry_metal_demand_coal_energetic | Solids | EU | Energy demand | 0 | FEC
RO | TYNDP2026 | HEV | 2035 | TWh | 168 | Sub_sector | Industry | Metals | Industry (metal) | Energetic | industry_metal_demand_oil_energetic | Liquids | EU | Energy demand | 0.010158 | FEC
RO | TYNDP2026 | HEV | 2035 | TWh | 169 | Sub_sector | Industry | Metals | Industry (metal) | Energetic | industry_metal_demand_others_energetic | Others | EU | Energy demand | 0 | FEC
RO | TYNDP2026 | HEV | 2035 | TWh | 170 | Sub_sector | Industry | Metals | Industry (metal) | Energetic | industry_metal_demand_ammonia_energetic | Ammonia | EU | Energy demand | 0 | FEC
RO | TYNDP2026 | HEV | 2035 | TWh | 172 | Sub_sector | Industry | Others | Industry (other, energetic) | Energetic | industry_other_demand_electricity_energetic | Electricity | EU | Energy demand | 12.1651 | FEC
RO | TYNDP2026 | HEV | 2035 | TWh | 173 | Sub_sector | Industry | Others | Industry (other, energetic) | Energetic | industry_other_demand_hydrogen_energetic | Hydrogen | EU | Energy demand | 6.0424 | FEC
RO | TYNDP2026 | HEV | 2035 | TWh | 174 | Sub_sector | Industry | Others | Industry (other, energetic) | Energetic | industry_other_demand_methane_energetic | Methane | EU | Energy demand | 4.4474 | FEC
RO | TYNDP2026 | HEV | 2035 | TWh | 175 | Sub_sector | Industry | Others | Industry (other, energetic) | Energetic | industry_other_demand_heat_energetic | Heat | EU | Energy demand | 0 | FEC
RO | TYNDP2026 | HEV | 2035 | TWh | 176 | Sub_sector | Industry | Others | Industry (other, energetic) | Energetic | industry_other_demand_biomass_energetic | Biomass | EU | Energy demand | 2.6609 | FEC
RO | TYNDP2026 | HEV | 2035 | TWh | 177 | Sub_sector | Industry | Others | Industry (other, energetic) | Energetic | industry_other_demand_coal_energetic | Solids | EU | Energy demand | 0.322 | FEC
RO | TYNDP2026 | HEV | 2035 | TWh | 178 | Sub_sector | Industry | Others | Industry (other, energetic) | Energetic | industry_other_demand_oil_energetic | Liquids | EU | Energy demand | 0.322 | FEC
RO | TYNDP2026 | HEV | 2035 | TWh | 179 | Sub_sector | Industry | Others | Industry (other, energetic) | Energetic | industry_other_demand_others_energetic | Others | EU | Energy demand | 0 | FEC
RO | TYNDP2026 | HEV | 2035 | TWh | 180 | Sub_sector | Industry | Others | Industry (other, energetic) | Energetic | industry_other_demand_ammonia_energetic | Ammonia | EU | Energy demand | 0 | FEC
RO | TYNDP2026 | HEV | 2035 | TWh | 182 | Sub_sector | Industry | Others | Industry (other, non-energetic) | Non-energetic | industry_other_demand_electricity_non_energetic | Electricity | EU | Energy demand | 0 | not_included_in_FEC
RO | TYNDP2026 | HEV | 2035 | TWh | 183 | Sub_sector | Industry | Others | Industry (other, non-energetic) | Non-energetic | industry_other_demand_hydrogen_non_energetic | Hydrogen | EU | Energy demand | 0 | not_included_in_FEC
RO | TYNDP2026 | HEV | 2035 | TWh | 184 | Sub_sector | Industry | Others | Industry (other, non-energetic) | Non-energetic | industry_other_demand_methane_non_energetic | Methane | EU | Energy demand | 0 | not_included_in_FEC
RO | TYNDP2026 | HEV | 2035 | TWh | 185 | Sub_sector | Industry | Others | Industry (other, non-energetic) | Non-energetic | industry_other_demand_heat_non_energetic | Heat | EU | Energy demand | 0 | not_included_in_FEC
RO | TYNDP2026 | HEV | 2035 | TWh | 186 | Sub_sector | Industry | Others | Industry (other, non-energetic) | Non-energetic | industry_other_demand_biomass_non_energetic | Biomass | EU | Energy demand | 0 | not_included_in_FEC
RO | TYNDP2026 | HEV | 2035 | TWh | 187 | Sub_sector | Industry | Others | Industry (other, non-energetic) | Non-energetic | industry_other_demand_coal_non_energetic | Solids | EU | Energy demand | 0 | not_included_in_FEC
RO | TYNDP2026 | HEV | 2035 | TWh | 188 | Sub_sector | Industry | Others | Industry (other, non-energetic) | Non-energetic | industry_other_demand_oil_non_energetic | Liquids | EU | Energy demand | 4.6438 | not_included_in_FEC
RO | TYNDP2026 | HEV | 2035 | TWh | 189 | Sub_sector | Industry | Others | Industry (other, non-energetic) | Non-energetic | industry_other_demand_others_non_energetic | Others | EU | Energy demand | 0 | not_included_in_FEC
RO | TYNDP2026 | HEV | 2035 | TWh | 190 | Sub_sector | Industry | Others | Industry (other, non-energetic) | Non-energetic | industry_other_demand_ammonia_non_energetic | Ammonia | EU | Energy demand | 0 | not_included_in_FEC
RO | TYNDP2026 | HEV | 2035 | TWh | 192 | Sub_sector | Industry | Paper | Industry (paper) | Energetic | industry_paper_demand_electricity_energetic | Electricity | EU | Energy demand | 0.9807 | FEC
RO | TYNDP2026 | HEV | 2035 | TWh | 193 | Sub_sector | Industry | Paper | Industry (paper) | Energetic | industry_paper_demand_hydrogen_energetic | Hydrogen | EU | Energy demand | 0.11934 | FEC
RO | TYNDP2026 | HEV | 2035 | TWh | 194 | Sub_sector | Industry | Paper | Industry (paper) | Energetic | industry_paper_demand_methane_energetic | Methane | EU | Energy demand | 0.11457 | FEC
RO | TYNDP2026 | HEV | 2035 | TWh | 195 | Sub_sector | Industry | Paper | Industry (paper) | Energetic | industry_paper_demand_heat_energetic | Heat | EU | Energy demand | 0 | FEC
RO | TYNDP2026 | HEV | 2035 | TWh | 196 | Sub_sector | Industry | Paper | Industry (paper) | Energetic | industry_paper_demand_biomass_energetic | Biomass | EU | Energy demand | 0.20277 | FEC
RO | TYNDP2026 | HEV | 2035 | TWh | 197 | Sub_sector | Industry | Paper | Industry (paper) | Energetic | industry_paper_demand_coal_energetic | Solids | EU | Energy demand | 0.029095 | FEC
RO | TYNDP2026 | HEV | 2035 | TWh | 198 | Sub_sector | Industry | Paper | Industry (paper) | Energetic | industry_paper_demand_oil_energetic | Liquids | EU | Energy demand | 0 | FEC
RO | TYNDP2026 | HEV | 2035 | TWh | 199 | Sub_sector | Industry | Paper | Industry (paper) | Energetic | industry_paper_demand_others_energetic | Others | EU | Energy demand | 0 | FEC
RO | TYNDP2026 | HEV | 2035 | TWh | 200 | Sub_sector | Industry | Paper | Industry (paper) | Energetic | industry_paper_demand_ammonia_energetic | Ammonia | EU | Energy demand | 0 | FEC
RO | TYNDP2026 | HEV | 2035 | TWh | 202 | Sub_sector | Industry | Refineries | Industry (refineries, energetic) | Energetic | industry_refinery_demand_electricity_energetic | Electricity | EU | Energy demand | 0.69687 | not_included_in_FEC
RO | TYNDP2026 | HEV | 2035 | TWh | 203 | Sub_sector | Industry | Refineries | Industry (refineries, energetic) | Energetic | industry_refinery_demand_hydrogen_energetic | Hydrogen | EU | Energy demand | 0.44532 | not_included_in_FEC
RO | TYNDP2026 | HEV | 2035 | TWh | 204 | Sub_sector | Industry | Refineries | Industry (refineries, energetic) | Energetic | industry_refinery_demand_methane_energetic | Methane | EU | Energy demand | 1.4178 | not_included_in_FEC
RO | TYNDP2026 | HEV | 2035 | TWh | 205 | Sub_sector | Industry | Refineries | Industry (refineries, energetic) | Energetic | industry_refinery_demand_heat_energetic | Heat | EU | Energy demand | 0.28703 | not_included_in_FEC
RO | TYNDP2026 | HEV | 2035 | TWh | 206 | Sub_sector | Industry | Refineries | Industry (refineries, energetic) | Energetic | industry_refinery_demand_biomass_energetic | Biomass | EU | Energy demand | 0.00015667 | not_included_in_FEC
RO | TYNDP2026 | HEV | 2035 | TWh | 207 | Sub_sector | Industry | Refineries | Industry (refineries, energetic) | Energetic | industry_refinery_demand_coal_energetic | Solids | EU | Energy demand | 0 | not_included_in_FEC
RO | TYNDP2026 | HEV | 2035 | TWh | 208 | Sub_sector | Industry | Refineries | Industry (refineries, energetic) | Energetic | industry_refinery_demand_oil_energetic | Liquids | EU | Energy demand | 2.2845 | not_included_in_FEC
RO | TYNDP2026 | HEV | 2035 | TWh | 209 | Sub_sector | Industry | Refineries | Industry (refineries, energetic) | Energetic | industry_refinery_demand_others_energetic | Others | EU | Energy demand | 0 | not_included_in_FEC
RO | TYNDP2026 | HEV | 2035 | TWh | 210 | Sub_sector | Industry | Refineries | Industry (refineries, energetic) | Energetic | industry_refinery_demand_ammonia_energetic | Ammonia | EU | Energy demand | 0 | not_included_in_FEC
RO | TYNDP2026 | HEV | 2035 | TWh | 212 | Sub_sector | Industry | Refineries | Industry (refineries, non-energetic) | Non-energetic | industry_refinery_demand_electricity_non_energetic | Electricity | EU | Energy demand | 0 | not_included_in_FEC
RO | TYNDP2026 | HEV | 2035 | TWh | 213 | Sub_sector | Industry | Refineries | Industry (refineries, non-energetic) | Non-energetic | industry_refinery_demand_hydrogen_non_energetic | Hydrogen | EU | Energy demand | 0 | not_included_in_FEC
RO | TYNDP2026 | HEV | 2035 | TWh | 214 | Sub_sector | Industry | Refineries | Industry (refineries, non-energetic) | Non-energetic | industry_refinery_demand_methane_non_energetic | Methane | EU | Energy demand | 0 | not_included_in_FEC
RO | TYNDP2026 | HEV | 2035 | TWh | 215 | Sub_sector | Industry | Refineries | Industry (refineries, non-energetic) | Non-energetic | industry_refinery_demand_heat_non_energetic | Heat | EU | Energy demand | 0 | not_included_in_FEC
RO | TYNDP2026 | HEV | 2035 | TWh | 216 | Sub_sector | Industry | Refineries | Industry (refineries, non-energetic) | Non-energetic | industry_refinery_demand_biomass_non_energetic | Biomass | EU | Energy demand | 0 | not_included_in_FEC
RO | TYNDP2026 | HEV | 2035 | TWh | 217 | Sub_sector | Industry | Refineries | Industry (refineries, non-energetic) | Non-energetic | industry_refinery_demand_coal_non_energetic | Solids | EU | Energy demand | 0 | not_included_in_FEC
RO | TYNDP2026 | HEV | 2035 | TWh | 218 | Sub_sector | Industry | Refineries | Industry (refineries, non-energetic) | Non-energetic | industry_refinery_demand_oil_non_energetic | Liquids | EU | Energy demand | 0 | not_included_in_FEC
RO | TYNDP2026 | HEV | 2035 | TWh | 219 | Sub_sector | Industry | Refineries | Industry (refineries, non-energetic) | Non-energetic | industry_refinery_demand_others_non_energetic | Others | EU | Energy demand | 0 | not_included_in_FEC
RO | TYNDP2026 | HEV | 2035 | TWh | 220 | Sub_sector | Industry | Refineries | Industry (refineries, non-energetic) | Non-energetic | industry_refinery_demand_ammonia_non_energetic | Ammonia | EU | Energy demand | 0 | not_included_in_FEC
RO | TYNDP2026 | HEV | 2035 | TWh | 222 | Sub_sector | Industry | Steel | Industry (steel) | Energetic | industry_steel_demand_electricity_energetic | Electricity | EU | Energy demand | 3.2256 | FEC
RO | TYNDP2026 | HEV | 2035 | TWh | 223 | Sub_sector | Industry | Steel | Industry (steel) | Energetic | industry_steel_demand_hydrogen_energetic | Hydrogen | EU | Energy demand | 2.0827 | FEC
RO | TYNDP2026 | HEV | 2035 | TWh | 224 | Sub_sector | Industry | Steel | Industry (steel) | Energetic | industry_steel_demand_methane_energetic | Methane | EU | Energy demand | 4.7607 | FEC
RO | TYNDP2026 | HEV | 2035 | TWh | 225 | Sub_sector | Industry | Steel | Industry (steel) | Energetic | industry_steel_demand_heat_energetic | Heat | EU | Energy demand | 0.0010761 | FEC
RO | TYNDP2026 | HEV | 2035 | TWh | 226 | Sub_sector | Industry | Steel | Industry (steel) | Energetic | industry_steel_demand_biomass_energetic | Biomass | EU | Energy demand | 9.56e-06 | FEC
RO | TYNDP2026 | HEV | 2035 | TWh | 227 | Sub_sector | Industry | Steel | Industry (steel) | Energetic | industry_steel_demand_coal_energetic | Solids | EU | Energy demand | 3.4511 | FEC
RO | TYNDP2026 | HEV | 2035 | TWh | 228 | Sub_sector | Industry | Steel | Industry (steel) | Energetic | industry_steel_demand_oil_energetic | Liquids | EU | Energy demand | 0.00097678 | FEC
RO | TYNDP2026 | HEV | 2035 | TWh | 229 | Sub_sector | Industry | Steel | Industry (steel) | Energetic | industry_steel_demand_others_energetic | Others | EU | Energy demand | 0 | FEC
RO | TYNDP2026 | HEV | 2035 | TWh | 230 | Sub_sector | Industry | Steel | Industry (steel) | Energetic | industry_steel_demand_ammonia_energetic | Ammonia | EU | Energy demand | 0 | FEC
RO | TYNDP2026 | HEV | 2035 | TWh | 232 | Sub_sector | Transport | Cars | Transport (cars) | Energetic | transport_cars_final_demand_electricity | Electricity | EU | Energy demand | 5.0338 | FEC
RO | TYNDP2026 | HEV | 2035 | TWh | 233 | Sub_sector | Transport | Cars | Transport (cars) | Energetic | transport_cars_final_demand_hydrogen | Hydrogen | EU | Energy demand | 2.5678 | FEC
RO | TYNDP2026 | HEV | 2035 | TWh | 234 | Sub_sector | Transport | Cars | Transport (cars) | Energetic | transport_cars_final_demand_methane | Methane | EU | Energy demand | 1.1294 | FEC
RO | TYNDP2026 | HEV | 2035 | TWh | 235 | Sub_sector | Transport | Cars | Transport (cars) | Energetic | transport_cars_final_demand_heat | Heat | EU | Energy demand | 0 | FEC
RO | TYNDP2026 | HEV | 2035 | TWh | 236 | Sub_sector | Transport | Cars | Transport (cars) | Energetic | transport_cars_final_demand_biomass | Biomass | EU | Energy demand | 0 | FEC
RO | TYNDP2026 | HEV | 2035 | TWh | 237 | Sub_sector | Transport | Cars | Transport (cars) | Energetic | transport_cars_final_demand_coal | Solids | EU | Energy demand | 0 | FEC
RO | TYNDP2026 | HEV | 2035 | TWh | 238 | Sub_sector | Transport | Cars | Transport (cars) | Energetic | transport_cars_final_demand_oil | Liquids | EU | Energy demand | 33.1934 | FEC
RO | TYNDP2026 | HEV | 2035 | TWh | 239 | Sub_sector | Transport | Cars | Transport (cars) | Energetic | transport_cars_final_demand_other | Others | EU | Energy demand | 0 | FEC
RO | TYNDP2026 | HEV | 2035 | TWh | 240 | Sub_sector | Transport | Cars | Transport (cars) | Energetic | transport_cars_final_demand_ammonia | Ammonia | EU | Energy demand | 0 | FEC
RO | TYNDP2026 | HEV | 2035 | TWh | 242 | Sub_sector | Transport | Busses | Transport (busses) | Energetic | transport_busses_final_demand_electricity | Electricity | EU | Energy demand | 0.39735 | FEC
RO | TYNDP2026 | HEV | 2035 | TWh | 243 | Sub_sector | Transport | Busses | Transport (busses) | Energetic | transport_busses_final_demand_hydrogen | Hydrogen | EU | Energy demand | 0.58972 | FEC
RO | TYNDP2026 | HEV | 2035 | TWh | 244 | Sub_sector | Transport | Busses | Transport (busses) | Energetic | transport_busses_final_demand_methane | Methane | EU | Energy demand | 0.27673 | FEC
RO | TYNDP2026 | HEV | 2035 | TWh | 245 | Sub_sector | Transport | Busses | Transport (busses) | Energetic | transport_busses_final_demand_heat | Heat | EU | Energy demand | 0 | FEC
RO | TYNDP2026 | HEV | 2035 | TWh | 246 | Sub_sector | Transport | Busses | Transport (busses) | Energetic | transport_busses_final_demand_biomass | Biomass | EU | Energy demand | 0 | FEC
RO | TYNDP2026 | HEV | 2035 | TWh | 247 | Sub_sector | Transport | Busses | Transport (busses) | Energetic | transport_busses_final_demand_coal | Solids | EU | Energy demand | 0 | FEC
RO | TYNDP2026 | HEV | 2035 | TWh | 248 | Sub_sector | Transport | Busses | Transport (busses) | Energetic | transport_busses_final_demand_oil | Liquids | EU | Energy demand | 3.6229 | FEC
RO | TYNDP2026 | HEV | 2035 | TWh | 249 | Sub_sector | Transport | Busses | Transport (busses) | Energetic | transport_busses_final_demand_other | Others | EU | Energy demand | 0 | FEC
RO | TYNDP2026 | HEV | 2035 | TWh | 250 | Sub_sector | Transport | Busses | Transport (busses) | Energetic | transport_busses_final_demand_ammonia | Ammonia | EU | Energy demand | 0 | FEC
RO | TYNDP2026 | HEV | 2035 | TWh | 252 | Sub_sector | Transport | Trucks | Transport (trucks) | Energetic | transport_trucks_final_demand_electricity | Electricity | EU | Energy demand | 0.18004 | FEC
RO | TYNDP2026 | HEV | 2035 | TWh | 253 | Sub_sector | Transport | Trucks | Transport (trucks) | Energetic | transport_trucks_final_demand_hydrogen | Hydrogen | EU | Energy demand | 0.65843 | FEC
RO | TYNDP2026 | HEV | 2035 | TWh | 254 | Sub_sector | Transport | Trucks | Transport (trucks) | Energetic | transport_trucks_final_demand_methane | Methane | EU | Energy demand | 0.37212 | FEC
RO | TYNDP2026 | HEV | 2035 | TWh | 255 | Sub_sector | Transport | Trucks | Transport (trucks) | Energetic | transport_trucks_final_demand_heat | Heat | EU | Energy demand | 0 | FEC
RO | TYNDP2026 | HEV | 2035 | TWh | 256 | Sub_sector | Transport | Trucks | Transport (trucks) | Energetic | transport_trucks_final_demand_biomass | Biomass | EU | Energy demand | 0 | FEC
RO | TYNDP2026 | HEV | 2035 | TWh | 257 | Sub_sector | Transport | Trucks | Transport (trucks) | Energetic | transport_trucks_final_demand_coal | Solids | EU | Energy demand | 0 | FEC
RO | TYNDP2026 | HEV | 2035 | TWh | 258 | Sub_sector | Transport | Trucks | Transport (trucks) | Energetic | transport_trucks_final_demand_oil | Liquids | EU | Energy demand | 3.5511 | FEC
RO | TYNDP2026 | HEV | 2035 | TWh | 259 | Sub_sector | Transport | Trucks | Transport (trucks) | Energetic | transport_trucks_final_demand_other | Others | EU | Energy demand | 0 | FEC
RO | TYNDP2026 | HEV | 2035 | TWh | 260 | Sub_sector | Transport | Trucks | Transport (trucks) | Energetic | transport_trucks_final_demand_ammonia | Ammonia | EU | Energy demand | 0 | FEC
RO | TYNDP2026 | HEV | 2035 | TWh | 262 | Sub_sector | Transport | Vans | Transport (vans) | Energetic | transport_vans_final_demand_electricity | Electricity | EU | Energy demand | 2.4733 | FEC
RO | TYNDP2026 | HEV | 2035 | TWh | 263 | Sub_sector | Transport | Vans | Transport (vans) | Energetic | transport_vans_final_demand_hydrogen | Hydrogen | EU | Energy demand | 1.695 | FEC
RO | TYNDP2026 | HEV | 2035 | TWh | 264 | Sub_sector | Transport | Vans | Transport (vans) | Energetic | transport_vans_final_demand_methane | Methane | EU | Energy demand | 0.37984 | FEC
RO | TYNDP2026 | HEV | 2035 | TWh | 265 | Sub_sector | Transport | Vans | Transport (vans) | Energetic | transport_vans_final_demand_heat | Heat | EU | Energy demand | 0 | FEC
RO | TYNDP2026 | HEV | 2035 | TWh | 266 | Sub_sector | Transport | Vans | Transport (vans) | Energetic | transport_vans_final_demand_biomass | Biomass | EU | Energy demand | 0 | FEC
RO | TYNDP2026 | HEV | 2035 | TWh | 267 | Sub_sector | Transport | Vans | Transport (vans) | Energetic | transport_vans_final_demand_coal | Solids | EU | Energy demand | 0 | FEC
RO | TYNDP2026 | HEV | 2035 | TWh | 268 | Sub_sector | Transport | Vans | Transport (vans) | Energetic | transport_vans_final_demand_oil | Liquids | EU | Energy demand | 14.7451 | FEC
RO | TYNDP2026 | HEV | 2035 | TWh | 269 | Sub_sector | Transport | Vans | Transport (vans) | Energetic | transport_vans_final_demand_other | Others | EU | Energy demand | 0 | FEC
RO | TYNDP2026 | HEV | 2035 | TWh | 270 | Sub_sector | Transport | Vans | Transport (vans) | Energetic | transport_vans_final_demand_ammonia | Ammonia | EU | Energy demand | 0 | FEC
RO | TYNDP2026 | HEV | 2035 | TWh | 272 | Sub_sector | Transport | Freight trains | Transport (trains) | Energetic | transport_trains_final_demand_electricity | Electricity | EU | Energy demand | 2.3676 | FEC
RO | TYNDP2026 | HEV | 2035 | TWh | 273 | Sub_sector | Transport | Freight trains | Transport (trains) | Energetic | transport_trains_final_demand_hydrogen | Hydrogen | EU | Energy demand | 0.29382 | FEC
RO | TYNDP2026 | HEV | 2035 | TWh | 274 | Sub_sector | Transport | Freight trains | Transport (trains) | Energetic | transport_trains_final_demand_methane | Methane | EU | Energy demand | 0 | FEC
RO | TYNDP2026 | HEV | 2035 | TWh | 275 | Sub_sector | Transport | Freight trains | Transport (trains) | Energetic | transport_trains_final_demand_heat | Heat | EU | Energy demand | 0 | FEC
RO | TYNDP2026 | HEV | 2035 | TWh | 276 | Sub_sector | Transport | Freight trains | Transport (trains) | Energetic | transport_trains_final_demand_biomass | Biomass | EU | Energy demand | 0 | FEC
RO | TYNDP2026 | HEV | 2035 | TWh | 277 | Sub_sector | Transport | Freight trains | Transport (trains) | Energetic | transport_trains_final_demand_coal | Solids | EU | Energy demand | 0 | FEC
RO | TYNDP2026 | HEV | 2035 | TWh | 278 | Sub_sector | Transport | Freight trains | Transport (trains) | Energetic | transport_trains_final_demand_oil | Liquids | EU | Energy demand | 0.4209 | FEC
RO | TYNDP2026 | HEV | 2035 | TWh | 279 | Sub_sector | Transport | Freight trains | Transport (trains) | Energetic | transport_trains_final_demand_other | Others | EU | Energy demand | 0 | FEC
RO | TYNDP2026 | HEV | 2035 | TWh | 280 | Sub_sector | Transport | Freight trains | Transport (trains) | Energetic | transport_trains_final_demand_ammonia | Ammonia | EU | Energy demand | 0 | FEC
RO | TYNDP2026 | HEV | 2035 | TWh | 282 | Sub_sector | Transport | Ships | Transport (ships) | Energetic | transport_ships_final_demand_electricity | Electricity | EU | Energy demand | 0 | FEC
RO | TYNDP2026 | HEV | 2035 | TWh | 283 | Sub_sector | Transport | Ships | Transport (ships) | Energetic | transport_ships_final_demand_hydrogen | Hydrogen | EU | Energy demand | 0.053238 | FEC
RO | TYNDP2026 | HEV | 2035 | TWh | 284 | Sub_sector | Transport | Ships | Transport (ships) | Energetic | transport_ships_final_demand_methane | Methane | EU | Energy demand | 0.37704 | FEC
RO | TYNDP2026 | HEV | 2035 | TWh | 285 | Sub_sector | Transport | Ships | Transport (ships) | Energetic | transport_ships_final_demand_heat | Heat | EU | Energy demand | 0 | FEC
RO | TYNDP2026 | HEV | 2035 | TWh | 286 | Sub_sector | Transport | Ships | Transport (ships) | Energetic | transport_ships_final_demand_biomass | Biomass | EU | Energy demand | 0 | FEC
RO | TYNDP2026 | HEV | 2035 | TWh | 287 | Sub_sector | Transport | Ships | Transport (ships) | Energetic | transport_ships_final_demand_coal | Solids | EU | Energy demand | 0 | FEC
RO | TYNDP2026 | HEV | 2035 | TWh | 288 | Sub_sector | Transport | Ships | Transport (ships) | Energetic | transport_ships_final_demand_oil | Liquids | EU | Energy demand | 0.56817 | FEC
RO | TYNDP2026 | HEV | 2035 | TWh | 289 | Sub_sector | Transport | Ships | Transport (ships) | Energetic | transport_ships_final_demand_other | Others | EU | Energy demand | 0 | FEC
RO | TYNDP2026 | HEV | 2035 | TWh | 290 | Sub_sector | Transport | Ships | Transport (ships) | Energetic | transport_ships_final_demand_ammonia | Ammonia | EU | Energy demand | 0 | FEC
RO | TYNDP2026 | HEV | 2035 | TWh | 292 | Sub_sector | Transport | Planes | Transport (planes) | Energetic | transport_planes_final_demand_electricity | Electricity | EU | Energy demand | 0.018585 | FEC
RO | TYNDP2026 | HEV | 2035 | TWh | 293 | Sub_sector | Transport | Planes | Transport (planes) | Energetic | transport_planes_final_demand_hydrogen | Hydrogen | EU | Energy demand | 0.022736 | FEC
RO | TYNDP2026 | HEV | 2035 | TWh | 294 | Sub_sector | Transport | Planes | Transport (planes) | Energetic | transport_planes_final_demand_methane | Methane | EU | Energy demand | 0 | FEC
RO | TYNDP2026 | HEV | 2035 | TWh | 295 | Sub_sector | Transport | Planes | Transport (planes) | Energetic | transport_planes_final_demand_heat | Heat | EU | Energy demand | 0 | FEC
RO | TYNDP2026 | HEV | 2035 | TWh | 296 | Sub_sector | Transport | Planes | Transport (planes) | Energetic | transport_planes_final_demand_biomass | Biomass | EU | Energy demand | 0 | FEC
RO | TYNDP2026 | HEV | 2035 | TWh | 297 | Sub_sector | Transport | Planes | Transport (planes) | Energetic | transport_planes_final_demand_coal | Solids | EU | Energy demand | 0 | FEC
RO | TYNDP2026 | HEV | 2035 | TWh | 298 | Sub_sector | Transport | Planes | Transport (planes) | Energetic | transport_planes_final_demand_oil | Liquids | EU | Energy demand | 0.28029 | FEC
RO | TYNDP2026 | HEV | 2035 | TWh | 299 | Sub_sector | Transport | Planes | Transport (planes) | Energetic | transport_planes_final_demand_other | Others | EU | Energy demand | 0 | FEC
RO | TYNDP2026 | HEV | 2035 | TWh | 300 | Sub_sector | Transport | Planes | Transport (planes) | Energetic | transport_planes_final_demand_ammonia | Ammonia | EU | Energy demand | 0 | FEC
RO | TYNDP2026 | HEV | 2035 | TWh | 302 | Sub_sector | Transport | Others | Transport (others) | Energetic | transport_other_final_demand_electricity | Electricity | EU | Energy demand | 0.0061888 | FEC
RO | TYNDP2026 | HEV | 2035 | TWh | 303 | Sub_sector | Transport | Others | Transport (others) | Energetic | transport_other_final_demand_hydrogen | Hydrogen | EU | Energy demand | 0 | FEC
RO | TYNDP2026 | HEV | 2035 | TWh | 304 | Sub_sector | Transport | Others | Transport (others) | Energetic | transport_other_final_demand_methane | Methane | EU | Energy demand | 0 | FEC
RO | TYNDP2026 | HEV | 2035 | TWh | 305 | Sub_sector | Transport | Others | Transport (others) | Energetic | transport_other_final_demand_heat | Heat | EU | Energy demand | 0 | FEC
RO | TYNDP2026 | HEV | 2035 | TWh | 306 | Sub_sector | Transport | Others | Transport (others) | Energetic | transport_other_final_demand_biomass | Biomass | EU | Energy demand | 0 | FEC
RO | TYNDP2026 | HEV | 2035 | TWh | 307 | Sub_sector | Transport | Others | Transport (others) | Energetic | transport_other_final_demand_coal | Solids | EU | Energy demand | 0 | FEC
RO | TYNDP2026 | HEV | 2035 | TWh | 308 | Sub_sector | Transport | Others | Transport (others) | Energetic | transport_other_final_demand_oil | Liquids | EU | Energy demand | 0.39894 | FEC
RO | TYNDP2026 | HEV | 2035 | TWh | 309 | Sub_sector | Transport | Others | Transport (others) | Energetic | transport_other_final_demand_other | Others | EU | Energy demand | 0 | FEC
RO | TYNDP2026 | HEV | 2035 | TWh | 310 | Sub_sector | Transport | Others | Transport (others) | Energetic | transport_other_final_demand_ammonia | Ammonia | EU | Energy demand | 0 | FEC
RO | TYNDP2026 | HEV | 2035 | TWh | 312 | Sub_sector | International transport | International aviation | Transport (int. aviation) | Energetic | transport_int_aviation_final_demand_electricity | Electricity | EU | Energy demand | 0 | FEC
RO | TYNDP2026 | HEV | 2035 | TWh | 313 | Sub_sector | International transport | International aviation | Transport (int. aviation) | Energetic | transport_int_aviation_final_demand_hydrogen | Hydrogen | EU | Energy demand | 0 | FEC
RO | TYNDP2026 | HEV | 2035 | TWh | 314 | Sub_sector | International transport | International aviation | Transport (int. aviation) | Energetic | transport_int_aviation_final_demand_methane | Methane | EU | Energy demand | 0 | FEC
RO | TYNDP2026 | HEV | 2035 | TWh | 315 | Sub_sector | International transport | International aviation | Transport (int. aviation) | Energetic | transport_int_aviation_final_demand_heat | Heat | EU | Energy demand | 0 | FEC
RO | TYNDP2026 | HEV | 2035 | TWh | 316 | Sub_sector | International transport | International aviation | Transport (int. aviation) | Energetic | transport_int_aviation_final_demand_biofuels | Biomass | EU | Energy demand | 0 | FEC
RO | TYNDP2026 | HEV | 2035 | TWh | 317 | Sub_sector | International transport | International aviation | Transport (int. aviation) | Energetic | transport_int_aviation_final_demand_coal | Solids | EU | Energy demand | 0 | FEC
RO | TYNDP2026 | HEV | 2035 | TWh | 318 | Sub_sector | International transport | International aviation | Transport (int. aviation) | Energetic | transport_int_aviation_final_demand_oil | Liquids | EU | Energy demand | 1.6078 | FEC
RO | TYNDP2026 | HEV | 2035 | TWh | 319 | Sub_sector | International transport | International aviation | Transport (int. aviation) | Energetic | transport_int_aviation_final_demand_other | Others | EU | Energy demand | 0 | FEC
RO | TYNDP2026 | HEV | 2035 | TWh | 320 | Sub_sector | International transport | International aviation | Transport (int. aviation) | Energetic | transport_int_aviation_final_demand_ammonia | Ammonia | EU | Energy demand | 0 | FEC
RO | TYNDP2026 | HEV | 2035 | TWh | 322 | Sub_sector | International transport | International shipping | Transport (int. shipping) | Energetic | transport_int_shipping_final_demand_electricity | Electricity | EU | Energy demand | 0 | not_included_in_FEC
RO | TYNDP2026 | HEV | 2035 | TWh | 323 | Sub_sector | International transport | International shipping | Transport (int. shipping) | Energetic | transport_int_shipping_final_demand_hydrogen | Hydrogen | EU | Energy demand | 0.040701 | not_included_in_FEC
RO | TYNDP2026 | HEV | 2035 | TWh | 324 | Sub_sector | International transport | International shipping | Transport (int. shipping) | Energetic | transport_int_shipping_final_demand_methane | Methane | EU | Energy demand | 0.11399 | not_included_in_FEC
RO | TYNDP2026 | HEV | 2035 | TWh | 325 | Sub_sector | International transport | International shipping | Transport (int. shipping) | Energetic | transport_int_shipping_final_demand_heat | Heat | EU | Energy demand | 0 | not_included_in_FEC
RO | TYNDP2026 | HEV | 2035 | TWh | 326 | Sub_sector | International transport | International shipping | Transport (int. shipping) | Energetic | transport_int_shipping_final_demand_biofuels | Biomass | EU | Energy demand | 0 | not_included_in_FEC
RO | TYNDP2026 | HEV | 2035 | TWh | 327 | Sub_sector | International transport | International shipping | Transport (int. shipping) | Energetic | transport_int_shipping_final_demand_coal | Solids | EU | Energy demand | 0 | not_included_in_FEC
RO | TYNDP2026 | HEV | 2035 | TWh | 328 | Sub_sector | International transport | International shipping | Transport (int. shipping) | Energetic | transport_int_shipping_final_demand_oil | Liquids | EU | Energy demand | 0.18995 | not_included_in_FEC
RO | TYNDP2026 | HEV | 2035 | TWh | 329 | Sub_sector | International transport | International shipping | Transport (int. shipping) | Energetic | transport_int_shipping_final_demand_other | Others | EU | Energy demand | 0 | not_included_in_FEC
RO | TYNDP2026 | HEV | 2035 | TWh | 330 | Sub_sector | International transport | International shipping | Transport (int. shipping) | Energetic | transport_int_shipping_final_demand_ammonia | Ammonia | EU | Energy demand | 0 | not_included_in_FEC
RO | TYNDP2026 | HEV | 2035 | TWh | 332 | Sub_sector | Households | Space heating | Households (heating) | Energetic | households_heating_final_demand_electricity | Electricity | EU | Energy demand | 4.6701 | FEC
RO | TYNDP2026 | HEV | 2035 | TWh | 333 | Sub_sector | Households | Space heating | Households (heating) | Energetic | households_heating_final_demand_hydrogen | Hydrogen | EU | Energy demand | 3.1398 | FEC
RO | TYNDP2026 | HEV | 2035 | TWh | 334 | Sub_sector | Households | Space heating | Households (heating) | Energetic | households_heating_final_demand_methane | Methane | EU | Energy demand | 9.9074 | FEC
RO | TYNDP2026 | HEV | 2035 | TWh | 335 | Sub_sector | Households | Space heating | Households (heating) | Energetic | households_heating_final_demand_heat | Heat | EU | Energy demand | 3.7634 | FEC
RO | TYNDP2026 | HEV | 2035 | TWh | 336 | Sub_sector | Households | Space heating | Households (heating) | Energetic | households_heating_final_demand_biomass | Biomass | EU | Energy demand | 21.6077 | FEC
RO | TYNDP2026 | HEV | 2035 | TWh | 337 | Sub_sector | Households | Space heating | Households (heating) | Energetic | households_heating_final_demand_coal | Solids | EU | Energy demand | 0.64737 | FEC
RO | TYNDP2026 | HEV | 2035 | TWh | 338 | Sub_sector | Households | Space heating | Households (heating) | Energetic | households_heating_final_demand_oil | Liquids | EU | Energy demand | 1.0483 | FEC
RO | TYNDP2026 | HEV | 2035 | TWh | 339 | Sub_sector | Households | Space heating | Households (heating) | Energetic | households_heating_final_demand_other | Others | EU | Energy demand | 0.18795 | FEC
RO | TYNDP2026 | HEV | 2035 | TWh | 340 | Sub_sector | Households | Space heating | Households (heating) | Energetic | households_heating_final_demand_ammonia | Ammonia | EU | Energy demand | 0 | FEC
RO | TYNDP2026 | HEV | 2035 | TWh | 343 | Sub_sector | Households | Cooling | Households (cooling) | Energetic | households_cooling_final_demand_electricity | Electricity | EU | Energy demand | 0.26732 | FEC
RO | TYNDP2026 | HEV | 2035 | TWh | 344 | Sub_sector | Households | Cooling | Households (cooling) | Energetic | households_cooling_final_demand_hydrogen | Hydrogen | EU | Energy demand | 0 | FEC
RO | TYNDP2026 | HEV | 2035 | TWh | 345 | Sub_sector | Households | Cooling | Households (cooling) | Energetic | households_cooling_final_demand_methane | Methane | EU | Energy demand | 0 | FEC
RO | TYNDP2026 | HEV | 2035 | TWh | 346 | Sub_sector | Households | Cooling | Households (cooling) | Energetic | households_cooling_final_demand_heat | Heat | EU | Energy demand | 0 | FEC
RO | TYNDP2026 | HEV | 2035 | TWh | 347 | Sub_sector | Households | Cooling | Households (cooling) | Energetic | households_cooling_final_demand_biomass | Biomass | EU | Energy demand | 0 | FEC
RO | TYNDP2026 | HEV | 2035 | TWh | 348 | Sub_sector | Households | Cooling | Households (cooling) | Energetic | households_cooling_final_demand_coal | Solids | EU | Energy demand | 0 | FEC
RO | TYNDP2026 | HEV | 2035 | TWh | 349 | Sub_sector | Households | Cooling | Households (cooling) | Energetic | households_cooling_final_demand_oil | Liquids | EU | Energy demand | 0 | FEC
RO | TYNDP2026 | HEV | 2035 | TWh | 350 | Sub_sector | Households | Cooling | Households (cooling) | Energetic | households_cooling_final_demand_other | Others | EU | Energy demand | 0 | FEC
RO | TYNDP2026 | HEV | 2035 | TWh | 351 | Sub_sector | Households | Cooling | Households (cooling) | Energetic | households_cooling_final_demand_ammonia | Ammonia | EU | Energy demand | 0 | FEC
RO | TYNDP2026 | HEV | 2035 | TWh | 354 | Sub_sector | Households | Hot water | Households (hot water) | Energetic | households_hot_water_final_demand_electricity | Electricity | EU | Energy demand | 1.2621 | FEC
RO | TYNDP2026 | HEV | 2035 | TWh | 355 | Sub_sector | Households | Hot water | Households (hot water) | Energetic | households_hot_water_final_demand_hydrogen | Hydrogen | EU | Energy demand | 0.9858 | FEC
RO | TYNDP2026 | HEV | 2035 | TWh | 356 | Sub_sector | Households | Hot water | Households (hot water) | Energetic | households_hot_water_final_demand_methane | Methane | EU | Energy demand | 3.2801 | FEC
RO | TYNDP2026 | HEV | 2035 | TWh | 357 | Sub_sector | Households | Hot water | Households (hot water) | Energetic | households_hot_water_final_demand_heat | Heat | EU | Energy demand | 1.1684 | FEC
RO | TYNDP2026 | HEV | 2035 | TWh | 358 | Sub_sector | Households | Hot water | Households (hot water) | Energetic | households_hot_water_final_demand_biomass | Biomass | EU | Energy demand | 4.2898 | FEC
RO | TYNDP2026 | HEV | 2035 | TWh | 359 | Sub_sector | Households | Hot water | Households (hot water) | Energetic | households_hot_water_final_demand_coal | Solids | EU | Energy demand | 0.086025 | FEC
RO | TYNDP2026 | HEV | 2035 | TWh | 360 | Sub_sector | Households | Hot water | Households (hot water) | Energetic | households_hot_water_final_demand_oil | Liquids | EU | Energy demand | 0.1393 | FEC
RO | TYNDP2026 | HEV | 2035 | TWh | 361 | Sub_sector | Households | Hot water | Households (hot water) | Energetic | households_hot_water_final_demand_other | Others | EU | Energy demand | 0.20961 | FEC
RO | TYNDP2026 | HEV | 2035 | TWh | 362 | Sub_sector | Households | Hot water | Households (hot water) | Energetic | households_hot_water_final_demand_ammonia | Ammonia | EU | Energy demand | 0 | FEC
RO | TYNDP2026 | HEV | 2035 | TWh | 365 | Sub_sector | Households | Appliances | Households (appliances) | Energetic | households_appliances_final_demand_electricity | Electricity | EU | Energy demand | 8.399 | FEC
RO | TYNDP2026 | HEV | 2035 | TWh | 366 | Sub_sector | Households | Appliances | Households (appliances) | Energetic | households_appliances_final_demand_hydrogen | Hydrogen | EU | Energy demand | 0 | FEC
RO | TYNDP2026 | HEV | 2035 | TWh | 367 | Sub_sector | Households | Appliances | Households (appliances) | Energetic | households_appliances_final_demand_methane | Methane | EU | Energy demand | 3.2911 | FEC
RO | TYNDP2026 | HEV | 2035 | TWh | 368 | Sub_sector | Households | Appliances | Households (appliances) | Energetic | households_appliances_final_demand_heat | Heat | EU | Energy demand | 0 | FEC
RO | TYNDP2026 | HEV | 2035 | TWh | 369 | Sub_sector | Households | Appliances | Households (appliances) | Energetic | households_appliances_final_demand_biomass | Biomass | EU | Energy demand | 1.9935 | FEC
RO | TYNDP2026 | HEV | 2035 | TWh | 370 | Sub_sector | Households | Appliances | Households (appliances) | Energetic | households_appliances_final_demand_coal | Solids | EU | Energy demand | 0 | FEC
RO | TYNDP2026 | HEV | 2035 | TWh | 371 | Sub_sector | Households | Appliances | Households (appliances) | Energetic | households_appliances_final_demand_oil | Liquids | EU | Energy demand | 0 | FEC
RO | TYNDP2026 | HEV | 2035 | TWh | 372 | Sub_sector | Households | Appliances | Households (appliances) | Energetic | households_appliances_final_demand_other | Others | EU | Energy demand | 0 | FEC
RO | TYNDP2026 | HEV | 2035 | TWh | 373 | Sub_sector | Households | Appliances | Households (appliances) | Energetic | households_appliances_final_demand_ammonia | Ammonia | EU | Energy demand | 0 | FEC
RO | TYNDP2026 | HEV | 2035 | TWh | 375 | Sub_sector | Buildings | Space heating | Buildings (heat) | Energetic | buildings_heat_final_demand_electricity | Electricity | EU | Energy demand | 2.5162 | FEC
RO | TYNDP2026 | HEV | 2035 | TWh | 376 | Sub_sector | Buildings | Space heating | Buildings (heat) | Energetic | buildings_heat_final_demand_hydrogen | Hydrogen | EU | Energy demand | 0.6501 | FEC
RO | TYNDP2026 | HEV | 2035 | TWh | 377 | Sub_sector | Buildings | Space heating | Buildings (heat) | Energetic | buildings_heat_final_demand_methane | Methane | EU | Energy demand | 2.5875 | FEC
RO | TYNDP2026 | HEV | 2035 | TWh | 378 | Sub_sector | Buildings | Space heating | Buildings (heat) | Energetic | buildings_heat_final_demand_heat | Heat | EU | Energy demand | 1.7678 | FEC
RO | TYNDP2026 | HEV | 2035 | TWh | 379 | Sub_sector | Buildings | Space heating | Buildings (heat) | Energetic | buildings_heat_final_demand_biomass | Biomass | EU | Energy demand | 0.062389 | FEC
RO | TYNDP2026 | HEV | 2035 | TWh | 380 | Sub_sector | Buildings | Space heating | Buildings (heat) | Energetic | buildings_heat_final_demand_coal | Solids | EU | Energy demand | 0.0020358 | FEC
RO | TYNDP2026 | HEV | 2035 | TWh | 381 | Sub_sector | Buildings | Space heating | Buildings (heat) | Energetic | buildings_heat_final_demand_oil | Liquids | EU | Energy demand | 0.18279 | FEC
RO | TYNDP2026 | HEV | 2035 | TWh | 382 | Sub_sector | Buildings | Space heating | Buildings (heat) | Energetic | buildings_heat_final_demand_other | Others | EU | Energy demand | 0.00010158 | FEC
RO | TYNDP2026 | HEV | 2035 | TWh | 383 | Sub_sector | Buildings | Space heating | Buildings (heat) | Energetic | buildings_heat_final_demand_ammonia | Ammonia | EU | Energy demand | 0 | FEC
RO | TYNDP2026 | HEV | 2035 | TWh | 386 | Sub_sector | Buildings | Cooling | Buildings (cooling) | Energetic | buildings_cooling_final_demand_electricity | Electricity | EU | Energy demand | 0.16329 | FEC
RO | TYNDP2026 | HEV | 2035 | TWh | 387 | Sub_sector | Buildings | Cooling | Buildings (cooling) | Energetic | buildings_cooling_final_demand_hydrogen | Hydrogen | EU | Energy demand | 0 | FEC
RO | TYNDP2026 | HEV | 2035 | TWh | 388 | Sub_sector | Buildings | Cooling | Buildings (cooling) | Energetic | buildings_cooling_final_demand_methane | Methane | EU | Energy demand | 0 | FEC
RO | TYNDP2026 | HEV | 2035 | TWh | 389 | Sub_sector | Buildings | Cooling | Buildings (cooling) | Energetic | buildings_cooling_final_demand_heat | Heat | EU | Energy demand | 0 | FEC
RO | TYNDP2026 | HEV | 2035 | TWh | 390 | Sub_sector | Buildings | Cooling | Buildings (cooling) | Energetic | buildings_cooling_final_demand_biomass | Biomass | EU | Energy demand | 0 | FEC
RO | TYNDP2026 | HEV | 2035 | TWh | 391 | Sub_sector | Buildings | Cooling | Buildings (cooling) | Energetic | buildings_cooling_final_demand_coal | Solids | EU | Energy demand | 0 | FEC
RO | TYNDP2026 | HEV | 2035 | TWh | 392 | Sub_sector | Buildings | Cooling | Buildings (cooling) | Energetic | buildings_cooling_final_demand_oil | Liquids | EU | Energy demand | 0 | FEC
RO | TYNDP2026 | HEV | 2035 | TWh | 393 | Sub_sector | Buildings | Cooling | Buildings (cooling) | Energetic | buildings_cooling_final_demand_other | Others | EU | Energy demand | 0 | FEC
RO | TYNDP2026 | HEV | 2035 | TWh | 394 | Sub_sector | Buildings | Cooling | Buildings (cooling) | Energetic | buildings_cooling_final_demand_ammonia | Ammonia | EU | Energy demand | 0 | FEC
RO | TYNDP2026 | HEV | 2035 | TWh | 397 | Sub_sector | Buildings | Appliances | Buildings (appliances) | Energetic | buildings_appliances_final_demand_electricity | Electricity | EU | Energy demand | 5.4911 | FEC
RO | TYNDP2026 | HEV | 2035 | TWh | 398 | Sub_sector | Buildings | Appliances | Buildings (appliances) | Energetic | buildings_appliances_final_demand_hydrogen | Hydrogen | EU | Energy demand | 0 | FEC
RO | TYNDP2026 | HEV | 2035 | TWh | 399 | Sub_sector | Buildings | Appliances | Buildings (appliances) | Energetic | buildings_appliances_final_demand_methane | Methane | EU | Energy demand | 3.1843 | FEC
RO | TYNDP2026 | HEV | 2035 | TWh | 400 | Sub_sector | Buildings | Appliances | Buildings (appliances) | Energetic | buildings_appliances_final_demand_heat | Heat | EU | Energy demand | 0 | FEC
RO | TYNDP2026 | HEV | 2035 | TWh | 401 | Sub_sector | Buildings | Appliances | Buildings (appliances) | Energetic | buildings_appliances_final_demand_biomass | Biomass | EU | Energy demand | 0 | FEC
RO | TYNDP2026 | HEV | 2035 | TWh | 402 | Sub_sector | Buildings | Appliances | Buildings (appliances) | Energetic | buildings_appliances_final_demand_coal | Solids | EU | Energy demand | 0 | FEC
RO | TYNDP2026 | HEV | 2035 | TWh | 403 | Sub_sector | Buildings | Appliances | Buildings (appliances) | Energetic | buildings_appliances_final_demand_oil | Liquids | EU | Energy demand | 0 | FEC
RO | TYNDP2026 | HEV | 2035 | TWh | 404 | Sub_sector | Buildings | Appliances | Buildings (appliances) | Energetic | buildings_appliances_final_demand_other | Others | EU | Energy demand | 0 | FEC
RO | TYNDP2026 | HEV | 2035 | TWh | 405 | Sub_sector | Buildings | Appliances | Buildings (appliances) | Energetic | buildings_appliances_final_demand_ammonia | Ammonia | EU | Energy demand | 0 | FEC
RO | TYNDP2026 | HEV | 2035 | TWh | 407 | Sub_sector | Buildings | Datacenters | Datacenters & ICT | Energetic | datacentres_final_demand_electricity_energetic | Electricity | EU | Energy demand | 4.3011 | FEC
RO | TYNDP2026 | HEV | 2035 | TWh | 408 | Sub_sector | Buildings | Datacenters | Datacenters & ICT | Energetic | datacentres_final_demand_hydrogen_energetic | Hydrogen | EU | Energy demand | 0 | FEC
RO | TYNDP2026 | HEV | 2035 | TWh | 409 | Sub_sector | Buildings | Datacenters | Datacenters & ICT | Energetic | datacentres_final_demand_methane_energetic | Methane | EU | Energy demand | 0 | FEC
RO | TYNDP2026 | HEV | 2035 | TWh | 410 | Sub_sector | Buildings | Datacenters | Datacenters & ICT | Energetic | datacentres_final_demand_heat_energetic | Heat | EU | Energy demand | 0 | FEC
RO | TYNDP2026 | HEV | 2035 | TWh | 411 | Sub_sector | Buildings | Datacenters | Datacenters & ICT | Energetic | datacentres_final_demand_biomass_energetic | Biomass | EU | Energy demand | 0 | FEC
RO | TYNDP2026 | HEV | 2035 | TWh | 412 | Sub_sector | Buildings | Datacenters | Datacenters & ICT | Energetic | datacentres_final_demand_coal_energetic | Solids | EU | Energy demand | 0 | FEC
RO | TYNDP2026 | HEV | 2035 | TWh | 413 | Sub_sector | Buildings | Datacenters | Datacenters & ICT | Energetic | datacentres_final_demand_oil_energetic | Liquids | EU | Energy demand | 0 | FEC
RO | TYNDP2026 | HEV | 2035 | TWh | 414 | Sub_sector | Buildings | Datacenters | Datacenters & ICT | Energetic | datacentres_final_demand_other_energetic | Others | EU | Energy demand | 0 | FEC
RO | TYNDP2026 | HEV | 2035 | TWh | 415 | Sub_sector | Buildings | Datacenters | Datacenters & ICT | Energetic | datacentres_final_demand_ammonia_energetic | Ammonia | EU | Energy demand | 0 | FEC
RO | TYNDP2026 | HEV | 2035 | TWh | 417 | Sub_sector | Transport | Others_Sector | Others_Sector | Energetic | other_final_demand_electricity_energetic | Electricity | EU | Energy demand | 0 | FEC
RO | TYNDP2026 | HEV | 2035 | TWh | 418 | Sub_sector | Transport | Others_Sector | Others_Sector | Energetic | other_final_demand_hydrogen_energetic | Hydrogen | EU | Energy demand | 0 | FEC
RO | TYNDP2026 | HEV | 2035 | TWh | 419 | Sub_sector | Transport | Pipeline Transport | Others_Sector | Energetic | other_final_demand_methane_energetic | Methane | EU | Energy demand | 0.018981 | FEC
RO | TYNDP2026 | HEV | 2035 | TWh | 420 | Sub_sector | Transport | Others_Sector | Others_Sector | Energetic | other_final_demand_heat_energetic | Heat | EU | Energy demand | 0 | FEC
RO | TYNDP2026 | HEV | 2035 | TWh | 421 | Sub_sector | Transport | Others_Sector | Others_Sector | Energetic | other_final_demand_biomass_energetic | Biomass | EU | Energy demand | 0 | FEC
RO | TYNDP2026 | HEV | 2035 | TWh | 422 | Sub_sector | Transport | Others_Sector | Others_Sector | Energetic | other_final_demand_coal_energetic | Solids | EU | Energy demand | 0 | FEC
RO | TYNDP2026 | HEV | 2035 | TWh | 423 | Sub_sector | Transport | Others_Sector | Others_Sector | Energetic | other_final_demand_oil_energetic | Liquids | EU | Energy demand | 2.4077 | FEC
RO | TYNDP2026 | HEV | 2035 | TWh | 424 | Sub_sector | Others_Sector | Others_Sector | Others_Sector | Non-energetic | other_final_demand_oil_non_energetic | Liquids | EU | Energy demand | 0.95666 | not_included_in_FEC
RO | TYNDP2026 | HEV | 2035 | TWh | 425 | Sub_sector | Transport | Others_Sector | Others_Sector | Energetic | other_final_demand_other_energetic | Others | EU | Energy demand | 0 | FEC
RO | TYNDP2026 | HEV | 2035 | TWh | 426 | Sub_sector | Transport | Others_Sector | Others_Sector | Energetic | other_final_demand_ammonia_energetic | Ammonia | EU | Energy demand | 0 | FEC
RO | TYNDP2026 | HEV | 2035 | TWh | 427 | Sub_sector | Industry | Surplus_Heat_in_Industry | Surplus_Heat_in_Industry | Energetic | final_demand_of_industry_unused_local_production_steam_hot_water | Heat | EU | Energy demand | 0 | FEC
RO | TYNDP2026 | HEV | 2035 | TWh | 429 | Sub_sector | Agriculture | Total | Agriculture | Energetic | agriculture_final_demand_electricity_energetic | Electricity | EU | Energy demand | 0.83433 | FEC
RO | TYNDP2026 | HEV | 2035 | TWh | 430 | Sub_sector | Agriculture | Total | Agriculture | Energetic | agriculture_final_demand_hydrogen_energetic | Hydrogen | EU | Energy demand | 0 | FEC
RO | TYNDP2026 | HEV | 2035 | TWh | 431 | Sub_sector | Agriculture | Total | Agriculture | Energetic | agriculture_final_demand_methane_energetic | Methane | EU | Energy demand | 1.1405 | FEC
RO | TYNDP2026 | HEV | 2035 | TWh | 432 | Sub_sector | Agriculture | Total | Agriculture | Energetic | agriculture_final_demand_heat_energetic | Heat | EU | Energy demand | 0.096673 | FEC
RO | TYNDP2026 | HEV | 2035 | TWh | 433 | Sub_sector | Agriculture | Total | Agriculture | Energetic | agriculture_final_demand_biomass_energetic | Biomass | EU | Energy demand | 0.19288 | FEC
RO | TYNDP2026 | HEV | 2035 | TWh | 434 | Sub_sector | Agriculture | Total | Agriculture | Energetic | agriculture_final_demand_coal_energetic | Solids | EU | Energy demand | 0 | FEC
RO | TYNDP2026 | HEV | 2035 | TWh | 435 | Sub_sector | Agriculture | Total | Agriculture | Energetic | agriculture_final_demand_oil_energetic | Liquids | EU | Energy demand | 3.1998 | FEC
RO | TYNDP2026 | HEV | 2035 | TWh | 436 | Sub_sector | Agriculture | Total | Agriculture | Energetic | agriculture_final_demand_other_energetic | Others | EU | Energy demand | 0 | FEC
RO | TYNDP2026 | HEV | 2035 | TWh | 437 | Sub_sector | Agriculture | Total | Agriculture | Energetic | agriculture_final_demand_ammonia_energetic | Ammonia | EU | Energy demand | 0 | FEC
RO | TYNDP2026 | HEV | 2035 | TWh | 447 | Sub_sector | Buildings | Surplus Energy | Buildings | Energetic | GAP | Electricity | EU | Energy demand | 0 | FEC
RO | TYNDP2026 | HEV | 2035 | TWh | 448 | Sub_sector | Buildings | Surplus Energy | Buildings | Energetic | GAP | Hydrogen | EU | Energy demand | 0 | FEC
RO | TYNDP2026 | HEV | 2035 | TWh | 449 | Sub_sector | Buildings | Surplus Energy | Buildings | Energetic | GAP | Methane | EU | Energy demand | 0 | FEC
RO | TYNDP2026 | HEV | 2035 | TWh | 450 | Sub_sector | Buildings | Surplus Energy | Buildings | Energetic | GAP | Heat | EU | Energy demand | 0 | FEC
RO | TYNDP2026 | HEV | 2035 | TWh | 451 | Sub_sector | Buildings | Surplus Energy | Buildings | Energetic | GAP | Biomass | EU | Energy demand | 0.063669 | FEC
RO | TYNDP2026 | HEV | 2035 | TWh | 452 | Sub_sector | Buildings | Surplus Energy | Buildings | Energetic | GAP | Solids | EU | Energy demand | 0 | FEC
RO | TYNDP2026 | HEV | 2035 | TWh | 453 | Sub_sector | Buildings | Surplus Energy | Buildings | Energetic | GAP | Liquids | EU | Energy demand | 0.1937 | FEC
RO | TYNDP2026 | HEV | 2035 | TWh | 454 | Sub_sector | Buildings | Surplus Energy | Buildings | Energetic | GAP | Others | EU | Energy demand | 0 | FEC
RO | TYNDP2026 | HEV | 2035 | TWh | 455 | Sub_sector | Buildings | Surplus Energy | Buildings | Energetic | GAP | Ammonia | EU | Energy demand | 0 | FEC
RO | TYNDP2026 | HEV | 2035 | TWh | 456 | Sub_sector | Households | Surplus Energy | Households | Energetic | GAP | Electricity | EU | Energy demand | 5.33e-13 | FEC
RO | TYNDP2026 | HEV | 2035 | TWh | 457 | Sub_sector | Households | Surplus Energy | Households | Energetic | GAP | Hydrogen | EU | Energy demand | 0 | FEC
RO | TYNDP2026 | HEV | 2035 | TWh | 458 | Sub_sector | Households | Surplus Energy | Households | Energetic | GAP | Methane | EU | Energy demand | 0 | FEC
RO | TYNDP2026 | HEV | 2035 | TWh | 459 | Sub_sector | Households | Surplus Energy | Households | Energetic | GAP | Heat | EU | Energy demand | 0 | FEC
RO | TYNDP2026 | HEV | 2035 | TWh | 460 | Sub_sector | Households | Surplus Energy | Households | Energetic | GAP | Biomass | EU | Energy demand | 0 | FEC
RO | TYNDP2026 | HEV | 2035 | TWh | 461 | Sub_sector | Households | Surplus Energy | Households | Energetic | GAP | Solids | EU | Energy demand | 0 | FEC
RO | TYNDP2026 | HEV | 2035 | TWh | 462 | Sub_sector | Households | Surplus Energy | Households | Energetic | GAP | Liquids | EU | Energy demand | 0 | FEC
RO | TYNDP2026 | HEV | 2035 | TWh | 463 | Sub_sector | Households | Surplus Energy | Households | Energetic | GAP | Others | EU | Energy demand | 0 | FEC
RO | TYNDP2026 | HEV | 2035 | TWh | 464 | Sub_sector | Households | Surplus Energy | Households | Energetic | GAP | Ammonia | EU | Energy demand | 0 | FEC
RO | TYNDP2026 | HEV | 2040 | TWh | 102 | Sub_sector | Industry | Aluminium | Industry (aluminium) | Energetic | industry_aluminium_demand_electricity_energetic | Electricity | EU | Energy demand | 1.7677 | FEC
RO | TYNDP2026 | HEV | 2040 | TWh | 103 | Sub_sector | Industry | Aluminium | Industry (aluminium) | Energetic | industry_aluminium_demand_hydrogen_energetic | Hydrogen | EU | Energy demand | 0 | FEC
RO | TYNDP2026 | HEV | 2040 | TWh | 104 | Sub_sector | Industry | Aluminium | Industry (aluminium) | Energetic | industry_aluminium_demand_methane_energetic | Methane | EU | Energy demand | 0.33324 | FEC
RO | TYNDP2026 | HEV | 2040 | TWh | 105 | Sub_sector | Industry | Aluminium | Industry (aluminium) | Energetic | industry_aluminium_demand_heat_energetic | Heat | EU | Energy demand | 0 | FEC
RO | TYNDP2026 | HEV | 2040 | TWh | 106 | Sub_sector | Industry | Aluminium | Industry (aluminium) | Energetic | industry_aluminium_demand_biomass_energetic | Biomass | EU | Energy demand | 0 | FEC
RO | TYNDP2026 | HEV | 2040 | TWh | 107 | Sub_sector | Industry | Aluminium | Industry (aluminium) | Energetic | industry_aluminium_demand_coal_energetic | Solids | EU | Energy demand | 0 | FEC
RO | TYNDP2026 | HEV | 2040 | TWh | 108 | Sub_sector | Industry | Aluminium | Industry (aluminium) | Energetic | industry_aluminium_demand_oil_energetic | Liquids | EU | Energy demand | 0 | FEC
RO | TYNDP2026 | HEV | 2040 | TWh | 109 | Sub_sector | Industry | Aluminium | Industry (aluminium) | Energetic | industry_aluminium_demand_others_energetic | Others | EU | Energy demand | 0 | FEC
RO | TYNDP2026 | HEV | 2040 | TWh | 110 | Sub_sector | Industry | Aluminium | Industry (aluminium) | Energetic | industry_ammonia_demand_others_energetic | Ammonia | EU | Energy demand | 0 | FEC
RO | TYNDP2026 | HEV | 2040 | TWh | 112 | Sub_sector | Industry | Chemicals | Industry (chemicals, energetic) | Energetic | industry_chemical_demand_electricity_energetic | Electricity | EU | Energy demand | 9.6948 | FEC
RO | TYNDP2026 | HEV | 2040 | TWh | 113 | Sub_sector | Industry | Chemicals | Industry (chemicals, energetic) | Energetic | industry_chemical_demand_hydrogen_energetic | Hydrogen | EU | Energy demand | 1.6295 | FEC
RO | TYNDP2026 | HEV | 2040 | TWh | 114 | Sub_sector | Industry | Chemicals | Industry (chemicals, energetic) | Energetic | industry_chemical_demand_methane_energetic | Methane | EU | Energy demand | 0.66162 | FEC
RO | TYNDP2026 | HEV | 2040 | TWh | 115 | Sub_sector | Industry | Chemicals | Industry (chemicals, energetic) | Energetic | industry_chemical_demand_heat_energetic | Heat | EU | Energy demand | 1.2743 | FEC
RO | TYNDP2026 | HEV | 2040 | TWh | 116 | Sub_sector | Industry | Chemicals | Industry (chemicals, energetic) | Energetic | industry_chemical_demand_biomass_energetic | Biomass | EU | Energy demand | 2.3169 | FEC
RO | TYNDP2026 | HEV | 2040 | TWh | 117 | Sub_sector | Industry | Chemicals | Industry (chemicals, energetic) | Energetic | industry_chemical_demand_coal_energetic | Solids | EU | Energy demand | 0 | FEC
RO | TYNDP2026 | HEV | 2040 | TWh | 118 | Sub_sector | Industry | Chemicals | Industry (chemicals, energetic) | Energetic | industry_chemical_demand_oil_energetic | Liquids | EU | Energy demand | 0 | FEC
RO | TYNDP2026 | HEV | 2040 | TWh | 119 | Sub_sector | Industry | Chemicals | Industry (chemicals, energetic) | Energetic | industry_chemical_demand_others_energetic | Others | EU | Energy demand | 0 | FEC
RO | TYNDP2026 | HEV | 2040 | TWh | 120 | Sub_sector | Industry | Chemicals | Industry (chemicals, energetic) | Energetic | industry_chemical_demand_ammonia_energetic | Ammonia | EU | Energy demand | 0 | FEC
RO | TYNDP2026 | HEV | 2040 | TWh | 122 | Sub_sector | Industry | Chemicals | Industry (chemicals, non-energetic) | Non-energetic | industry_chemical_demand_electricity_non_energetic | Electricity | EU | Energy demand | 0 | not_included_in_FEC
RO | TYNDP2026 | HEV | 2040 | TWh | 123 | Sub_sector | Industry | Chemicals | Industry (chemicals, non-energetic) | Non-energetic | industry_chemical_demand_hydrogen_non_energetic | Hydrogen | EU | Energy demand | 0.35304 | not_included_in_FEC
RO | TYNDP2026 | HEV | 2040 | TWh | 124 | Sub_sector | Industry | Chemicals | Industry (chemicals, non-energetic) | Non-energetic | industry_chemical_demand_methane_non_energetic | Methane | EU | Energy demand | 0.07213 | not_included_in_FEC
RO | TYNDP2026 | HEV | 2040 | TWh | 125 | Sub_sector | Industry | Chemicals | Industry (chemicals, non-energetic) | Non-energetic | industry_chemical_demand_heat_non_energetic | Heat | EU | Energy demand | 0 | not_included_in_FEC
RO | TYNDP2026 | HEV | 2040 | TWh | 126 | Sub_sector | Industry | Chemicals | Industry (chemicals, non-energetic) | Non-energetic | industry_chemical_demand_biomass_non_energetic | Biomass | EU | Energy demand | 0.11228 | not_included_in_FEC
RO | TYNDP2026 | HEV | 2040 | TWh | 127 | Sub_sector | Industry | Chemicals | Industry (chemicals, non-energetic) | Non-energetic | industry_chemical_demand_coal_non_energetic | Solids | EU | Energy demand | 0.00086292 | not_included_in_FEC
RO | TYNDP2026 | HEV | 2040 | TWh | 128 | Sub_sector | Industry | Chemicals | Industry (chemicals, non-energetic) | Non-energetic | industry_chemical_demand_oil_non_energetic | Liquids | EU | Energy demand | 0.47689 | not_included_in_FEC
RO | TYNDP2026 | HEV | 2040 | TWh | 129 | Sub_sector | Industry | Chemicals | Industry (chemicals, non-energetic) | Non-energetic | industry_chemical_demand_others_non_energetic | Others | EU | Energy demand | 0 | not_included_in_FEC
RO | TYNDP2026 | HEV | 2040 | TWh | 130 | Sub_sector | Industry | Chemicals | Industry (chemicals, non-energetic) | Non-energetic | industry_chemical_demand_ammonia_non_energetic | Ammonia | EU | Energy demand | 0 | not_included_in_FEC
RO | TYNDP2026 | HEV | 2040 | TWh | 132 | Sub_sector | Industry | Fertilizers | Industry (fertilizers, energetic) | Energetic | industry_fertilizers_demand_electricity_energetic | Electricity | EU | Energy demand | 0.2131 | FEC
RO | TYNDP2026 | HEV | 2040 | TWh | 133 | Sub_sector | Industry | Fertilizers | Industry (fertilizers, energetic) | Energetic | industry_fertilizers_demand_hydrogen_energetic | Hydrogen | EU | Energy demand | 0.666 | FEC
RO | TYNDP2026 | HEV | 2040 | TWh | 134 | Sub_sector | Industry | Fertilizers | Industry (fertilizers, energetic) | Energetic | industry_fertilizers_demand_methane_energetic | Methane | EU | Energy demand | 0.9584 | FEC
RO | TYNDP2026 | HEV | 2040 | TWh | 135 | Sub_sector | Industry | Fertilizers | Industry (fertilizers, energetic) | Energetic | industry_fertilizers_demand_heat_energetic | Heat | EU | Energy demand | 0 | FEC
RO | TYNDP2026 | HEV | 2040 | TWh | 136 | Sub_sector | Industry | Fertilizers | Industry (fertilizers, energetic) | Energetic | industry_fertilizers_demand_biomass_energetic | Biomass | EU | Energy demand | 0 | FEC
RO | TYNDP2026 | HEV | 2040 | TWh | 137 | Sub_sector | Industry | Fertilizers | Industry (fertilizers, energetic) | Energetic | industry_fertilizers_demand_coal_energetic | Solids | EU | Energy demand | 0 | FEC
RO | TYNDP2026 | HEV | 2040 | TWh | 138 | Sub_sector | Industry | Fertilizers | Industry (fertilizers, energetic) | Energetic | industry_fertilizers_demand_oil_energetic | Liquids | EU | Energy demand | 0 | FEC
RO | TYNDP2026 | HEV | 2040 | TWh | 139 | Sub_sector | Industry | Fertilizers | Industry (fertilizers, energetic) | Energetic | industry_fertilizers_demand_others_energetic | Others | EU | Energy demand | 0 | FEC
RO | TYNDP2026 | HEV | 2040 | TWh | 140 | Sub_sector | Industry | Fertilizers | Industry (fertilizers, energetic) | Energetic | industry_fertilizers_demand_ammonia_energetic | Ammonia | EU | Energy demand | 0 | FEC
RO | TYNDP2026 | HEV | 2040 | TWh | 142 | Sub_sector | Industry | Fertilizers | Industry (fertilizers, non-energetic) | Non-energetic | industry_fertilizers_demand_electricity_non_energetic | Electricity | EU | Energy demand | 0 | not_included_in_FEC
RO | TYNDP2026 | HEV | 2040 | TWh | 143 | Sub_sector | Industry | Fertilizers | Industry (fertilizers, non-energetic) | Non-energetic | industry_fertilizers_demand_hydrogen_non_energetic | Hydrogen | EU | Energy demand | 1.8373 | not_included_in_FEC
RO | TYNDP2026 | HEV | 2040 | TWh | 144 | Sub_sector | Industry | Fertilizers | Industry (fertilizers, non-energetic) | Non-energetic | industry_fertilizers_demand_methane_non_energetic | Methane | EU | Energy demand | 2.9247 | not_included_in_FEC
RO | TYNDP2026 | HEV | 2040 | TWh | 145 | Sub_sector | Industry | Fertilizers | Industry (fertilizers, non-energetic) | Non-energetic | industry_fertilizers_demand_heat_non_energetic | Heat | EU | Energy demand | 0 | not_included_in_FEC
RO | TYNDP2026 | HEV | 2040 | TWh | 146 | Sub_sector | Industry | Fertilizers | Industry (fertilizers, non-energetic) | Non-energetic | industry_fertilizers_demand_biomass_non_energetic | Biomass | EU | Energy demand | 0 | not_included_in_FEC
RO | TYNDP2026 | HEV | 2040 | TWh | 147 | Sub_sector | Industry | Fertilizers | Industry (fertilizers, non-energetic) | Non-energetic | industry_fertilizers_demand_coal_non_energetic | Solids | EU | Energy demand | 0 | not_included_in_FEC
RO | TYNDP2026 | HEV | 2040 | TWh | 148 | Sub_sector | Industry | Fertilizers | Industry (fertilizers, non-energetic) | Non-energetic | industry_fertilizers_demand_oil_non_energetic | Liquids | EU | Energy demand | 0 | not_included_in_FEC
RO | TYNDP2026 | HEV | 2040 | TWh | 149 | Sub_sector | Industry | Fertilizers | Industry (fertilizers, non-energetic) | Non-energetic | industry_fertilizers_demand_others_non_energetic | Others | EU | Energy demand | 0 | not_included_in_FEC
RO | TYNDP2026 | HEV | 2040 | TWh | 150 | Sub_sector | Industry | Fertilizers | Industry (fertilizers, non-energetic) | Non-energetic | industry_fertilizers_demand_ammonia_non_energetic | Ammonia | EU | Energy demand | 0 | not_included_in_FEC
RO | TYNDP2026 | HEV | 2040 | TWh | 152 | Sub_sector | Industry | Food | Industry (food) | Energetic | industry_food_demand_electricity_energetic | Electricity | EU | Energy demand | 3.6404 | FEC
RO | TYNDP2026 | HEV | 2040 | TWh | 153 | Sub_sector | Industry | Food | Industry (food) | Energetic | industry_food_demand_hydrogen_energetic | Hydrogen | EU | Energy demand | 0 | FEC
RO | TYNDP2026 | HEV | 2040 | TWh | 154 | Sub_sector | Industry | Food | Industry (food) | Energetic | industry_food_demand_methane_energetic | Methane | EU | Energy demand | 0.82636 | FEC
RO | TYNDP2026 | HEV | 2040 | TWh | 155 | Sub_sector | Industry | Food | Industry (food) | Energetic | industry_food_demand_heat_energetic | Heat | EU | Energy demand | 0 | FEC
RO | TYNDP2026 | HEV | 2040 | TWh | 156 | Sub_sector | Industry | Food | Industry (food) | Energetic | industry_food_demand_biomass_energetic | Biomass | EU | Energy demand | 0 | FEC
RO | TYNDP2026 | HEV | 2040 | TWh | 157 | Sub_sector | Industry | Food | Industry (food) | Energetic | industry_food_demand_coal_energetic | Solids | EU | Energy demand | 0 | FEC
RO | TYNDP2026 | HEV | 2040 | TWh | 158 | Sub_sector | Industry | Food | Industry (food) | Energetic | industry_food_demand_oil_energetic | Liquids | EU | Energy demand | 0.072319 | FEC
RO | TYNDP2026 | HEV | 2040 | TWh | 159 | Sub_sector | Industry | Food | Industry (food) | Energetic | industry_food_demand_others_energetic | Others | EU | Energy demand | 0 | FEC
RO | TYNDP2026 | HEV | 2040 | TWh | 160 | Sub_sector | Industry | Food | Industry (food) | Energetic | industry_food_demand_ammonia_energetic | Ammonia | EU | Energy demand | 0 | FEC
RO | TYNDP2026 | HEV | 2040 | TWh | 162 | Sub_sector | Industry | Metals | Industry (metal) | Energetic | industry_metal_demand_electricity_energetic | Electricity | EU | Energy demand | 0 | FEC
RO | TYNDP2026 | HEV | 2040 | TWh | 163 | Sub_sector | Industry | Metals | Industry (metal) | Energetic | industry_metal_demand_hydrogen_energetic | Hydrogen | EU | Energy demand | 0 | FEC
RO | TYNDP2026 | HEV | 2040 | TWh | 164 | Sub_sector | Industry | Metals | Industry (metal) | Energetic | industry_metal_demand_methane_energetic | Methane | EU | Energy demand | 1.3156 | FEC
RO | TYNDP2026 | HEV | 2040 | TWh | 165 | Sub_sector | Industry | Metals | Industry (metal) | Energetic | industry_metal_demand_heat_energetic | Heat | EU | Energy demand | 0 | FEC
RO | TYNDP2026 | HEV | 2040 | TWh | 166 | Sub_sector | Industry | Metals | Industry (metal) | Energetic | industry_metal_demand_biomass_energetic | Biomass | EU | Energy demand | 0 | FEC
RO | TYNDP2026 | HEV | 2040 | TWh | 167 | Sub_sector | Industry | Metals | Industry (metal) | Energetic | industry_metal_demand_coal_energetic | Solids | EU | Energy demand | 0 | FEC
RO | TYNDP2026 | HEV | 2040 | TWh | 168 | Sub_sector | Industry | Metals | Industry (metal) | Energetic | industry_metal_demand_oil_energetic | Liquids | EU | Energy demand | 0.010158 | FEC
RO | TYNDP2026 | HEV | 2040 | TWh | 169 | Sub_sector | Industry | Metals | Industry (metal) | Energetic | industry_metal_demand_others_energetic | Others | EU | Energy demand | 0 | FEC
RO | TYNDP2026 | HEV | 2040 | TWh | 170 | Sub_sector | Industry | Metals | Industry (metal) | Energetic | industry_metal_demand_ammonia_energetic | Ammonia | EU | Energy demand | 0 | FEC
RO | TYNDP2026 | HEV | 2040 | TWh | 172 | Sub_sector | Industry | Others | Industry (other, energetic) | Energetic | industry_other_demand_electricity_energetic | Electricity | EU | Energy demand | 13.2975 | FEC
RO | TYNDP2026 | HEV | 2040 | TWh | 173 | Sub_sector | Industry | Others | Industry (other, energetic) | Energetic | industry_other_demand_hydrogen_energetic | Hydrogen | EU | Energy demand | 10.1945 | FEC
RO | TYNDP2026 | HEV | 2040 | TWh | 174 | Sub_sector | Industry | Others | Industry (other, energetic) | Energetic | industry_other_demand_methane_energetic | Methane | EU | Energy demand | 0.84435 | FEC
RO | TYNDP2026 | HEV | 2040 | TWh | 175 | Sub_sector | Industry | Others | Industry (other, energetic) | Energetic | industry_other_demand_heat_energetic | Heat | EU | Energy demand | 0 | FEC
RO | TYNDP2026 | HEV | 2040 | TWh | 176 | Sub_sector | Industry | Others | Industry (other, energetic) | Energetic | industry_other_demand_biomass_energetic | Biomass | EU | Energy demand | 2.5546 | FEC
RO | TYNDP2026 | HEV | 2040 | TWh | 177 | Sub_sector | Industry | Others | Industry (other, energetic) | Energetic | industry_other_demand_coal_energetic | Solids | EU | Energy demand | 0 | FEC
RO | TYNDP2026 | HEV | 2040 | TWh | 178 | Sub_sector | Industry | Others | Industry (other, energetic) | Energetic | industry_other_demand_oil_energetic | Liquids | EU | Energy demand | 0 | FEC
RO | TYNDP2026 | HEV | 2040 | TWh | 179 | Sub_sector | Industry | Others | Industry (other, energetic) | Energetic | industry_other_demand_others_energetic | Others | EU | Energy demand | 0 | FEC
RO | TYNDP2026 | HEV | 2040 | TWh | 180 | Sub_sector | Industry | Others | Industry (other, energetic) | Energetic | industry_other_demand_ammonia_energetic | Ammonia | EU | Energy demand | 0 | FEC
RO | TYNDP2026 | HEV | 2040 | TWh | 182 | Sub_sector | Industry | Others | Industry (other, non-energetic) | Non-energetic | industry_other_demand_electricity_non_energetic | Electricity | EU | Energy demand | 0 | not_included_in_FEC
RO | TYNDP2026 | HEV | 2040 | TWh | 183 | Sub_sector | Industry | Others | Industry (other, non-energetic) | Non-energetic | industry_other_demand_hydrogen_non_energetic | Hydrogen | EU | Energy demand | 0 | not_included_in_FEC
RO | TYNDP2026 | HEV | 2040 | TWh | 184 | Sub_sector | Industry | Others | Industry (other, non-energetic) | Non-energetic | industry_other_demand_methane_non_energetic | Methane | EU | Energy demand | 0 | not_included_in_FEC
RO | TYNDP2026 | HEV | 2040 | TWh | 185 | Sub_sector | Industry | Others | Industry (other, non-energetic) | Non-energetic | industry_other_demand_heat_non_energetic | Heat | EU | Energy demand | 0 | not_included_in_FEC
RO | TYNDP2026 | HEV | 2040 | TWh | 186 | Sub_sector | Industry | Others | Industry (other, non-energetic) | Non-energetic | industry_other_demand_biomass_non_energetic | Biomass | EU | Energy demand | 0 | not_included_in_FEC
RO | TYNDP2026 | HEV | 2040 | TWh | 187 | Sub_sector | Industry | Others | Industry (other, non-energetic) | Non-energetic | industry_other_demand_coal_non_energetic | Solids | EU | Energy demand | 0 | not_included_in_FEC
RO | TYNDP2026 | HEV | 2040 | TWh | 188 | Sub_sector | Industry | Others | Industry (other, non-energetic) | Non-energetic | industry_other_demand_oil_non_energetic | Liquids | EU | Energy demand | 4.8104 | not_included_in_FEC
RO | TYNDP2026 | HEV | 2040 | TWh | 189 | Sub_sector | Industry | Others | Industry (other, non-energetic) | Non-energetic | industry_other_demand_others_non_energetic | Others | EU | Energy demand | 0 | not_included_in_FEC
RO | TYNDP2026 | HEV | 2040 | TWh | 190 | Sub_sector | Industry | Others | Industry (other, non-energetic) | Non-energetic | industry_other_demand_ammonia_non_energetic | Ammonia | EU | Energy demand | 0 | not_included_in_FEC
RO | TYNDP2026 | HEV | 2040 | TWh | 192 | Sub_sector | Industry | Paper | Industry (paper) | Energetic | industry_paper_demand_electricity_energetic | Electricity | EU | Energy demand | 0.92411 | FEC
RO | TYNDP2026 | HEV | 2040 | TWh | 193 | Sub_sector | Industry | Paper | Industry (paper) | Energetic | industry_paper_demand_hydrogen_energetic | Hydrogen | EU | Energy demand | 0.15332 | FEC
RO | TYNDP2026 | HEV | 2040 | TWh | 194 | Sub_sector | Industry | Paper | Industry (paper) | Energetic | industry_paper_demand_methane_energetic | Methane | EU | Energy demand | 0.042743 | FEC
RO | TYNDP2026 | HEV | 2040 | TWh | 195 | Sub_sector | Industry | Paper | Industry (paper) | Energetic | industry_paper_demand_heat_energetic | Heat | EU | Energy demand | 0 | FEC
RO | TYNDP2026 | HEV | 2040 | TWh | 196 | Sub_sector | Industry | Paper | Industry (paper) | Energetic | industry_paper_demand_biomass_energetic | Biomass | EU | Energy demand | 0.17564 | FEC
RO | TYNDP2026 | HEV | 2040 | TWh | 197 | Sub_sector | Industry | Paper | Industry (paper) | Energetic | industry_paper_demand_coal_energetic | Solids | EU | Energy demand | 0.017938 | FEC
RO | TYNDP2026 | HEV | 2040 | TWh | 198 | Sub_sector | Industry | Paper | Industry (paper) | Energetic | industry_paper_demand_oil_energetic | Liquids | EU | Energy demand | 0 | FEC
RO | TYNDP2026 | HEV | 2040 | TWh | 199 | Sub_sector | Industry | Paper | Industry (paper) | Energetic | industry_paper_demand_others_energetic | Others | EU | Energy demand | 0 | FEC
RO | TYNDP2026 | HEV | 2040 | TWh | 200 | Sub_sector | Industry | Paper | Industry (paper) | Energetic | industry_paper_demand_ammonia_energetic | Ammonia | EU | Energy demand | 0 | FEC
RO | TYNDP2026 | HEV | 2040 | TWh | 202 | Sub_sector | Industry | Refineries | Industry (refineries, energetic) | Energetic | industry_refinery_demand_electricity_energetic | Electricity | EU | Energy demand | 0.58072 | not_included_in_FEC
RO | TYNDP2026 | HEV | 2040 | TWh | 203 | Sub_sector | Industry | Refineries | Industry (refineries, energetic) | Energetic | industry_refinery_demand_hydrogen_energetic | Hydrogen | EU | Energy demand | 0.79892 | not_included_in_FEC
RO | TYNDP2026 | HEV | 2040 | TWh | 204 | Sub_sector | Industry | Refineries | Industry (refineries, energetic) | Energetic | industry_refinery_demand_methane_energetic | Methane | EU | Energy demand | 1.1485 | not_included_in_FEC
RO | TYNDP2026 | HEV | 2040 | TWh | 205 | Sub_sector | Industry | Refineries | Industry (refineries, energetic) | Energetic | industry_refinery_demand_heat_energetic | Heat | EU | Energy demand | 0.23919 | not_included_in_FEC
RO | TYNDP2026 | HEV | 2040 | TWh | 206 | Sub_sector | Industry | Refineries | Industry (refineries, energetic) | Energetic | industry_refinery_demand_biomass_energetic | Biomass | EU | Energy demand | 0.00013056 | not_included_in_FEC
RO | TYNDP2026 | HEV | 2040 | TWh | 207 | Sub_sector | Industry | Refineries | Industry (refineries, energetic) | Energetic | industry_refinery_demand_coal_energetic | Solids | EU | Energy demand | 0 | not_included_in_FEC
RO | TYNDP2026 | HEV | 2040 | TWh | 208 | Sub_sector | Industry | Refineries | Industry (refineries, energetic) | Energetic | industry_refinery_demand_oil_energetic | Liquids | EU | Energy demand | 1.4756 | not_included_in_FEC
RO | TYNDP2026 | HEV | 2040 | TWh | 209 | Sub_sector | Industry | Refineries | Industry (refineries, energetic) | Energetic | industry_refinery_demand_others_energetic | Others | EU | Energy demand | 0 | not_included_in_FEC
RO | TYNDP2026 | HEV | 2040 | TWh | 210 | Sub_sector | Industry | Refineries | Industry (refineries, energetic) | Energetic | industry_refinery_demand_ammonia_energetic | Ammonia | EU | Energy demand | 0 | not_included_in_FEC
RO | TYNDP2026 | HEV | 2040 | TWh | 212 | Sub_sector | Industry | Refineries | Industry (refineries, non-energetic) | Non-energetic | industry_refinery_demand_electricity_non_energetic | Electricity | EU | Energy demand | 0 | not_included_in_FEC
RO | TYNDP2026 | HEV | 2040 | TWh | 213 | Sub_sector | Industry | Refineries | Industry (refineries, non-energetic) | Non-energetic | industry_refinery_demand_hydrogen_non_energetic | Hydrogen | EU | Energy demand | 0 | not_included_in_FEC
RO | TYNDP2026 | HEV | 2040 | TWh | 214 | Sub_sector | Industry | Refineries | Industry (refineries, non-energetic) | Non-energetic | industry_refinery_demand_methane_non_energetic | Methane | EU | Energy demand | 0 | not_included_in_FEC
RO | TYNDP2026 | HEV | 2040 | TWh | 215 | Sub_sector | Industry | Refineries | Industry (refineries, non-energetic) | Non-energetic | industry_refinery_demand_heat_non_energetic | Heat | EU | Energy demand | 0 | not_included_in_FEC
RO | TYNDP2026 | HEV | 2040 | TWh | 216 | Sub_sector | Industry | Refineries | Industry (refineries, non-energetic) | Non-energetic | industry_refinery_demand_biomass_non_energetic | Biomass | EU | Energy demand | 0 | not_included_in_FEC
RO | TYNDP2026 | HEV | 2040 | TWh | 217 | Sub_sector | Industry | Refineries | Industry (refineries, non-energetic) | Non-energetic | industry_refinery_demand_coal_non_energetic | Solids | EU | Energy demand | 0 | not_included_in_FEC
RO | TYNDP2026 | HEV | 2040 | TWh | 218 | Sub_sector | Industry | Refineries | Industry (refineries, non-energetic) | Non-energetic | industry_refinery_demand_oil_non_energetic | Liquids | EU | Energy demand | 0 | not_included_in_FEC
RO | TYNDP2026 | HEV | 2040 | TWh | 219 | Sub_sector | Industry | Refineries | Industry (refineries, non-energetic) | Non-energetic | industry_refinery_demand_others_non_energetic | Others | EU | Energy demand | 0 | not_included_in_FEC
RO | TYNDP2026 | HEV | 2040 | TWh | 220 | Sub_sector | Industry | Refineries | Industry (refineries, non-energetic) | Non-energetic | industry_refinery_demand_ammonia_non_energetic | Ammonia | EU | Energy demand | 0 | not_included_in_FEC
RO | TYNDP2026 | HEV | 2040 | TWh | 222 | Sub_sector | Industry | Steel | Industry (steel) | Energetic | industry_steel_demand_electricity_energetic | Electricity | EU | Energy demand | 3.4935 | FEC
RO | TYNDP2026 | HEV | 2040 | TWh | 223 | Sub_sector | Industry | Steel | Industry (steel) | Energetic | industry_steel_demand_hydrogen_energetic | Hydrogen | EU | Energy demand | 2.9662 | FEC
RO | TYNDP2026 | HEV | 2040 | TWh | 224 | Sub_sector | Industry | Steel | Industry (steel) | Energetic | industry_steel_demand_methane_energetic | Methane | EU | Energy demand | 5.0288 | FEC
RO | TYNDP2026 | HEV | 2040 | TWh | 225 | Sub_sector | Industry | Steel | Industry (steel) | Energetic | industry_steel_demand_heat_energetic | Heat | EU | Energy demand | 0.00035067 | FEC
RO | TYNDP2026 | HEV | 2040 | TWh | 226 | Sub_sector | Industry | Steel | Industry (steel) | Energetic | industry_steel_demand_biomass_energetic | Biomass | EU | Energy demand | 3.12e-06 | FEC
RO | TYNDP2026 | HEV | 2040 | TWh | 227 | Sub_sector | Industry | Steel | Industry (steel) | Energetic | industry_steel_demand_coal_energetic | Solids | EU | Energy demand | 1.6219 | FEC
RO | TYNDP2026 | HEV | 2040 | TWh | 228 | Sub_sector | Industry | Steel | Industry (steel) | Energetic | industry_steel_demand_oil_energetic | Liquids | EU | Energy demand | 0.0003183 | FEC
RO | TYNDP2026 | HEV | 2040 | TWh | 229 | Sub_sector | Industry | Steel | Industry (steel) | Energetic | industry_steel_demand_others_energetic | Others | EU | Energy demand | 0 | FEC
RO | TYNDP2026 | HEV | 2040 | TWh | 230 | Sub_sector | Industry | Steel | Industry (steel) | Energetic | industry_steel_demand_ammonia_energetic | Ammonia | EU | Energy demand | 0 | FEC
RO | TYNDP2026 | HEV | 2040 | TWh | 232 | Sub_sector | Transport | Cars | Transport (cars) | Energetic | transport_cars_final_demand_electricity | Electricity | EU | Energy demand | 7.538 | FEC
RO | TYNDP2026 | HEV | 2040 | TWh | 233 | Sub_sector | Transport | Cars | Transport (cars) | Energetic | transport_cars_final_demand_hydrogen | Hydrogen | EU | Energy demand | 4.5 | FEC
RO | TYNDP2026 | HEV | 2040 | TWh | 234 | Sub_sector | Transport | Cars | Transport (cars) | Energetic | transport_cars_final_demand_methane | Methane | EU | Energy demand | 0.8354 | FEC
RO | TYNDP2026 | HEV | 2040 | TWh | 235 | Sub_sector | Transport | Cars | Transport (cars) | Energetic | transport_cars_final_demand_heat | Heat | EU | Energy demand | 0 | FEC
RO | TYNDP2026 | HEV | 2040 | TWh | 236 | Sub_sector | Transport | Cars | Transport (cars) | Energetic | transport_cars_final_demand_biomass | Biomass | EU | Energy demand | 0 | FEC
RO | TYNDP2026 | HEV | 2040 | TWh | 237 | Sub_sector | Transport | Cars | Transport (cars) | Energetic | transport_cars_final_demand_coal | Solids | EU | Energy demand | 0 | FEC
RO | TYNDP2026 | HEV | 2040 | TWh | 238 | Sub_sector | Transport | Cars | Transport (cars) | Energetic | transport_cars_final_demand_oil | Liquids | EU | Energy demand | 21.4499 | FEC
RO | TYNDP2026 | HEV | 2040 | TWh | 239 | Sub_sector | Transport | Cars | Transport (cars) | Energetic | transport_cars_final_demand_other | Others | EU | Energy demand | 0 | FEC
RO | TYNDP2026 | HEV | 2040 | TWh | 240 | Sub_sector | Transport | Cars | Transport (cars) | Energetic | transport_cars_final_demand_ammonia | Ammonia | EU | Energy demand | 0 | FEC
RO | TYNDP2026 | HEV | 2040 | TWh | 242 | Sub_sector | Transport | Busses | Transport (busses) | Energetic | transport_busses_final_demand_electricity | Electricity | EU | Energy demand | 0.72735 | FEC
RO | TYNDP2026 | HEV | 2040 | TWh | 243 | Sub_sector | Transport | Busses | Transport (busses) | Energetic | transport_busses_final_demand_hydrogen | Hydrogen | EU | Energy demand | 1.0665 | FEC
RO | TYNDP2026 | HEV | 2040 | TWh | 244 | Sub_sector | Transport | Busses | Transport (busses) | Energetic | transport_busses_final_demand_methane | Methane | EU | Energy demand | 0.19964 | FEC
RO | TYNDP2026 | HEV | 2040 | TWh | 245 | Sub_sector | Transport | Busses | Transport (busses) | Energetic | transport_busses_final_demand_heat | Heat | EU | Energy demand | 0 | FEC
RO | TYNDP2026 | HEV | 2040 | TWh | 246 | Sub_sector | Transport | Busses | Transport (busses) | Energetic | transport_busses_final_demand_biomass | Biomass | EU | Energy demand | 0 | FEC
RO | TYNDP2026 | HEV | 2040 | TWh | 247 | Sub_sector | Transport | Busses | Transport (busses) | Energetic | transport_busses_final_demand_coal | Solids | EU | Energy demand | 0 | FEC
RO | TYNDP2026 | HEV | 2040 | TWh | 248 | Sub_sector | Transport | Busses | Transport (busses) | Energetic | transport_busses_final_demand_oil | Liquids | EU | Energy demand | 2.3286 | FEC
RO | TYNDP2026 | HEV | 2040 | TWh | 249 | Sub_sector | Transport | Busses | Transport (busses) | Energetic | transport_busses_final_demand_other | Others | EU | Energy demand | 0 | FEC
RO | TYNDP2026 | HEV | 2040 | TWh | 250 | Sub_sector | Transport | Busses | Transport (busses) | Energetic | transport_busses_final_demand_ammonia | Ammonia | EU | Energy demand | 0 | FEC
RO | TYNDP2026 | HEV | 2040 | TWh | 252 | Sub_sector | Transport | Trucks | Transport (trucks) | Energetic | transport_trucks_final_demand_electricity | Electricity | EU | Energy demand | 0.34188 | FEC
RO | TYNDP2026 | HEV | 2040 | TWh | 253 | Sub_sector | Transport | Trucks | Transport (trucks) | Energetic | transport_trucks_final_demand_hydrogen | Hydrogen | EU | Energy demand | 1.1812 | FEC
RO | TYNDP2026 | HEV | 2040 | TWh | 254 | Sub_sector | Transport | Trucks | Transport (trucks) | Energetic | transport_trucks_final_demand_methane | Methane | EU | Energy demand | 0.3587 | FEC
RO | TYNDP2026 | HEV | 2040 | TWh | 255 | Sub_sector | Transport | Trucks | Transport (trucks) | Energetic | transport_trucks_final_demand_heat | Heat | EU | Energy demand | 0 | FEC
RO | TYNDP2026 | HEV | 2040 | TWh | 256 | Sub_sector | Transport | Trucks | Transport (trucks) | Energetic | transport_trucks_final_demand_biomass | Biomass | EU | Energy demand | 0 | FEC
RO | TYNDP2026 | HEV | 2040 | TWh | 257 | Sub_sector | Transport | Trucks | Transport (trucks) | Energetic | transport_trucks_final_demand_coal | Solids | EU | Energy demand | 0 | FEC
RO | TYNDP2026 | HEV | 2040 | TWh | 258 | Sub_sector | Transport | Trucks | Transport (trucks) | Energetic | transport_trucks_final_demand_oil | Liquids | EU | Energy demand | 2.4293 | FEC
RO | TYNDP2026 | HEV | 2040 | TWh | 259 | Sub_sector | Transport | Trucks | Transport (trucks) | Energetic | transport_trucks_final_demand_other | Others | EU | Energy demand | 0 | FEC
RO | TYNDP2026 | HEV | 2040 | TWh | 260 | Sub_sector | Transport | Trucks | Transport (trucks) | Energetic | transport_trucks_final_demand_ammonia | Ammonia | EU | Energy demand | 0 | FEC
RO | TYNDP2026 | HEV | 2040 | TWh | 262 | Sub_sector | Transport | Vans | Transport (vans) | Energetic | transport_vans_final_demand_electricity | Electricity | EU | Energy demand | 3.8111 | FEC
RO | TYNDP2026 | HEV | 2040 | TWh | 263 | Sub_sector | Transport | Vans | Transport (vans) | Energetic | transport_vans_final_demand_hydrogen | Hydrogen | EU | Energy demand | 2.8953 | FEC
RO | TYNDP2026 | HEV | 2040 | TWh | 264 | Sub_sector | Transport | Vans | Transport (vans) | Energetic | transport_vans_final_demand_methane | Methane | EU | Energy demand | 0.32281 | FEC
RO | TYNDP2026 | HEV | 2040 | TWh | 265 | Sub_sector | Transport | Vans | Transport (vans) | Energetic | transport_vans_final_demand_heat | Heat | EU | Energy demand | 0 | FEC
RO | TYNDP2026 | HEV | 2040 | TWh | 266 | Sub_sector | Transport | Vans | Transport (vans) | Energetic | transport_vans_final_demand_biomass | Biomass | EU | Energy demand | 0 | FEC
RO | TYNDP2026 | HEV | 2040 | TWh | 267 | Sub_sector | Transport | Vans | Transport (vans) | Energetic | transport_vans_final_demand_coal | Solids | EU | Energy demand | 0 | FEC
RO | TYNDP2026 | HEV | 2040 | TWh | 268 | Sub_sector | Transport | Vans | Transport (vans) | Energetic | transport_vans_final_demand_oil | Liquids | EU | Energy demand | 10.1173 | FEC
RO | TYNDP2026 | HEV | 2040 | TWh | 269 | Sub_sector | Transport | Vans | Transport (vans) | Energetic | transport_vans_final_demand_other | Others | EU | Energy demand | 0 | FEC
RO | TYNDP2026 | HEV | 2040 | TWh | 270 | Sub_sector | Transport | Vans | Transport (vans) | Energetic | transport_vans_final_demand_ammonia | Ammonia | EU | Energy demand | 0 | FEC
RO | TYNDP2026 | HEV | 2040 | TWh | 272 | Sub_sector | Transport | Freight trains | Transport (trains) | Energetic | transport_trains_final_demand_electricity | Electricity | EU | Energy demand | 2.4201 | FEC
RO | TYNDP2026 | HEV | 2040 | TWh | 273 | Sub_sector | Transport | Freight trains | Transport (trains) | Energetic | transport_trains_final_demand_hydrogen | Hydrogen | EU | Energy demand | 0.41273 | FEC
RO | TYNDP2026 | HEV | 2040 | TWh | 274 | Sub_sector | Transport | Freight trains | Transport (trains) | Energetic | transport_trains_final_demand_methane | Methane | EU | Energy demand | 0 | FEC
RO | TYNDP2026 | HEV | 2040 | TWh | 275 | Sub_sector | Transport | Freight trains | Transport (trains) | Energetic | transport_trains_final_demand_heat | Heat | EU | Energy demand | 0 | FEC
RO | TYNDP2026 | HEV | 2040 | TWh | 276 | Sub_sector | Transport | Freight trains | Transport (trains) | Energetic | transport_trains_final_demand_biomass | Biomass | EU | Energy demand | 0 | FEC
RO | TYNDP2026 | HEV | 2040 | TWh | 277 | Sub_sector | Transport | Freight trains | Transport (trains) | Energetic | transport_trains_final_demand_coal | Solids | EU | Energy demand | 0 | FEC
RO | TYNDP2026 | HEV | 2040 | TWh | 278 | Sub_sector | Transport | Freight trains | Transport (trains) | Energetic | transport_trains_final_demand_oil | Liquids | EU | Energy demand | 0.22846 | FEC
RO | TYNDP2026 | HEV | 2040 | TWh | 279 | Sub_sector | Transport | Freight trains | Transport (trains) | Energetic | transport_trains_final_demand_other | Others | EU | Energy demand | 0 | FEC
RO | TYNDP2026 | HEV | 2040 | TWh | 280 | Sub_sector | Transport | Freight trains | Transport (trains) | Energetic | transport_trains_final_demand_ammonia | Ammonia | EU | Energy demand | 0 | FEC
RO | TYNDP2026 | HEV | 2040 | TWh | 282 | Sub_sector | Transport | Ships | Transport (ships) | Energetic | transport_ships_final_demand_electricity | Electricity | EU | Energy demand | 0 | FEC
RO | TYNDP2026 | HEV | 2040 | TWh | 283 | Sub_sector | Transport | Ships | Transport (ships) | Energetic | transport_ships_final_demand_hydrogen | Hydrogen | EU | Energy demand | 0.096859 | FEC
RO | TYNDP2026 | HEV | 2040 | TWh | 284 | Sub_sector | Transport | Ships | Transport (ships) | Energetic | transport_ships_final_demand_methane | Methane | EU | Energy demand | 0.458 | FEC
RO | TYNDP2026 | HEV | 2040 | TWh | 285 | Sub_sector | Transport | Ships | Transport (ships) | Energetic | transport_ships_final_demand_heat | Heat | EU | Energy demand | 0 | FEC
RO | TYNDP2026 | HEV | 2040 | TWh | 286 | Sub_sector | Transport | Ships | Transport (ships) | Energetic | transport_ships_final_demand_biomass | Biomass | EU | Energy demand | 0 | FEC
RO | TYNDP2026 | HEV | 2040 | TWh | 287 | Sub_sector | Transport | Ships | Transport (ships) | Energetic | transport_ships_final_demand_coal | Solids | EU | Energy demand | 0 | FEC
RO | TYNDP2026 | HEV | 2040 | TWh | 288 | Sub_sector | Transport | Ships | Transport (ships) | Energetic | transport_ships_final_demand_oil | Liquids | EU | Energy demand | 0.38647 | FEC
RO | TYNDP2026 | HEV | 2040 | TWh | 289 | Sub_sector | Transport | Ships | Transport (ships) | Energetic | transport_ships_final_demand_other | Others | EU | Energy demand | 0 | FEC
RO | TYNDP2026 | HEV | 2040 | TWh | 290 | Sub_sector | Transport | Ships | Transport (ships) | Energetic | transport_ships_final_demand_ammonia | Ammonia | EU | Energy demand | 0 | FEC
RO | TYNDP2026 | HEV | 2040 | TWh | 292 | Sub_sector | Transport | Planes | Transport (planes) | Energetic | transport_planes_final_demand_electricity | Electricity | EU | Energy demand | 0.030519 | FEC
RO | TYNDP2026 | HEV | 2040 | TWh | 293 | Sub_sector | Transport | Planes | Transport (planes) | Energetic | transport_planes_final_demand_hydrogen | Hydrogen | EU | Energy demand | 0.03896 | FEC
RO | TYNDP2026 | HEV | 2040 | TWh | 294 | Sub_sector | Transport | Planes | Transport (planes) | Energetic | transport_planes_final_demand_methane | Methane | EU | Energy demand | 0 | FEC
RO | TYNDP2026 | HEV | 2040 | TWh | 295 | Sub_sector | Transport | Planes | Transport (planes) | Energetic | transport_planes_final_demand_heat | Heat | EU | Energy demand | 0 | FEC
RO | TYNDP2026 | HEV | 2040 | TWh | 296 | Sub_sector | Transport | Planes | Transport (planes) | Energetic | transport_planes_final_demand_biomass | Biomass | EU | Energy demand | 0 | FEC
RO | TYNDP2026 | HEV | 2040 | TWh | 297 | Sub_sector | Transport | Planes | Transport (planes) | Energetic | transport_planes_final_demand_coal | Solids | EU | Energy demand | 0 | FEC
RO | TYNDP2026 | HEV | 2040 | TWh | 298 | Sub_sector | Transport | Planes | Transport (planes) | Energetic | transport_planes_final_demand_oil | Liquids | EU | Energy demand | 0.22129 | FEC
RO | TYNDP2026 | HEV | 2040 | TWh | 299 | Sub_sector | Transport | Planes | Transport (planes) | Energetic | transport_planes_final_demand_other | Others | EU | Energy demand | 0 | FEC
RO | TYNDP2026 | HEV | 2040 | TWh | 300 | Sub_sector | Transport | Planes | Transport (planes) | Energetic | transport_planes_final_demand_ammonia | Ammonia | EU | Energy demand | 0 | FEC
RO | TYNDP2026 | HEV | 2040 | TWh | 302 | Sub_sector | Transport | Others | Transport (others) | Energetic | transport_other_final_demand_electricity | Electricity | EU | Energy demand | 0.009457 | FEC
RO | TYNDP2026 | HEV | 2040 | TWh | 303 | Sub_sector | Transport | Others | Transport (others) | Energetic | transport_other_final_demand_hydrogen | Hydrogen | EU | Energy demand | 0 | FEC
RO | TYNDP2026 | HEV | 2040 | TWh | 304 | Sub_sector | Transport | Others | Transport (others) | Energetic | transport_other_final_demand_methane | Methane | EU | Energy demand | 0 | FEC
RO | TYNDP2026 | HEV | 2040 | TWh | 305 | Sub_sector | Transport | Others | Transport (others) | Energetic | transport_other_final_demand_heat | Heat | EU | Energy demand | 0 | FEC
RO | TYNDP2026 | HEV | 2040 | TWh | 306 | Sub_sector | Transport | Others | Transport (others) | Energetic | transport_other_final_demand_biomass | Biomass | EU | Energy demand | 0 | FEC
RO | TYNDP2026 | HEV | 2040 | TWh | 307 | Sub_sector | Transport | Others | Transport (others) | Energetic | transport_other_final_demand_coal | Solids | EU | Energy demand | 0 | FEC
RO | TYNDP2026 | HEV | 2040 | TWh | 308 | Sub_sector | Transport | Others | Transport (others) | Energetic | transport_other_final_demand_oil | Liquids | EU | Energy demand | 0.37868 | FEC
RO | TYNDP2026 | HEV | 2040 | TWh | 309 | Sub_sector | Transport | Others | Transport (others) | Energetic | transport_other_final_demand_other | Others | EU | Energy demand | 0 | FEC
RO | TYNDP2026 | HEV | 2040 | TWh | 310 | Sub_sector | Transport | Others | Transport (others) | Energetic | transport_other_final_demand_ammonia | Ammonia | EU | Energy demand | 0 | FEC
RO | TYNDP2026 | HEV | 2040 | TWh | 312 | Sub_sector | International transport | International aviation | Transport (int. aviation) | Energetic | transport_int_aviation_final_demand_electricity | Electricity | EU | Energy demand | 0 | FEC
RO | TYNDP2026 | HEV | 2040 | TWh | 313 | Sub_sector | International transport | International aviation | Transport (int. aviation) | Energetic | transport_int_aviation_final_demand_hydrogen | Hydrogen | EU | Energy demand | 0 | FEC
RO | TYNDP2026 | HEV | 2040 | TWh | 314 | Sub_sector | International transport | International aviation | Transport (int. aviation) | Energetic | transport_int_aviation_final_demand_methane | Methane | EU | Energy demand | 0 | FEC
RO | TYNDP2026 | HEV | 2040 | TWh | 315 | Sub_sector | International transport | International aviation | Transport (int. aviation) | Energetic | transport_int_aviation_final_demand_heat | Heat | EU | Energy demand | 0 | FEC
RO | TYNDP2026 | HEV | 2040 | TWh | 316 | Sub_sector | International transport | International aviation | Transport (int. aviation) | Energetic | transport_int_aviation_final_demand_biofuels | Biomass | EU | Energy demand | 0 | FEC
RO | TYNDP2026 | HEV | 2040 | TWh | 317 | Sub_sector | International transport | International aviation | Transport (int. aviation) | Energetic | transport_int_aviation_final_demand_coal | Solids | EU | Energy demand | 0 | FEC
RO | TYNDP2026 | HEV | 2040 | TWh | 318 | Sub_sector | International transport | International aviation | Transport (int. aviation) | Energetic | transport_int_aviation_final_demand_oil | Liquids | EU | Energy demand | 1.5589 | FEC
RO | TYNDP2026 | HEV | 2040 | TWh | 319 | Sub_sector | International transport | International aviation | Transport (int. aviation) | Energetic | transport_int_aviation_final_demand_other | Others | EU | Energy demand | 0 | FEC
RO | TYNDP2026 | HEV | 2040 | TWh | 320 | Sub_sector | International transport | International aviation | Transport (int. aviation) | Energetic | transport_int_aviation_final_demand_ammonia | Ammonia | EU | Energy demand | 0 | FEC
RO | TYNDP2026 | HEV | 2040 | TWh | 322 | Sub_sector | International transport | International shipping | Transport (int. shipping) | Energetic | transport_int_shipping_final_demand_electricity | Electricity | EU | Energy demand | 0 | not_included_in_FEC
RO | TYNDP2026 | HEV | 2040 | TWh | 323 | Sub_sector | International transport | International shipping | Transport (int. shipping) | Energetic | transport_int_shipping_final_demand_hydrogen | Hydrogen | EU | Energy demand | 0.078147 | not_included_in_FEC
RO | TYNDP2026 | HEV | 2040 | TWh | 324 | Sub_sector | International transport | International shipping | Transport (int. shipping) | Energetic | transport_int_shipping_final_demand_methane | Methane | EU | Energy demand | 0.14371 | not_included_in_FEC
RO | TYNDP2026 | HEV | 2040 | TWh | 325 | Sub_sector | International transport | International shipping | Transport (int. shipping) | Energetic | transport_int_shipping_final_demand_heat | Heat | EU | Energy demand | 0 | not_included_in_FEC
RO | TYNDP2026 | HEV | 2040 | TWh | 326 | Sub_sector | International transport | International shipping | Transport (int. shipping) | Energetic | transport_int_shipping_final_demand_biofuels | Biomass | EU | Energy demand | 0 | not_included_in_FEC
RO | TYNDP2026 | HEV | 2040 | TWh | 327 | Sub_sector | International transport | International shipping | Transport (int. shipping) | Energetic | transport_int_shipping_final_demand_coal | Solids | EU | Energy demand | 0 | not_included_in_FEC
RO | TYNDP2026 | HEV | 2040 | TWh | 328 | Sub_sector | International transport | International shipping | Transport (int. shipping) | Energetic | transport_int_shipping_final_demand_oil | Liquids | EU | Energy demand | 0.10769 | not_included_in_FEC
RO | TYNDP2026 | HEV | 2040 | TWh | 329 | Sub_sector | International transport | International shipping | Transport (int. shipping) | Energetic | transport_int_shipping_final_demand_other | Others | EU | Energy demand | 0 | not_included_in_FEC
RO | TYNDP2026 | HEV | 2040 | TWh | 330 | Sub_sector | International transport | International shipping | Transport (int. shipping) | Energetic | transport_int_shipping_final_demand_ammonia | Ammonia | EU | Energy demand | 0 | not_included_in_FEC
RO | TYNDP2026 | HEV | 2040 | TWh | 332 | Sub_sector | Households | Space heating | Households (heating) | Energetic | households_heating_final_demand_electricity | Electricity | EU | Energy demand | 5.632 | FEC
RO | TYNDP2026 | HEV | 2040 | TWh | 333 | Sub_sector | Households | Space heating | Households (heating) | Energetic | households_heating_final_demand_hydrogen | Hydrogen | EU | Energy demand | 3.274 | FEC
RO | TYNDP2026 | HEV | 2040 | TWh | 334 | Sub_sector | Households | Space heating | Households (heating) | Energetic | households_heating_final_demand_methane | Methane | EU | Energy demand | 7.1735 | FEC
RO | TYNDP2026 | HEV | 2040 | TWh | 335 | Sub_sector | Households | Space heating | Households (heating) | Energetic | households_heating_final_demand_heat | Heat | EU | Energy demand | 3.201 | FEC
RO | TYNDP2026 | HEV | 2040 | TWh | 336 | Sub_sector | Households | Space heating | Households (heating) | Energetic | households_heating_final_demand_biomass | Biomass | EU | Energy demand | 20.397 | FEC
RO | TYNDP2026 | HEV | 2040 | TWh | 337 | Sub_sector | Households | Space heating | Households (heating) | Energetic | households_heating_final_demand_coal | Solids | EU | Energy demand | 0.2637 | FEC
RO | TYNDP2026 | HEV | 2040 | TWh | 338 | Sub_sector | Households | Space heating | Households (heating) | Energetic | households_heating_final_demand_oil | Liquids | EU | Energy demand | 0.42712 | FEC
RO | TYNDP2026 | HEV | 2040 | TWh | 339 | Sub_sector | Households | Space heating | Households (heating) | Energetic | households_heating_final_demand_other | Others | EU | Energy demand | 0.79814 | FEC
RO | TYNDP2026 | HEV | 2040 | TWh | 340 | Sub_sector | Households | Space heating | Households (heating) | Energetic | households_heating_final_demand_ammonia | Ammonia | EU | Energy demand | 0 | FEC
RO | TYNDP2026 | HEV | 2040 | TWh | 343 | Sub_sector | Households | Cooling | Households (cooling) | Energetic | households_cooling_final_demand_electricity | Electricity | EU | Energy demand | 0.27619 | FEC
RO | TYNDP2026 | HEV | 2040 | TWh | 344 | Sub_sector | Households | Cooling | Households (cooling) | Energetic | households_cooling_final_demand_hydrogen | Hydrogen | EU | Energy demand | 0 | FEC
RO | TYNDP2026 | HEV | 2040 | TWh | 345 | Sub_sector | Households | Cooling | Households (cooling) | Energetic | households_cooling_final_demand_methane | Methane | EU | Energy demand | 0 | FEC
RO | TYNDP2026 | HEV | 2040 | TWh | 346 | Sub_sector | Households | Cooling | Households (cooling) | Energetic | households_cooling_final_demand_heat | Heat | EU | Energy demand | 0 | FEC
RO | TYNDP2026 | HEV | 2040 | TWh | 347 | Sub_sector | Households | Cooling | Households (cooling) | Energetic | households_cooling_final_demand_biomass | Biomass | EU | Energy demand | 0 | FEC
RO | TYNDP2026 | HEV | 2040 | TWh | 348 | Sub_sector | Households | Cooling | Households (cooling) | Energetic | households_cooling_final_demand_coal | Solids | EU | Energy demand | 0 | FEC
RO | TYNDP2026 | HEV | 2040 | TWh | 349 | Sub_sector | Households | Cooling | Households (cooling) | Energetic | households_cooling_final_demand_oil | Liquids | EU | Energy demand | 0 | FEC
RO | TYNDP2026 | HEV | 2040 | TWh | 350 | Sub_sector | Households | Cooling | Households (cooling) | Energetic | households_cooling_final_demand_other | Others | EU | Energy demand | 0 | FEC
RO | TYNDP2026 | HEV | 2040 | TWh | 351 | Sub_sector | Households | Cooling | Households (cooling) | Energetic | households_cooling_final_demand_ammonia | Ammonia | EU | Energy demand | 0 | FEC
RO | TYNDP2026 | HEV | 2040 | TWh | 354 | Sub_sector | Households | Hot water | Households (hot water) | Energetic | households_hot_water_final_demand_electricity | Electricity | EU | Energy demand | 1.5939 | FEC
RO | TYNDP2026 | HEV | 2040 | TWh | 355 | Sub_sector | Households | Hot water | Households (hot water) | Energetic | households_hot_water_final_demand_hydrogen | Hydrogen | EU | Energy demand | 1.3018 | FEC
RO | TYNDP2026 | HEV | 2040 | TWh | 356 | Sub_sector | Households | Hot water | Households (hot water) | Energetic | households_hot_water_final_demand_methane | Methane | EU | Energy demand | 2.0498 | FEC
RO | TYNDP2026 | HEV | 2040 | TWh | 357 | Sub_sector | Households | Hot water | Households (hot water) | Energetic | households_hot_water_final_demand_heat | Heat | EU | Energy demand | 1.2351 | FEC
RO | TYNDP2026 | HEV | 2040 | TWh | 358 | Sub_sector | Households | Hot water | Households (hot water) | Energetic | households_hot_water_final_demand_biomass | Biomass | EU | Energy demand | 3.9336 | FEC
RO | TYNDP2026 | HEV | 2040 | TWh | 359 | Sub_sector | Households | Hot water | Households (hot water) | Energetic | households_hot_water_final_demand_coal | Solids | EU | Energy demand | 0.036028 | FEC
RO | TYNDP2026 | HEV | 2040 | TWh | 360 | Sub_sector | Households | Hot water | Households (hot water) | Energetic | households_hot_water_final_demand_oil | Liquids | EU | Energy demand | 0.058355 | FEC
RO | TYNDP2026 | HEV | 2040 | TWh | 361 | Sub_sector | Households | Hot water | Households (hot water) | Energetic | households_hot_water_final_demand_other | Others | EU | Energy demand | 0.23688 | FEC
RO | TYNDP2026 | HEV | 2040 | TWh | 362 | Sub_sector | Households | Hot water | Households (hot water) | Energetic | households_hot_water_final_demand_ammonia | Ammonia | EU | Energy demand | 0 | FEC
RO | TYNDP2026 | HEV | 2040 | TWh | 365 | Sub_sector | Households | Appliances | Households (appliances) | Energetic | households_appliances_final_demand_electricity | Electricity | EU | Energy demand | 7.074 | FEC
RO | TYNDP2026 | HEV | 2040 | TWh | 366 | Sub_sector | Households | Appliances | Households (appliances) | Energetic | households_appliances_final_demand_hydrogen | Hydrogen | EU | Energy demand | 0 | FEC
RO | TYNDP2026 | HEV | 2040 | TWh | 367 | Sub_sector | Households | Appliances | Households (appliances) | Energetic | households_appliances_final_demand_methane | Methane | EU | Energy demand | 3.1877 | FEC
RO | TYNDP2026 | HEV | 2040 | TWh | 368 | Sub_sector | Households | Appliances | Households (appliances) | Energetic | households_appliances_final_demand_heat | Heat | EU | Energy demand | 0 | FEC
RO | TYNDP2026 | HEV | 2040 | TWh | 369 | Sub_sector | Households | Appliances | Households (appliances) | Energetic | households_appliances_final_demand_biomass | Biomass | EU | Energy demand | 1.8579 | FEC
RO | TYNDP2026 | HEV | 2040 | TWh | 370 | Sub_sector | Households | Appliances | Households (appliances) | Energetic | households_appliances_final_demand_coal | Solids | EU | Energy demand | 0 | FEC
RO | TYNDP2026 | HEV | 2040 | TWh | 371 | Sub_sector | Households | Appliances | Households (appliances) | Energetic | households_appliances_final_demand_oil | Liquids | EU | Energy demand | 0 | FEC
RO | TYNDP2026 | HEV | 2040 | TWh | 372 | Sub_sector | Households | Appliances | Households (appliances) | Energetic | households_appliances_final_demand_other | Others | EU | Energy demand | 0 | FEC
RO | TYNDP2026 | HEV | 2040 | TWh | 373 | Sub_sector | Households | Appliances | Households (appliances) | Energetic | households_appliances_final_demand_ammonia | Ammonia | EU | Energy demand | 0 | FEC
RO | TYNDP2026 | HEV | 2040 | TWh | 375 | Sub_sector | Buildings | Space heating | Buildings (heat) | Energetic | buildings_heat_final_demand_electricity | Electricity | EU | Energy demand | 2.5761 | FEC
RO | TYNDP2026 | HEV | 2040 | TWh | 376 | Sub_sector | Buildings | Space heating | Buildings (heat) | Energetic | buildings_heat_final_demand_hydrogen | Hydrogen | EU | Energy demand | 1.0872 | FEC
RO | TYNDP2026 | HEV | 2040 | TWh | 377 | Sub_sector | Buildings | Space heating | Buildings (heat) | Energetic | buildings_heat_final_demand_methane | Methane | EU | Energy demand | 1.6933 | FEC
RO | TYNDP2026 | HEV | 2040 | TWh | 378 | Sub_sector | Buildings | Space heating | Buildings (heat) | Energetic | buildings_heat_final_demand_heat | Heat | EU | Energy demand | 1.8978 | FEC
RO | TYNDP2026 | HEV | 2040 | TWh | 379 | Sub_sector | Buildings | Space heating | Buildings (heat) | Energetic | buildings_heat_final_demand_biomass | Biomass | EU | Energy demand | 0.032354 | FEC
RO | TYNDP2026 | HEV | 2040 | TWh | 380 | Sub_sector | Buildings | Space heating | Buildings (heat) | Energetic | buildings_heat_final_demand_coal | Solids | EU | Energy demand | 0.000826 | FEC
RO | TYNDP2026 | HEV | 2040 | TWh | 381 | Sub_sector | Buildings | Space heating | Buildings (heat) | Energetic | buildings_heat_final_demand_oil | Liquids | EU | Energy demand | 0.074296 | FEC
RO | TYNDP2026 | HEV | 2040 | TWh | 382 | Sub_sector | Buildings | Space heating | Buildings (heat) | Energetic | buildings_heat_final_demand_other | Others | EU | Energy demand | 0.00010158 | FEC
RO | TYNDP2026 | HEV | 2040 | TWh | 383 | Sub_sector | Buildings | Space heating | Buildings (heat) | Energetic | buildings_heat_final_demand_ammonia | Ammonia | EU | Energy demand | 0 | FEC
RO | TYNDP2026 | HEV | 2040 | TWh | 386 | Sub_sector | Buildings | Cooling | Buildings (cooling) | Energetic | buildings_cooling_final_demand_electricity | Electricity | EU | Energy demand | 0.16203 | FEC
RO | TYNDP2026 | HEV | 2040 | TWh | 387 | Sub_sector | Buildings | Cooling | Buildings (cooling) | Energetic | buildings_cooling_final_demand_hydrogen | Hydrogen | EU | Energy demand | 0 | FEC
RO | TYNDP2026 | HEV | 2040 | TWh | 388 | Sub_sector | Buildings | Cooling | Buildings (cooling) | Energetic | buildings_cooling_final_demand_methane | Methane | EU | Energy demand | 0 | FEC
RO | TYNDP2026 | HEV | 2040 | TWh | 389 | Sub_sector | Buildings | Cooling | Buildings (cooling) | Energetic | buildings_cooling_final_demand_heat | Heat | EU | Energy demand | 0 | FEC
RO | TYNDP2026 | HEV | 2040 | TWh | 390 | Sub_sector | Buildings | Cooling | Buildings (cooling) | Energetic | buildings_cooling_final_demand_biomass | Biomass | EU | Energy demand | 0 | FEC
RO | TYNDP2026 | HEV | 2040 | TWh | 391 | Sub_sector | Buildings | Cooling | Buildings (cooling) | Energetic | buildings_cooling_final_demand_coal | Solids | EU | Energy demand | 0 | FEC
RO | TYNDP2026 | HEV | 2040 | TWh | 392 | Sub_sector | Buildings | Cooling | Buildings (cooling) | Energetic | buildings_cooling_final_demand_oil | Liquids | EU | Energy demand | 0 | FEC
RO | TYNDP2026 | HEV | 2040 | TWh | 393 | Sub_sector | Buildings | Cooling | Buildings (cooling) | Energetic | buildings_cooling_final_demand_other | Others | EU | Energy demand | 0 | FEC
RO | TYNDP2026 | HEV | 2040 | TWh | 394 | Sub_sector | Buildings | Cooling | Buildings (cooling) | Energetic | buildings_cooling_final_demand_ammonia | Ammonia | EU | Energy demand | 0 | FEC
RO | TYNDP2026 | HEV | 2040 | TWh | 397 | Sub_sector | Buildings | Appliances | Buildings (appliances) | Energetic | buildings_appliances_final_demand_electricity | Electricity | EU | Energy demand | 5.3778 | FEC
RO | TYNDP2026 | HEV | 2040 | TWh | 398 | Sub_sector | Buildings | Appliances | Buildings (appliances) | Energetic | buildings_appliances_final_demand_hydrogen | Hydrogen | EU | Energy demand | 0 | FEC
RO | TYNDP2026 | HEV | 2040 | TWh | 399 | Sub_sector | Buildings | Appliances | Buildings (appliances) | Energetic | buildings_appliances_final_demand_methane | Methane | EU | Energy demand | 3.0497 | FEC
RO | TYNDP2026 | HEV | 2040 | TWh | 400 | Sub_sector | Buildings | Appliances | Buildings (appliances) | Energetic | buildings_appliances_final_demand_heat | Heat | EU | Energy demand | 0 | FEC
RO | TYNDP2026 | HEV | 2040 | TWh | 401 | Sub_sector | Buildings | Appliances | Buildings (appliances) | Energetic | buildings_appliances_final_demand_biomass | Biomass | EU | Energy demand | 0 | FEC
RO | TYNDP2026 | HEV | 2040 | TWh | 402 | Sub_sector | Buildings | Appliances | Buildings (appliances) | Energetic | buildings_appliances_final_demand_coal | Solids | EU | Energy demand | 0 | FEC
RO | TYNDP2026 | HEV | 2040 | TWh | 403 | Sub_sector | Buildings | Appliances | Buildings (appliances) | Energetic | buildings_appliances_final_demand_oil | Liquids | EU | Energy demand | 0 | FEC
RO | TYNDP2026 | HEV | 2040 | TWh | 404 | Sub_sector | Buildings | Appliances | Buildings (appliances) | Energetic | buildings_appliances_final_demand_other | Others | EU | Energy demand | 0 | FEC
RO | TYNDP2026 | HEV | 2040 | TWh | 405 | Sub_sector | Buildings | Appliances | Buildings (appliances) | Energetic | buildings_appliances_final_demand_ammonia | Ammonia | EU | Energy demand | 0 | FEC
RO | TYNDP2026 | HEV | 2040 | TWh | 407 | Sub_sector | Buildings | Datacenters | Datacenters & ICT | Energetic | datacentres_final_demand_electricity_energetic | Electricity | EU | Energy demand | 4.8966 | FEC
RO | TYNDP2026 | HEV | 2040 | TWh | 408 | Sub_sector | Buildings | Datacenters | Datacenters & ICT | Energetic | datacentres_final_demand_hydrogen_energetic | Hydrogen | EU | Energy demand | 0 | FEC
RO | TYNDP2026 | HEV | 2040 | TWh | 409 | Sub_sector | Buildings | Datacenters | Datacenters & ICT | Energetic | datacentres_final_demand_methane_energetic | Methane | EU | Energy demand | 0 | FEC
RO | TYNDP2026 | HEV | 2040 | TWh | 410 | Sub_sector | Buildings | Datacenters | Datacenters & ICT | Energetic | datacentres_final_demand_heat_energetic | Heat | EU | Energy demand | 0 | FEC
RO | TYNDP2026 | HEV | 2040 | TWh | 411 | Sub_sector | Buildings | Datacenters | Datacenters & ICT | Energetic | datacentres_final_demand_biomass_energetic | Biomass | EU | Energy demand | 0 | FEC
RO | TYNDP2026 | HEV | 2040 | TWh | 412 | Sub_sector | Buildings | Datacenters | Datacenters & ICT | Energetic | datacentres_final_demand_coal_energetic | Solids | EU | Energy demand | 0 | FEC
RO | TYNDP2026 | HEV | 2040 | TWh | 413 | Sub_sector | Buildings | Datacenters | Datacenters & ICT | Energetic | datacentres_final_demand_oil_energetic | Liquids | EU | Energy demand | 0 | FEC
RO | TYNDP2026 | HEV | 2040 | TWh | 414 | Sub_sector | Buildings | Datacenters | Datacenters & ICT | Energetic | datacentres_final_demand_other_energetic | Others | EU | Energy demand | 0 | FEC
RO | TYNDP2026 | HEV | 2040 | TWh | 415 | Sub_sector | Buildings | Datacenters | Datacenters & ICT | Energetic | datacentres_final_demand_ammonia_energetic | Ammonia | EU | Energy demand | 0 | FEC
RO | TYNDP2026 | HEV | 2040 | TWh | 417 | Sub_sector | Transport | Others_Sector | Others_Sector | Energetic | other_final_demand_electricity_energetic | Electricity | EU | Energy demand | 0 | FEC
RO | TYNDP2026 | HEV | 2040 | TWh | 418 | Sub_sector | Transport | Others_Sector | Others_Sector | Energetic | other_final_demand_hydrogen_energetic | Hydrogen | EU | Energy demand | 0 | FEC
RO | TYNDP2026 | HEV | 2040 | TWh | 419 | Sub_sector | Transport | Pipeline Transport | Others_Sector | Energetic | other_final_demand_methane_energetic | Methane | EU | Energy demand | 0.018981 | FEC
RO | TYNDP2026 | HEV | 2040 | TWh | 420 | Sub_sector | Transport | Others_Sector | Others_Sector | Energetic | other_final_demand_heat_energetic | Heat | EU | Energy demand | 0 | FEC
RO | TYNDP2026 | HEV | 2040 | TWh | 421 | Sub_sector | Transport | Others_Sector | Others_Sector | Energetic | other_final_demand_biomass_energetic | Biomass | EU | Energy demand | 0 | FEC
RO | TYNDP2026 | HEV | 2040 | TWh | 422 | Sub_sector | Transport | Others_Sector | Others_Sector | Energetic | other_final_demand_coal_energetic | Solids | EU | Energy demand | 0 | FEC
RO | TYNDP2026 | HEV | 2040 | TWh | 423 | Sub_sector | Transport | Others_Sector | Others_Sector | Energetic | other_final_demand_oil_energetic | Liquids | EU | Energy demand | 2.4077 | FEC
RO | TYNDP2026 | HEV | 2040 | TWh | 424 | Sub_sector | Others_Sector | Others_Sector | Others_Sector | Non-energetic | other_final_demand_oil_non_energetic | Liquids | EU | Energy demand | 0.95666 | not_included_in_FEC
RO | TYNDP2026 | HEV | 2040 | TWh | 425 | Sub_sector | Transport | Others_Sector | Others_Sector | Energetic | other_final_demand_other_energetic | Others | EU | Energy demand | 0 | FEC
RO | TYNDP2026 | HEV | 2040 | TWh | 426 | Sub_sector | Transport | Others_Sector | Others_Sector | Energetic | other_final_demand_ammonia_energetic | Ammonia | EU | Energy demand | 0 | FEC
RO | TYNDP2026 | HEV | 2040 | TWh | 427 | Sub_sector | Industry | Surplus_Heat_in_Industry | Surplus_Heat_in_Industry | Energetic | final_demand_of_industry_unused_local_production_steam_hot_water | Heat | EU | Energy demand | 0 | FEC
RO | TYNDP2026 | HEV | 2040 | TWh | 429 | Sub_sector | Agriculture | Total | Agriculture | Energetic | agriculture_final_demand_electricity_energetic | Electricity | EU | Energy demand | 0.86604 | FEC
RO | TYNDP2026 | HEV | 2040 | TWh | 430 | Sub_sector | Agriculture | Total | Agriculture | Energetic | agriculture_final_demand_hydrogen_energetic | Hydrogen | EU | Energy demand | 0 | FEC
RO | TYNDP2026 | HEV | 2040 | TWh | 431 | Sub_sector | Agriculture | Total | Agriculture | Energetic | agriculture_final_demand_methane_energetic | Methane | EU | Energy demand | 1.329 | FEC
RO | TYNDP2026 | HEV | 2040 | TWh | 432 | Sub_sector | Agriculture | Total | Agriculture | Energetic | agriculture_final_demand_heat_energetic | Heat | EU | Energy demand | 0.099808 | FEC
RO | TYNDP2026 | HEV | 2040 | TWh | 433 | Sub_sector | Agriculture | Total | Agriculture | Energetic | agriculture_final_demand_biomass_energetic | Biomass | EU | Energy demand | 0.23213 | FEC
RO | TYNDP2026 | HEV | 2040 | TWh | 434 | Sub_sector | Agriculture | Total | Agriculture | Energetic | agriculture_final_demand_coal_energetic | Solids | EU | Energy demand | 0 | FEC
RO | TYNDP2026 | HEV | 2040 | TWh | 435 | Sub_sector | Agriculture | Total | Agriculture | Energetic | agriculture_final_demand_oil_energetic | Liquids | EU | Energy demand | 2.9603 | FEC
RO | TYNDP2026 | HEV | 2040 | TWh | 436 | Sub_sector | Agriculture | Total | Agriculture | Energetic | agriculture_final_demand_other_energetic | Others | EU | Energy demand | 0 | FEC
RO | TYNDP2026 | HEV | 2040 | TWh | 437 | Sub_sector | Agriculture | Total | Agriculture | Energetic | agriculture_final_demand_ammonia_energetic | Ammonia | EU | Energy demand | 0 | FEC
RO | TYNDP2026 | HEV | 2040 | TWh | 447 | Sub_sector | Buildings | Surplus Energy | Buildings | Energetic | GAP | Electricity | EU | Energy demand | 0 | FEC
RO | TYNDP2026 | HEV | 2040 | TWh | 448 | Sub_sector | Buildings | Surplus Energy | Buildings | Energetic | GAP | Hydrogen | EU | Energy demand | 0 | FEC
RO | TYNDP2026 | HEV | 2040 | TWh | 449 | Sub_sector | Buildings | Surplus Energy | Buildings | Energetic | GAP | Methane | EU | Energy demand | 0 | FEC
RO | TYNDP2026 | HEV | 2040 | TWh | 450 | Sub_sector | Buildings | Surplus Energy | Buildings | Energetic | GAP | Heat | EU | Energy demand | 0 | FEC
RO | TYNDP2026 | HEV | 2040 | TWh | 451 | Sub_sector | Buildings | Surplus Energy | Buildings | Energetic | GAP | Biomass | EU | Energy demand | 0.060978 | FEC
RO | TYNDP2026 | HEV | 2040 | TWh | 452 | Sub_sector | Buildings | Surplus Energy | Buildings | Energetic | GAP | Solids | EU | Energy demand | 0 | FEC
RO | TYNDP2026 | HEV | 2040 | TWh | 453 | Sub_sector | Buildings | Surplus Energy | Buildings | Energetic | GAP | Liquids | EU | Energy demand | 0.18551 | FEC
RO | TYNDP2026 | HEV | 2040 | TWh | 454 | Sub_sector | Buildings | Surplus Energy | Buildings | Energetic | GAP | Others | EU | Energy demand | 0 | FEC
RO | TYNDP2026 | HEV | 2040 | TWh | 455 | Sub_sector | Buildings | Surplus Energy | Buildings | Energetic | GAP | Ammonia | EU | Energy demand | 0 | FEC
RO | TYNDP2026 | HEV | 2040 | TWh | 456 | Sub_sector | Households | Surplus Energy | Households | Energetic | GAP | Electricity | EU | Energy demand | 5.51e-13 | FEC
RO | TYNDP2026 | HEV | 2040 | TWh | 457 | Sub_sector | Households | Surplus Energy | Households | Energetic | GAP | Hydrogen | EU | Energy demand | 0 | FEC
RO | TYNDP2026 | HEV | 2040 | TWh | 458 | Sub_sector | Households | Surplus Energy | Households | Energetic | GAP | Methane | EU | Energy demand | 0 | FEC
RO | TYNDP2026 | HEV | 2040 | TWh | 459 | Sub_sector | Households | Surplus Energy | Households | Energetic | GAP | Heat | EU | Energy demand | 0 | FEC
RO | TYNDP2026 | HEV | 2040 | TWh | 460 | Sub_sector | Households | Surplus Energy | Households | Energetic | GAP | Biomass | EU | Energy demand | 0 | FEC
RO | TYNDP2026 | HEV | 2040 | TWh | 461 | Sub_sector | Households | Surplus Energy | Households | Energetic | GAP | Solids | EU | Energy demand | 0 | FEC
RO | TYNDP2026 | HEV | 2040 | TWh | 462 | Sub_sector | Households | Surplus Energy | Households | Energetic | GAP | Liquids | EU | Energy demand | 0 | FEC
RO | TYNDP2026 | HEV | 2040 | TWh | 463 | Sub_sector | Households | Surplus Energy | Households | Energetic | GAP | Others | EU | Energy demand | 0 | FEC
RO | TYNDP2026 | HEV | 2040 | TWh | 464 | Sub_sector | Households | Surplus Energy | Households | Energetic | GAP | Ammonia | EU | Energy demand | 0 | FEC
RO | TYNDP2026 | LEV | 2035 | TWh | 102 | Sub_sector | Industry | Aluminium | Industry (aluminium) | Energetic | industry_aluminium_demand_electricity_energetic | Electricity | EU | Energy demand | 1.514 | FEC
RO | TYNDP2026 | LEV | 2035 | TWh | 103 | Sub_sector | Industry | Aluminium | Industry (aluminium) | Energetic | industry_aluminium_demand_hydrogen_energetic | Hydrogen | EU | Energy demand | 0 | FEC
RO | TYNDP2026 | LEV | 2035 | TWh | 104 | Sub_sector | Industry | Aluminium | Industry (aluminium) | Energetic | industry_aluminium_demand_methane_energetic | Methane | EU | Energy demand | 0.28966 | FEC
RO | TYNDP2026 | LEV | 2035 | TWh | 105 | Sub_sector | Industry | Aluminium | Industry (aluminium) | Energetic | industry_aluminium_demand_heat_energetic | Heat | EU | Energy demand | 0 | FEC
RO | TYNDP2026 | LEV | 2035 | TWh | 106 | Sub_sector | Industry | Aluminium | Industry (aluminium) | Energetic | industry_aluminium_demand_biomass_energetic | Biomass | EU | Energy demand | 0 | FEC
RO | TYNDP2026 | LEV | 2035 | TWh | 107 | Sub_sector | Industry | Aluminium | Industry (aluminium) | Energetic | industry_aluminium_demand_coal_energetic | Solids | EU | Energy demand | 0 | FEC
RO | TYNDP2026 | LEV | 2035 | TWh | 108 | Sub_sector | Industry | Aluminium | Industry (aluminium) | Energetic | industry_aluminium_demand_oil_energetic | Liquids | EU | Energy demand | 0 | FEC
RO | TYNDP2026 | LEV | 2035 | TWh | 109 | Sub_sector | Industry | Aluminium | Industry (aluminium) | Energetic | industry_aluminium_demand_others_energetic | Others | EU | Energy demand | 0 | FEC
RO | TYNDP2026 | LEV | 2035 | TWh | 110 | Sub_sector | Industry | Aluminium | Industry (aluminium) | Energetic | industry_ammonia_demand_others_energetic | Ammonia | EU | Energy demand | 0 | FEC
RO | TYNDP2026 | LEV | 2035 | TWh | 112 | Sub_sector | Industry | Chemicals | Industry (chemicals, energetic) | Energetic | industry_chemical_demand_electricity_energetic | Electricity | EU | Energy demand | 6.563 | FEC
RO | TYNDP2026 | LEV | 2035 | TWh | 113 | Sub_sector | Industry | Chemicals | Industry (chemicals, energetic) | Energetic | industry_chemical_demand_hydrogen_energetic | Hydrogen | EU | Energy demand | 0.80327 | FEC
RO | TYNDP2026 | LEV | 2035 | TWh | 114 | Sub_sector | Industry | Chemicals | Industry (chemicals, energetic) | Energetic | industry_chemical_demand_methane_energetic | Methane | EU | Energy demand | 3.1075 | FEC
RO | TYNDP2026 | LEV | 2035 | TWh | 115 | Sub_sector | Industry | Chemicals | Industry (chemicals, energetic) | Energetic | industry_chemical_demand_heat_energetic | Heat | EU | Energy demand | 1.1323 | FEC
RO | TYNDP2026 | LEV | 2035 | TWh | 116 | Sub_sector | Industry | Chemicals | Industry (chemicals, energetic) | Energetic | industry_chemical_demand_biomass_energetic | Biomass | EU | Energy demand | 1.6616 | FEC
RO | TYNDP2026 | LEV | 2035 | TWh | 117 | Sub_sector | Industry | Chemicals | Industry (chemicals, energetic) | Energetic | industry_chemical_demand_coal_energetic | Solids | EU | Energy demand | 0.061757 | FEC
RO | TYNDP2026 | LEV | 2035 | TWh | 118 | Sub_sector | Industry | Chemicals | Industry (chemicals, energetic) | Energetic | industry_chemical_demand_oil_energetic | Liquids | EU | Energy demand | 0.059524 | FEC
RO | TYNDP2026 | LEV | 2035 | TWh | 119 | Sub_sector | Industry | Chemicals | Industry (chemicals, energetic) | Energetic | industry_chemical_demand_others_energetic | Others | EU | Energy demand | 0 | FEC
RO | TYNDP2026 | LEV | 2035 | TWh | 120 | Sub_sector | Industry | Chemicals | Industry (chemicals, energetic) | Energetic | industry_chemical_demand_ammonia_energetic | Ammonia | EU | Energy demand | 0 | FEC
RO | TYNDP2026 | LEV | 2035 | TWh | 122 | Sub_sector | Industry | Chemicals | Industry (chemicals, non-energetic) | Non-energetic | industry_chemical_demand_electricity_non_energetic | Electricity | EU | Energy demand | 0 | not_included_in_FEC
RO | TYNDP2026 | LEV | 2035 | TWh | 123 | Sub_sector | Industry | Chemicals | Industry (chemicals, non-energetic) | Non-energetic | industry_chemical_demand_hydrogen_non_energetic | Hydrogen | EU | Energy demand | 0.19318 | not_included_in_FEC
RO | TYNDP2026 | LEV | 2035 | TWh | 124 | Sub_sector | Industry | Chemicals | Industry (chemicals, non-energetic) | Non-energetic | industry_chemical_demand_methane_non_energetic | Methane | EU | Energy demand | 0.052227 | not_included_in_FEC
RO | TYNDP2026 | LEV | 2035 | TWh | 125 | Sub_sector | Industry | Chemicals | Industry (chemicals, non-energetic) | Non-energetic | industry_chemical_demand_heat_non_energetic | Heat | EU | Energy demand | 0 | not_included_in_FEC
RO | TYNDP2026 | LEV | 2035 | TWh | 126 | Sub_sector | Industry | Chemicals | Industry (chemicals, non-energetic) | Non-energetic | industry_chemical_demand_biomass_non_energetic | Biomass | EU | Energy demand | 0.090863 | not_included_in_FEC
RO | TYNDP2026 | LEV | 2035 | TWh | 127 | Sub_sector | Industry | Chemicals | Industry (chemicals, non-energetic) | Non-energetic | industry_chemical_demand_coal_non_energetic | Solids | EU | Energy demand | 0.00036673 | not_included_in_FEC
RO | TYNDP2026 | LEV | 2035 | TWh | 128 | Sub_sector | Industry | Chemicals | Industry (chemicals, non-energetic) | Non-energetic | industry_chemical_demand_oil_non_energetic | Liquids | EU | Energy demand | 0.52626 | not_included_in_FEC
RO | TYNDP2026 | LEV | 2035 | TWh | 129 | Sub_sector | Industry | Chemicals | Industry (chemicals, non-energetic) | Non-energetic | industry_chemical_demand_others_non_energetic | Others | EU | Energy demand | 0 | not_included_in_FEC
RO | TYNDP2026 | LEV | 2035 | TWh | 130 | Sub_sector | Industry | Chemicals | Industry (chemicals, non-energetic) | Non-energetic | industry_chemical_demand_ammonia_non_energetic | Ammonia | EU | Energy demand | 0 | not_included_in_FEC
RO | TYNDP2026 | LEV | 2035 | TWh | 132 | Sub_sector | Industry | Fertilizers | Industry (fertilizers, energetic) | Energetic | industry_fertilizers_demand_electricity_energetic | Electricity | EU | Energy demand | 0.20884 | FEC
RO | TYNDP2026 | LEV | 2035 | TWh | 133 | Sub_sector | Industry | Fertilizers | Industry (fertilizers, energetic) | Energetic | industry_fertilizers_demand_hydrogen_energetic | Hydrogen | EU | Energy demand | 0.50765 | FEC
RO | TYNDP2026 | LEV | 2035 | TWh | 134 | Sub_sector | Industry | Fertilizers | Industry (fertilizers, energetic) | Energetic | industry_fertilizers_demand_methane_energetic | Methane | EU | Energy demand | 1.2132 | FEC
RO | TYNDP2026 | LEV | 2035 | TWh | 135 | Sub_sector | Industry | Fertilizers | Industry (fertilizers, energetic) | Energetic | industry_fertilizers_demand_heat_energetic | Heat | EU | Energy demand | 0 | FEC
RO | TYNDP2026 | LEV | 2035 | TWh | 136 | Sub_sector | Industry | Fertilizers | Industry (fertilizers, energetic) | Energetic | industry_fertilizers_demand_biomass_energetic | Biomass | EU | Energy demand | 0 | FEC
RO | TYNDP2026 | LEV | 2035 | TWh | 137 | Sub_sector | Industry | Fertilizers | Industry (fertilizers, energetic) | Energetic | industry_fertilizers_demand_coal_energetic | Solids | EU | Energy demand | 0 | FEC
RO | TYNDP2026 | LEV | 2035 | TWh | 138 | Sub_sector | Industry | Fertilizers | Industry (fertilizers, energetic) | Energetic | industry_fertilizers_demand_oil_energetic | Liquids | EU | Energy demand | 0 | FEC
RO | TYNDP2026 | LEV | 2035 | TWh | 139 | Sub_sector | Industry | Fertilizers | Industry (fertilizers, energetic) | Energetic | industry_fertilizers_demand_others_energetic | Others | EU | Energy demand | 0 | FEC
RO | TYNDP2026 | LEV | 2035 | TWh | 140 | Sub_sector | Industry | Fertilizers | Industry (fertilizers, energetic) | Energetic | industry_fertilizers_demand_ammonia_energetic | Ammonia | EU | Energy demand | 0 | FEC
RO | TYNDP2026 | LEV | 2035 | TWh | 142 | Sub_sector | Industry | Fertilizers | Industry (fertilizers, non-energetic) | Non-energetic | industry_fertilizers_demand_electricity_non_energetic | Electricity | EU | Energy demand | 0 | not_included_in_FEC
RO | TYNDP2026 | LEV | 2035 | TWh | 143 | Sub_sector | Industry | Fertilizers | Industry (fertilizers, non-energetic) | Non-energetic | industry_fertilizers_demand_hydrogen_non_energetic | Hydrogen | EU | Energy demand | 1.2542 | not_included_in_FEC
RO | TYNDP2026 | LEV | 2035 | TWh | 144 | Sub_sector | Industry | Fertilizers | Industry (fertilizers, non-energetic) | Non-energetic | industry_fertilizers_demand_methane_non_energetic | Methane | EU | Energy demand | 3.3715 | not_included_in_FEC
RO | TYNDP2026 | LEV | 2035 | TWh | 145 | Sub_sector | Industry | Fertilizers | Industry (fertilizers, non-energetic) | Non-energetic | industry_fertilizers_demand_heat_non_energetic | Heat | EU | Energy demand | 0 | not_included_in_FEC
RO | TYNDP2026 | LEV | 2035 | TWh | 146 | Sub_sector | Industry | Fertilizers | Industry (fertilizers, non-energetic) | Non-energetic | industry_fertilizers_demand_biomass_non_energetic | Biomass | EU | Energy demand | 0 | not_included_in_FEC
RO | TYNDP2026 | LEV | 2035 | TWh | 147 | Sub_sector | Industry | Fertilizers | Industry (fertilizers, non-energetic) | Non-energetic | industry_fertilizers_demand_coal_non_energetic | Solids | EU | Energy demand | 0 | not_included_in_FEC
RO | TYNDP2026 | LEV | 2035 | TWh | 148 | Sub_sector | Industry | Fertilizers | Industry (fertilizers, non-energetic) | Non-energetic | industry_fertilizers_demand_oil_non_energetic | Liquids | EU | Energy demand | 0 | not_included_in_FEC
RO | TYNDP2026 | LEV | 2035 | TWh | 149 | Sub_sector | Industry | Fertilizers | Industry (fertilizers, non-energetic) | Non-energetic | industry_fertilizers_demand_others_non_energetic | Others | EU | Energy demand | 0 | not_included_in_FEC
RO | TYNDP2026 | LEV | 2035 | TWh | 150 | Sub_sector | Industry | Fertilizers | Industry (fertilizers, non-energetic) | Non-energetic | industry_fertilizers_demand_ammonia_non_energetic | Ammonia | EU | Energy demand | 0 | not_included_in_FEC
RO | TYNDP2026 | LEV | 2035 | TWh | 152 | Sub_sector | Industry | Food | Industry (food) | Energetic | industry_food_demand_electricity_energetic | Electricity | EU | Energy demand | 2.6616 | FEC
RO | TYNDP2026 | LEV | 2035 | TWh | 153 | Sub_sector | Industry | Food | Industry (food) | Energetic | industry_food_demand_hydrogen_energetic | Hydrogen | EU | Energy demand | 0 | FEC
RO | TYNDP2026 | LEV | 2035 | TWh | 154 | Sub_sector | Industry | Food | Industry (food) | Energetic | industry_food_demand_methane_energetic | Methane | EU | Energy demand | 1.6175 | FEC
RO | TYNDP2026 | LEV | 2035 | TWh | 155 | Sub_sector | Industry | Food | Industry (food) | Energetic | industry_food_demand_heat_energetic | Heat | EU | Energy demand | 0 | FEC
RO | TYNDP2026 | LEV | 2035 | TWh | 156 | Sub_sector | Industry | Food | Industry (food) | Energetic | industry_food_demand_biomass_energetic | Biomass | EU | Energy demand | 0 | FEC
RO | TYNDP2026 | LEV | 2035 | TWh | 157 | Sub_sector | Industry | Food | Industry (food) | Energetic | industry_food_demand_coal_energetic | Solids | EU | Energy demand | 0 | FEC
RO | TYNDP2026 | LEV | 2035 | TWh | 158 | Sub_sector | Industry | Food | Industry (food) | Energetic | industry_food_demand_oil_energetic | Liquids | EU | Energy demand | 0.087729 | FEC
RO | TYNDP2026 | LEV | 2035 | TWh | 159 | Sub_sector | Industry | Food | Industry (food) | Energetic | industry_food_demand_others_energetic | Others | EU | Energy demand | 0 | FEC
RO | TYNDP2026 | LEV | 2035 | TWh | 160 | Sub_sector | Industry | Food | Industry (food) | Energetic | industry_food_demand_ammonia_energetic | Ammonia | EU | Energy demand | 0 | FEC
RO | TYNDP2026 | LEV | 2035 | TWh | 162 | Sub_sector | Industry | Metals | Industry (metal) | Energetic | industry_metal_demand_electricity_energetic | Electricity | EU | Energy demand | 0 | FEC
RO | TYNDP2026 | LEV | 2035 | TWh | 163 | Sub_sector | Industry | Metals | Industry (metal) | Energetic | industry_metal_demand_hydrogen_energetic | Hydrogen | EU | Energy demand | 0 | FEC
RO | TYNDP2026 | LEV | 2035 | TWh | 164 | Sub_sector | Industry | Metals | Industry (metal) | Energetic | industry_metal_demand_methane_energetic | Methane | EU | Energy demand | 1.3156 | FEC
RO | TYNDP2026 | LEV | 2035 | TWh | 165 | Sub_sector | Industry | Metals | Industry (metal) | Energetic | industry_metal_demand_heat_energetic | Heat | EU | Energy demand | 0 | FEC
RO | TYNDP2026 | LEV | 2035 | TWh | 166 | Sub_sector | Industry | Metals | Industry (metal) | Energetic | industry_metal_demand_biomass_energetic | Biomass | EU | Energy demand | 0 | FEC
RO | TYNDP2026 | LEV | 2035 | TWh | 167 | Sub_sector | Industry | Metals | Industry (metal) | Energetic | industry_metal_demand_coal_energetic | Solids | EU | Energy demand | 0 | FEC
RO | TYNDP2026 | LEV | 2035 | TWh | 168 | Sub_sector | Industry | Metals | Industry (metal) | Energetic | industry_metal_demand_oil_energetic | Liquids | EU | Energy demand | 0.010158 | FEC
RO | TYNDP2026 | LEV | 2035 | TWh | 169 | Sub_sector | Industry | Metals | Industry (metal) | Energetic | industry_metal_demand_others_energetic | Others | EU | Energy demand | 0 | FEC
RO | TYNDP2026 | LEV | 2035 | TWh | 170 | Sub_sector | Industry | Metals | Industry (metal) | Energetic | industry_metal_demand_ammonia_energetic | Ammonia | EU | Energy demand | 0 | FEC
RO | TYNDP2026 | LEV | 2035 | TWh | 172 | Sub_sector | Industry | Others | Industry (other, energetic) | Energetic | industry_other_demand_electricity_energetic | Electricity | EU | Energy demand | 7.7375 | FEC
RO | TYNDP2026 | LEV | 2035 | TWh | 173 | Sub_sector | Industry | Others | Industry (other, energetic) | Energetic | industry_other_demand_hydrogen_energetic | Hydrogen | EU | Energy demand | 4.0708 | FEC
RO | TYNDP2026 | LEV | 2035 | TWh | 174 | Sub_sector | Industry | Others | Industry (other, energetic) | Energetic | industry_other_demand_methane_energetic | Methane | EU | Energy demand | 7.677 | FEC
RO | TYNDP2026 | LEV | 2035 | TWh | 175 | Sub_sector | Industry | Others | Industry (other, energetic) | Energetic | industry_other_demand_heat_energetic | Heat | EU | Energy demand | 0 | FEC
RO | TYNDP2026 | LEV | 2035 | TWh | 176 | Sub_sector | Industry | Others | Industry (other, energetic) | Energetic | industry_other_demand_biomass_energetic | Biomass | EU | Energy demand | 2.2896 | FEC
RO | TYNDP2026 | LEV | 2035 | TWh | 177 | Sub_sector | Industry | Others | Industry (other, energetic) | Energetic | industry_other_demand_coal_energetic | Solids | EU | Energy demand | 0.28137 | FEC
RO | TYNDP2026 | LEV | 2035 | TWh | 178 | Sub_sector | Industry | Others | Industry (other, energetic) | Energetic | industry_other_demand_oil_energetic | Liquids | EU | Energy demand | 0.28137 | FEC
RO | TYNDP2026 | LEV | 2035 | TWh | 179 | Sub_sector | Industry | Others | Industry (other, energetic) | Energetic | industry_other_demand_others_energetic | Others | EU | Energy demand | 0 | FEC
RO | TYNDP2026 | LEV | 2035 | TWh | 180 | Sub_sector | Industry | Others | Industry (other, energetic) | Energetic | industry_other_demand_ammonia_energetic | Ammonia | EU | Energy demand | 0 | FEC
RO | TYNDP2026 | LEV | 2035 | TWh | 182 | Sub_sector | Industry | Others | Industry (other, non-energetic) | Non-energetic | industry_other_demand_electricity_non_energetic | Electricity | EU | Energy demand | 0 | not_included_in_FEC
RO | TYNDP2026 | LEV | 2035 | TWh | 183 | Sub_sector | Industry | Others | Industry (other, non-energetic) | Non-energetic | industry_other_demand_hydrogen_non_energetic | Hydrogen | EU | Energy demand | 0 | not_included_in_FEC
RO | TYNDP2026 | LEV | 2035 | TWh | 184 | Sub_sector | Industry | Others | Industry (other, non-energetic) | Non-energetic | industry_other_demand_methane_non_energetic | Methane | EU | Energy demand | 0 | not_included_in_FEC
RO | TYNDP2026 | LEV | 2035 | TWh | 185 | Sub_sector | Industry | Others | Industry (other, non-energetic) | Non-energetic | industry_other_demand_heat_non_energetic | Heat | EU | Energy demand | 0 | not_included_in_FEC
RO | TYNDP2026 | LEV | 2035 | TWh | 186 | Sub_sector | Industry | Others | Industry (other, non-energetic) | Non-energetic | industry_other_demand_biomass_non_energetic | Biomass | EU | Energy demand | 0 | not_included_in_FEC
RO | TYNDP2026 | LEV | 2035 | TWh | 187 | Sub_sector | Industry | Others | Industry (other, non-energetic) | Non-energetic | industry_other_demand_coal_non_energetic | Solids | EU | Energy demand | 0 | not_included_in_FEC
RO | TYNDP2026 | LEV | 2035 | TWh | 188 | Sub_sector | Industry | Others | Industry (other, non-energetic) | Non-energetic | industry_other_demand_oil_non_energetic | Liquids | EU | Energy demand | 4.6438 | not_included_in_FEC
RO | TYNDP2026 | LEV | 2035 | TWh | 189 | Sub_sector | Industry | Others | Industry (other, non-energetic) | Non-energetic | industry_other_demand_others_non_energetic | Others | EU | Energy demand | 0 | not_included_in_FEC
RO | TYNDP2026 | LEV | 2035 | TWh | 190 | Sub_sector | Industry | Others | Industry (other, non-energetic) | Non-energetic | industry_other_demand_ammonia_non_energetic | Ammonia | EU | Energy demand | 0 | not_included_in_FEC
RO | TYNDP2026 | LEV | 2035 | TWh | 192 | Sub_sector | Industry | Paper | Industry (paper) | Energetic | industry_paper_demand_electricity_energetic | Electricity | EU | Energy demand | 0.75022 | FEC
RO | TYNDP2026 | LEV | 2035 | TWh | 193 | Sub_sector | Industry | Paper | Industry (paper) | Energetic | industry_paper_demand_hydrogen_energetic | Hydrogen | EU | Energy demand | 0.091179 | FEC
RO | TYNDP2026 | LEV | 2035 | TWh | 194 | Sub_sector | Industry | Paper | Industry (paper) | Energetic | industry_paper_demand_methane_energetic | Methane | EU | Energy demand | 0.2116 | FEC
RO | TYNDP2026 | LEV | 2035 | TWh | 195 | Sub_sector | Industry | Paper | Industry (paper) | Energetic | industry_paper_demand_heat_energetic | Heat | EU | Energy demand | 0 | FEC
RO | TYNDP2026 | LEV | 2035 | TWh | 196 | Sub_sector | Industry | Paper | Industry (paper) | Energetic | industry_paper_demand_biomass_energetic | Biomass | EU | Energy demand | 0.17448 | FEC
RO | TYNDP2026 | LEV | 2035 | TWh | 197 | Sub_sector | Industry | Paper | Industry (paper) | Energetic | industry_paper_demand_coal_energetic | Solids | EU | Energy demand | 0.027309 | FEC
RO | TYNDP2026 | LEV | 2035 | TWh | 198 | Sub_sector | Industry | Paper | Industry (paper) | Energetic | industry_paper_demand_oil_energetic | Liquids | EU | Energy demand | 0 | FEC
RO | TYNDP2026 | LEV | 2035 | TWh | 199 | Sub_sector | Industry | Paper | Industry (paper) | Energetic | industry_paper_demand_others_energetic | Others | EU | Energy demand | 0 | FEC
RO | TYNDP2026 | LEV | 2035 | TWh | 200 | Sub_sector | Industry | Paper | Industry (paper) | Energetic | industry_paper_demand_ammonia_energetic | Ammonia | EU | Energy demand | 0 | FEC
RO | TYNDP2026 | LEV | 2035 | TWh | 202 | Sub_sector | Industry | Refineries | Industry (refineries, energetic) | Energetic | industry_refinery_demand_electricity_energetic | Electricity | EU | Energy demand | 0.80988 | not_included_in_FEC
RO | TYNDP2026 | LEV | 2035 | TWh | 203 | Sub_sector | Industry | Refineries | Industry (refineries, energetic) | Energetic | industry_refinery_demand_hydrogen_energetic | Hydrogen | EU | Energy demand | 0.47936 | not_included_in_FEC
RO | TYNDP2026 | LEV | 2035 | TWh | 204 | Sub_sector | Industry | Refineries | Industry (refineries, energetic) | Energetic | industry_refinery_demand_methane_energetic | Methane | EU | Energy demand | 1.663 | not_included_in_FEC
RO | TYNDP2026 | LEV | 2035 | TWh | 205 | Sub_sector | Industry | Refineries | Industry (refineries, energetic) | Energetic | industry_refinery_demand_heat_energetic | Heat | EU | Energy demand | 0.33357 | not_included_in_FEC
RO | TYNDP2026 | LEV | 2035 | TWh | 206 | Sub_sector | Industry | Refineries | Industry (refineries, energetic) | Energetic | industry_refinery_demand_biomass_energetic | Biomass | EU | Energy demand | 0.00018208 | not_included_in_FEC
RO | TYNDP2026 | LEV | 2035 | TWh | 207 | Sub_sector | Industry | Refineries | Industry (refineries, energetic) | Energetic | industry_refinery_demand_coal_energetic | Solids | EU | Energy demand | 0 | not_included_in_FEC
RO | TYNDP2026 | LEV | 2035 | TWh | 208 | Sub_sector | Industry | Refineries | Industry (refineries, energetic) | Energetic | industry_refinery_demand_oil_energetic | Liquids | EU | Energy demand | 2.6797 | not_included_in_FEC
RO | TYNDP2026 | LEV | 2035 | TWh | 209 | Sub_sector | Industry | Refineries | Industry (refineries, energetic) | Energetic | industry_refinery_demand_others_energetic | Others | EU | Energy demand | 0 | not_included_in_FEC
RO | TYNDP2026 | LEV | 2035 | TWh | 210 | Sub_sector | Industry | Refineries | Industry (refineries, energetic) | Energetic | industry_refinery_demand_ammonia_energetic | Ammonia | EU | Energy demand | 0 | not_included_in_FEC
RO | TYNDP2026 | LEV | 2035 | TWh | 212 | Sub_sector | Industry | Refineries | Industry (refineries, non-energetic) | Non-energetic | industry_refinery_demand_electricity_non_energetic | Electricity | EU | Energy demand | 0 | not_included_in_FEC
RO | TYNDP2026 | LEV | 2035 | TWh | 213 | Sub_sector | Industry | Refineries | Industry (refineries, non-energetic) | Non-energetic | industry_refinery_demand_hydrogen_non_energetic | Hydrogen | EU | Energy demand | 0 | not_included_in_FEC
RO | TYNDP2026 | LEV | 2035 | TWh | 214 | Sub_sector | Industry | Refineries | Industry (refineries, non-energetic) | Non-energetic | industry_refinery_demand_methane_non_energetic | Methane | EU | Energy demand | 0 | not_included_in_FEC
RO | TYNDP2026 | LEV | 2035 | TWh | 215 | Sub_sector | Industry | Refineries | Industry (refineries, non-energetic) | Non-energetic | industry_refinery_demand_heat_non_energetic | Heat | EU | Energy demand | 0 | not_included_in_FEC
RO | TYNDP2026 | LEV | 2035 | TWh | 216 | Sub_sector | Industry | Refineries | Industry (refineries, non-energetic) | Non-energetic | industry_refinery_demand_biomass_non_energetic | Biomass | EU | Energy demand | 0 | not_included_in_FEC
RO | TYNDP2026 | LEV | 2035 | TWh | 217 | Sub_sector | Industry | Refineries | Industry (refineries, non-energetic) | Non-energetic | industry_refinery_demand_coal_non_energetic | Solids | EU | Energy demand | 0 | not_included_in_FEC
RO | TYNDP2026 | LEV | 2035 | TWh | 218 | Sub_sector | Industry | Refineries | Industry (refineries, non-energetic) | Non-energetic | industry_refinery_demand_oil_non_energetic | Liquids | EU | Energy demand | 0 | not_included_in_FEC
RO | TYNDP2026 | LEV | 2035 | TWh | 219 | Sub_sector | Industry | Refineries | Industry (refineries, non-energetic) | Non-energetic | industry_refinery_demand_others_non_energetic | Others | EU | Energy demand | 0 | not_included_in_FEC
RO | TYNDP2026 | LEV | 2035 | TWh | 220 | Sub_sector | Industry | Refineries | Industry (refineries, non-energetic) | Non-energetic | industry_refinery_demand_ammonia_non_energetic | Ammonia | EU | Energy demand | 0 | not_included_in_FEC
RO | TYNDP2026 | LEV | 2035 | TWh | 222 | Sub_sector | Industry | Steel | Industry (steel) | Energetic | industry_steel_demand_electricity_energetic | Electricity | EU | Energy demand | 2.4047 | FEC
RO | TYNDP2026 | LEV | 2035 | TWh | 223 | Sub_sector | Industry | Steel | Industry (steel) | Energetic | industry_steel_demand_hydrogen_energetic | Hydrogen | EU | Energy demand | 1.3531 | FEC
RO | TYNDP2026 | LEV | 2035 | TWh | 224 | Sub_sector | Industry | Steel | Industry (steel) | Energetic | industry_steel_demand_methane_energetic | Methane | EU | Energy demand | 3.3526 | FEC
RO | TYNDP2026 | LEV | 2035 | TWh | 225 | Sub_sector | Industry | Steel | Industry (steel) | Energetic | industry_steel_demand_heat_energetic | Heat | EU | Energy demand | 0.0016345 | FEC
RO | TYNDP2026 | LEV | 2035 | TWh | 226 | Sub_sector | Industry | Steel | Industry (steel) | Energetic | industry_steel_demand_biomass_energetic | Biomass | EU | Energy demand | 1.45e-05 | FEC
RO | TYNDP2026 | LEV | 2035 | TWh | 227 | Sub_sector | Industry | Steel | Industry (steel) | Energetic | industry_steel_demand_coal_energetic | Solids | EU | Energy demand | 4.7509 | FEC
RO | TYNDP2026 | LEV | 2035 | TWh | 228 | Sub_sector | Industry | Steel | Industry (steel) | Energetic | industry_steel_demand_oil_energetic | Liquids | EU | Energy demand | 0.0014836 | FEC
RO | TYNDP2026 | LEV | 2035 | TWh | 229 | Sub_sector | Industry | Steel | Industry (steel) | Energetic | industry_steel_demand_others_energetic | Others | EU | Energy demand | 0 | FEC
RO | TYNDP2026 | LEV | 2035 | TWh | 230 | Sub_sector | Industry | Steel | Industry (steel) | Energetic | industry_steel_demand_ammonia_energetic | Ammonia | EU | Energy demand | 0 | FEC
RO | TYNDP2026 | LEV | 2035 | TWh | 232 | Sub_sector | Transport | Cars | Transport (cars) | Energetic | transport_cars_final_demand_electricity | Electricity | EU | Energy demand | 3.7876 | FEC
RO | TYNDP2026 | LEV | 2035 | TWh | 233 | Sub_sector | Transport | Cars | Transport (cars) | Energetic | transport_cars_final_demand_hydrogen | Hydrogen | EU | Energy demand | 2.3885 | FEC
RO | TYNDP2026 | LEV | 2035 | TWh | 234 | Sub_sector | Transport | Cars | Transport (cars) | Energetic | transport_cars_final_demand_methane | Methane | EU | Energy demand | 1.1275 | FEC
RO | TYNDP2026 | LEV | 2035 | TWh | 235 | Sub_sector | Transport | Cars | Transport (cars) | Energetic | transport_cars_final_demand_heat | Heat | EU | Energy demand | 0 | FEC
RO | TYNDP2026 | LEV | 2035 | TWh | 236 | Sub_sector | Transport | Cars | Transport (cars) | Energetic | transport_cars_final_demand_biomass | Biomass | EU | Energy demand | 0 | FEC
RO | TYNDP2026 | LEV | 2035 | TWh | 237 | Sub_sector | Transport | Cars | Transport (cars) | Energetic | transport_cars_final_demand_coal | Solids | EU | Energy demand | 0 | FEC
RO | TYNDP2026 | LEV | 2035 | TWh | 238 | Sub_sector | Transport | Cars | Transport (cars) | Energetic | transport_cars_final_demand_oil | Liquids | EU | Energy demand | 37.0216 | FEC
RO | TYNDP2026 | LEV | 2035 | TWh | 239 | Sub_sector | Transport | Cars | Transport (cars) | Energetic | transport_cars_final_demand_other | Others | EU | Energy demand | 0 | FEC
RO | TYNDP2026 | LEV | 2035 | TWh | 240 | Sub_sector | Transport | Cars | Transport (cars) | Energetic | transport_cars_final_demand_ammonia | Ammonia | EU | Energy demand | 0 | FEC
RO | TYNDP2026 | LEV | 2035 | TWh | 242 | Sub_sector | Transport | Busses | Transport (busses) | Energetic | transport_busses_final_demand_electricity | Electricity | EU | Energy demand | 0.33804 | FEC
RO | TYNDP2026 | LEV | 2035 | TWh | 243 | Sub_sector | Transport | Busses | Transport (busses) | Energetic | transport_busses_final_demand_hydrogen | Hydrogen | EU | Energy demand | 0.50291 | FEC
RO | TYNDP2026 | LEV | 2035 | TWh | 244 | Sub_sector | Transport | Busses | Transport (busses) | Energetic | transport_busses_final_demand_methane | Methane | EU | Energy demand | 0.28592 | FEC
RO | TYNDP2026 | LEV | 2035 | TWh | 245 | Sub_sector | Transport | Busses | Transport (busses) | Energetic | transport_busses_final_demand_heat | Heat | EU | Energy demand | 0 | FEC
RO | TYNDP2026 | LEV | 2035 | TWh | 246 | Sub_sector | Transport | Busses | Transport (busses) | Energetic | transport_busses_final_demand_biomass | Biomass | EU | Energy demand | 0 | FEC
RO | TYNDP2026 | LEV | 2035 | TWh | 247 | Sub_sector | Transport | Busses | Transport (busses) | Energetic | transport_busses_final_demand_coal | Solids | EU | Energy demand | 0 | FEC
RO | TYNDP2026 | LEV | 2035 | TWh | 248 | Sub_sector | Transport | Busses | Transport (busses) | Energetic | transport_busses_final_demand_oil | Liquids | EU | Energy demand | 3.8348 | FEC
RO | TYNDP2026 | LEV | 2035 | TWh | 249 | Sub_sector | Transport | Busses | Transport (busses) | Energetic | transport_busses_final_demand_other | Others | EU | Energy demand | 0 | FEC
RO | TYNDP2026 | LEV | 2035 | TWh | 250 | Sub_sector | Transport | Busses | Transport (busses) | Energetic | transport_busses_final_demand_ammonia | Ammonia | EU | Energy demand | 0 | FEC
RO | TYNDP2026 | LEV | 2035 | TWh | 252 | Sub_sector | Transport | Trucks | Transport (trucks) | Energetic | transport_trucks_final_demand_electricity | Electricity | EU | Energy demand | 0.1693 | FEC
RO | TYNDP2026 | LEV | 2035 | TWh | 253 | Sub_sector | Transport | Trucks | Transport (trucks) | Energetic | transport_trucks_final_demand_hydrogen | Hydrogen | EU | Energy demand | 0.53186 | FEC
RO | TYNDP2026 | LEV | 2035 | TWh | 254 | Sub_sector | Transport | Trucks | Transport (trucks) | Energetic | transport_trucks_final_demand_methane | Methane | EU | Energy demand | 0.37296 | FEC
RO | TYNDP2026 | LEV | 2035 | TWh | 255 | Sub_sector | Transport | Trucks | Transport (trucks) | Energetic | transport_trucks_final_demand_heat | Heat | EU | Energy demand | 0 | FEC
RO | TYNDP2026 | LEV | 2035 | TWh | 256 | Sub_sector | Transport | Trucks | Transport (trucks) | Energetic | transport_trucks_final_demand_biomass | Biomass | EU | Energy demand | 0 | FEC
RO | TYNDP2026 | LEV | 2035 | TWh | 257 | Sub_sector | Transport | Trucks | Transport (trucks) | Energetic | transport_trucks_final_demand_coal | Solids | EU | Energy demand | 0 | FEC
RO | TYNDP2026 | LEV | 2035 | TWh | 258 | Sub_sector | Transport | Trucks | Transport (trucks) | Energetic | transport_trucks_final_demand_oil | Liquids | EU | Energy demand | 3.5711 | FEC
RO | TYNDP2026 | LEV | 2035 | TWh | 259 | Sub_sector | Transport | Trucks | Transport (trucks) | Energetic | transport_trucks_final_demand_other | Others | EU | Energy demand | 0 | FEC
RO | TYNDP2026 | LEV | 2035 | TWh | 260 | Sub_sector | Transport | Trucks | Transport (trucks) | Energetic | transport_trucks_final_demand_ammonia | Ammonia | EU | Energy demand | 0 | FEC
RO | TYNDP2026 | LEV | 2035 | TWh | 262 | Sub_sector | Transport | Vans | Transport (vans) | Energetic | transport_vans_final_demand_electricity | Electricity | EU | Energy demand | 2.3913 | FEC
RO | TYNDP2026 | LEV | 2035 | TWh | 263 | Sub_sector | Transport | Vans | Transport (vans) | Energetic | transport_vans_final_demand_hydrogen | Hydrogen | EU | Energy demand | 1.6388 | FEC
RO | TYNDP2026 | LEV | 2035 | TWh | 264 | Sub_sector | Transport | Vans | Transport (vans) | Energetic | transport_vans_final_demand_methane | Methane | EU | Energy demand | 0.36724 | FEC
RO | TYNDP2026 | LEV | 2035 | TWh | 265 | Sub_sector | Transport | Vans | Transport (vans) | Energetic | transport_vans_final_demand_heat | Heat | EU | Energy demand | 0 | FEC
RO | TYNDP2026 | LEV | 2035 | TWh | 266 | Sub_sector | Transport | Vans | Transport (vans) | Energetic | transport_vans_final_demand_biomass | Biomass | EU | Energy demand | 0 | FEC
RO | TYNDP2026 | LEV | 2035 | TWh | 267 | Sub_sector | Transport | Vans | Transport (vans) | Energetic | transport_vans_final_demand_coal | Solids | EU | Energy demand | 0 | FEC
RO | TYNDP2026 | LEV | 2035 | TWh | 268 | Sub_sector | Transport | Vans | Transport (vans) | Energetic | transport_vans_final_demand_oil | Liquids | EU | Energy demand | 14.2562 | FEC
RO | TYNDP2026 | LEV | 2035 | TWh | 269 | Sub_sector | Transport | Vans | Transport (vans) | Energetic | transport_vans_final_demand_other | Others | EU | Energy demand | 0 | FEC
RO | TYNDP2026 | LEV | 2035 | TWh | 270 | Sub_sector | Transport | Vans | Transport (vans) | Energetic | transport_vans_final_demand_ammonia | Ammonia | EU | Energy demand | 0 | FEC
RO | TYNDP2026 | LEV | 2035 | TWh | 272 | Sub_sector | Transport | Freight trains | Transport (trains) | Energetic | transport_trains_final_demand_electricity | Electricity | EU | Energy demand | 2.3364 | FEC
RO | TYNDP2026 | LEV | 2035 | TWh | 273 | Sub_sector | Transport | Freight trains | Transport (trains) | Energetic | transport_trains_final_demand_hydrogen | Hydrogen | EU | Energy demand | 0.28951 | FEC
RO | TYNDP2026 | LEV | 2035 | TWh | 274 | Sub_sector | Transport | Freight trains | Transport (trains) | Energetic | transport_trains_final_demand_methane | Methane | EU | Energy demand | 0 | FEC
RO | TYNDP2026 | LEV | 2035 | TWh | 275 | Sub_sector | Transport | Freight trains | Transport (trains) | Energetic | transport_trains_final_demand_heat | Heat | EU | Energy demand | 0 | FEC
RO | TYNDP2026 | LEV | 2035 | TWh | 276 | Sub_sector | Transport | Freight trains | Transport (trains) | Energetic | transport_trains_final_demand_biomass | Biomass | EU | Energy demand | 0 | FEC
RO | TYNDP2026 | LEV | 2035 | TWh | 277 | Sub_sector | Transport | Freight trains | Transport (trains) | Energetic | transport_trains_final_demand_coal | Solids | EU | Energy demand | 0 | FEC
RO | TYNDP2026 | LEV | 2035 | TWh | 278 | Sub_sector | Transport | Freight trains | Transport (trains) | Energetic | transport_trains_final_demand_oil | Liquids | EU | Energy demand | 0.41456 | FEC
RO | TYNDP2026 | LEV | 2035 | TWh | 279 | Sub_sector | Transport | Freight trains | Transport (trains) | Energetic | transport_trains_final_demand_other | Others | EU | Energy demand | 0 | FEC
RO | TYNDP2026 | LEV | 2035 | TWh | 280 | Sub_sector | Transport | Freight trains | Transport (trains) | Energetic | transport_trains_final_demand_ammonia | Ammonia | EU | Energy demand | 0 | FEC
RO | TYNDP2026 | LEV | 2035 | TWh | 282 | Sub_sector | Transport | Ships | Transport (ships) | Energetic | transport_ships_final_demand_electricity | Electricity | EU | Energy demand | 0 | FEC
RO | TYNDP2026 | LEV | 2035 | TWh | 283 | Sub_sector | Transport | Ships | Transport (ships) | Energetic | transport_ships_final_demand_hydrogen | Hydrogen | EU | Energy demand | 0.050275 | FEC
RO | TYNDP2026 | LEV | 2035 | TWh | 284 | Sub_sector | Transport | Ships | Transport (ships) | Energetic | transport_ships_final_demand_methane | Methane | EU | Energy demand | 0.27017 | FEC
RO | TYNDP2026 | LEV | 2035 | TWh | 285 | Sub_sector | Transport | Ships | Transport (ships) | Energetic | transport_ships_final_demand_heat | Heat | EU | Energy demand | 0 | FEC
RO | TYNDP2026 | LEV | 2035 | TWh | 286 | Sub_sector | Transport | Ships | Transport (ships) | Energetic | transport_ships_final_demand_biomass | Biomass | EU | Energy demand | 0 | FEC
RO | TYNDP2026 | LEV | 2035 | TWh | 287 | Sub_sector | Transport | Ships | Transport (ships) | Energetic | transport_ships_final_demand_coal | Solids | EU | Energy demand | 0 | FEC
RO | TYNDP2026 | LEV | 2035 | TWh | 288 | Sub_sector | Transport | Ships | Transport (ships) | Energetic | transport_ships_final_demand_oil | Liquids | EU | Energy demand | 0.64499 | FEC
RO | TYNDP2026 | LEV | 2035 | TWh | 289 | Sub_sector | Transport | Ships | Transport (ships) | Energetic | transport_ships_final_demand_other | Others | EU | Energy demand | 0 | FEC
RO | TYNDP2026 | LEV | 2035 | TWh | 290 | Sub_sector | Transport | Ships | Transport (ships) | Energetic | transport_ships_final_demand_ammonia | Ammonia | EU | Energy demand | 0 | FEC
RO | TYNDP2026 | LEV | 2035 | TWh | 292 | Sub_sector | Transport | Planes | Transport (planes) | Energetic | transport_planes_final_demand_electricity | Electricity | EU | Energy demand | 0.018452 | FEC
RO | TYNDP2026 | LEV | 2035 | TWh | 293 | Sub_sector | Transport | Planes | Transport (planes) | Energetic | transport_planes_final_demand_hydrogen | Hydrogen | EU | Energy demand | 0.022574 | FEC
RO | TYNDP2026 | LEV | 2035 | TWh | 294 | Sub_sector | Transport | Planes | Transport (planes) | Energetic | transport_planes_final_demand_methane | Methane | EU | Energy demand | 0 | FEC
RO | TYNDP2026 | LEV | 2035 | TWh | 295 | Sub_sector | Transport | Planes | Transport (planes) | Energetic | transport_planes_final_demand_heat | Heat | EU | Energy demand | 0 | FEC
RO | TYNDP2026 | LEV | 2035 | TWh | 296 | Sub_sector | Transport | Planes | Transport (planes) | Energetic | transport_planes_final_demand_biomass | Biomass | EU | Energy demand | 0 | FEC
RO | TYNDP2026 | LEV | 2035 | TWh | 297 | Sub_sector | Transport | Planes | Transport (planes) | Energetic | transport_planes_final_demand_coal | Solids | EU | Energy demand | 0 | FEC
RO | TYNDP2026 | LEV | 2035 | TWh | 298 | Sub_sector | Transport | Planes | Transport (planes) | Energetic | transport_planes_final_demand_oil | Liquids | EU | Energy demand | 0.27829 | FEC
RO | TYNDP2026 | LEV | 2035 | TWh | 299 | Sub_sector | Transport | Planes | Transport (planes) | Energetic | transport_planes_final_demand_other | Others | EU | Energy demand | 0 | FEC
RO | TYNDP2026 | LEV | 2035 | TWh | 300 | Sub_sector | Transport | Planes | Transport (planes) | Energetic | transport_planes_final_demand_ammonia | Ammonia | EU | Energy demand | 0 | FEC
RO | TYNDP2026 | LEV | 2035 | TWh | 302 | Sub_sector | Transport | Others | Transport (others) | Energetic | transport_other_final_demand_electricity | Electricity | EU | Energy demand | 0.0061445 | FEC
RO | TYNDP2026 | LEV | 2035 | TWh | 303 | Sub_sector | Transport | Others | Transport (others) | Energetic | transport_other_final_demand_hydrogen | Hydrogen | EU | Energy demand | 0 | FEC
RO | TYNDP2026 | LEV | 2035 | TWh | 304 | Sub_sector | Transport | Others | Transport (others) | Energetic | transport_other_final_demand_methane | Methane | EU | Energy demand | 0 | FEC
RO | TYNDP2026 | LEV | 2035 | TWh | 305 | Sub_sector | Transport | Others | Transport (others) | Energetic | transport_other_final_demand_heat | Heat | EU | Energy demand | 0 | FEC
RO | TYNDP2026 | LEV | 2035 | TWh | 306 | Sub_sector | Transport | Others | Transport (others) | Energetic | transport_other_final_demand_biomass | Biomass | EU | Energy demand | 0 | FEC
RO | TYNDP2026 | LEV | 2035 | TWh | 307 | Sub_sector | Transport | Others | Transport (others) | Energetic | transport_other_final_demand_coal | Solids | EU | Energy demand | 0 | FEC
RO | TYNDP2026 | LEV | 2035 | TWh | 308 | Sub_sector | Transport | Others | Transport (others) | Energetic | transport_other_final_demand_oil | Liquids | EU | Energy demand | 0.39609 | FEC
RO | TYNDP2026 | LEV | 2035 | TWh | 309 | Sub_sector | Transport | Others | Transport (others) | Energetic | transport_other_final_demand_other | Others | EU | Energy demand | 0 | FEC
RO | TYNDP2026 | LEV | 2035 | TWh | 310 | Sub_sector | Transport | Others | Transport (others) | Energetic | transport_other_final_demand_ammonia | Ammonia | EU | Energy demand | 0 | FEC
RO | TYNDP2026 | LEV | 2035 | TWh | 312 | Sub_sector | International transport | International aviation | Transport (int. aviation) | Energetic | transport_int_aviation_final_demand_electricity | Electricity | EU | Energy demand | 0 | FEC
RO | TYNDP2026 | LEV | 2035 | TWh | 313 | Sub_sector | International transport | International aviation | Transport (int. aviation) | Energetic | transport_int_aviation_final_demand_hydrogen | Hydrogen | EU | Energy demand | 0 | FEC
RO | TYNDP2026 | LEV | 2035 | TWh | 314 | Sub_sector | International transport | International aviation | Transport (int. aviation) | Energetic | transport_int_aviation_final_demand_methane | Methane | EU | Energy demand | 0 | FEC
RO | TYNDP2026 | LEV | 2035 | TWh | 315 | Sub_sector | International transport | International aviation | Transport (int. aviation) | Energetic | transport_int_aviation_final_demand_heat | Heat | EU | Energy demand | 0 | FEC
RO | TYNDP2026 | LEV | 2035 | TWh | 316 | Sub_sector | International transport | International aviation | Transport (int. aviation) | Energetic | transport_int_aviation_final_demand_biofuels | Biomass | EU | Energy demand | 0 | FEC
RO | TYNDP2026 | LEV | 2035 | TWh | 317 | Sub_sector | International transport | International aviation | Transport (int. aviation) | Energetic | transport_int_aviation_final_demand_coal | Solids | EU | Energy demand | 0 | FEC
RO | TYNDP2026 | LEV | 2035 | TWh | 318 | Sub_sector | International transport | International aviation | Transport (int. aviation) | Energetic | transport_int_aviation_final_demand_oil | Liquids | EU | Energy demand | 1.6078 | FEC
RO | TYNDP2026 | LEV | 2035 | TWh | 319 | Sub_sector | International transport | International aviation | Transport (int. aviation) | Energetic | transport_int_aviation_final_demand_other | Others | EU | Energy demand | 0 | FEC
RO | TYNDP2026 | LEV | 2035 | TWh | 320 | Sub_sector | International transport | International aviation | Transport (int. aviation) | Energetic | transport_int_aviation_final_demand_ammonia | Ammonia | EU | Energy demand | 0 | FEC
RO | TYNDP2026 | LEV | 2035 | TWh | 322 | Sub_sector | International transport | International shipping | Transport (int. shipping) | Energetic | transport_int_shipping_final_demand_electricity | Electricity | EU | Energy demand | 0 | not_included_in_FEC
RO | TYNDP2026 | LEV | 2035 | TWh | 323 | Sub_sector | International transport | International shipping | Transport (int. shipping) | Energetic | transport_int_shipping_final_demand_hydrogen | Hydrogen | EU | Energy demand | 0.036926 | not_included_in_FEC
RO | TYNDP2026 | LEV | 2035 | TWh | 324 | Sub_sector | International transport | International shipping | Transport (int. shipping) | Energetic | transport_int_shipping_final_demand_methane | Methane | EU | Energy demand | 0.085013 | not_included_in_FEC
RO | TYNDP2026 | LEV | 2035 | TWh | 325 | Sub_sector | International transport | International shipping | Transport (int. shipping) | Energetic | transport_int_shipping_final_demand_heat | Heat | EU | Energy demand | 0 | not_included_in_FEC
RO | TYNDP2026 | LEV | 2035 | TWh | 326 | Sub_sector | International transport | International shipping | Transport (int. shipping) | Energetic | transport_int_shipping_final_demand_biofuels | Biomass | EU | Energy demand | 0 | not_included_in_FEC
RO | TYNDP2026 | LEV | 2035 | TWh | 327 | Sub_sector | International transport | International shipping | Transport (int. shipping) | Energetic | transport_int_shipping_final_demand_coal | Solids | EU | Energy demand | 0 | not_included_in_FEC
RO | TYNDP2026 | LEV | 2035 | TWh | 328 | Sub_sector | International transport | International shipping | Transport (int. shipping) | Energetic | transport_int_shipping_final_demand_oil | Liquids | EU | Energy demand | 0.2227 | not_included_in_FEC
RO | TYNDP2026 | LEV | 2035 | TWh | 329 | Sub_sector | International transport | International shipping | Transport (int. shipping) | Energetic | transport_int_shipping_final_demand_other | Others | EU | Energy demand | 0 | not_included_in_FEC
RO | TYNDP2026 | LEV | 2035 | TWh | 330 | Sub_sector | International transport | International shipping | Transport (int. shipping) | Energetic | transport_int_shipping_final_demand_ammonia | Ammonia | EU | Energy demand | 0 | not_included_in_FEC
RO | TYNDP2026 | LEV | 2035 | TWh | 332 | Sub_sector | Households | Space heating | Households (heating) | Energetic | households_heating_final_demand_electricity | Electricity | EU | Energy demand | 4.0358 | FEC
RO | TYNDP2026 | LEV | 2035 | TWh | 333 | Sub_sector | Households | Space heating | Households (heating) | Energetic | households_heating_final_demand_hydrogen | Hydrogen | EU | Energy demand | 2.9573 | FEC
RO | TYNDP2026 | LEV | 2035 | TWh | 334 | Sub_sector | Households | Space heating | Households (heating) | Energetic | households_heating_final_demand_methane | Methane | EU | Energy demand | 10.2664 | FEC
RO | TYNDP2026 | LEV | 2035 | TWh | 335 | Sub_sector | Households | Space heating | Households (heating) | Energetic | households_heating_final_demand_heat | Heat | EU | Energy demand | 4.7871 | FEC
RO | TYNDP2026 | LEV | 2035 | TWh | 336 | Sub_sector | Households | Space heating | Households (heating) | Energetic | households_heating_final_demand_biomass | Biomass | EU | Energy demand | 21.603 | FEC
RO | TYNDP2026 | LEV | 2035 | TWh | 337 | Sub_sector | Households | Space heating | Households (heating) | Energetic | households_heating_final_demand_coal | Solids | EU | Energy demand | 0.64882 | FEC
RO | TYNDP2026 | LEV | 2035 | TWh | 338 | Sub_sector | Households | Space heating | Households (heating) | Energetic | households_heating_final_demand_oil | Liquids | EU | Energy demand | 1.053 | FEC
RO | TYNDP2026 | LEV | 2035 | TWh | 339 | Sub_sector | Households | Space heating | Households (heating) | Energetic | households_heating_final_demand_other | Others | EU | Energy demand | 0.72965 | FEC
RO | TYNDP2026 | LEV | 2035 | TWh | 340 | Sub_sector | Households | Space heating | Households (heating) | Energetic | households_heating_final_demand_ammonia | Ammonia | EU | Energy demand | 0 | FEC
RO | TYNDP2026 | LEV | 2035 | TWh | 343 | Sub_sector | Households | Cooling | Households (cooling) | Energetic | households_cooling_final_demand_electricity | Electricity | EU | Energy demand | 0.26732 | FEC
RO | TYNDP2026 | LEV | 2035 | TWh | 344 | Sub_sector | Households | Cooling | Households (cooling) | Energetic | households_cooling_final_demand_hydrogen | Hydrogen | EU | Energy demand | 0 | FEC
RO | TYNDP2026 | LEV | 2035 | TWh | 345 | Sub_sector | Households | Cooling | Households (cooling) | Energetic | households_cooling_final_demand_methane | Methane | EU | Energy demand | 0 | FEC
RO | TYNDP2026 | LEV | 2035 | TWh | 346 | Sub_sector | Households | Cooling | Households (cooling) | Energetic | households_cooling_final_demand_heat | Heat | EU | Energy demand | 0 | FEC
RO | TYNDP2026 | LEV | 2035 | TWh | 347 | Sub_sector | Households | Cooling | Households (cooling) | Energetic | households_cooling_final_demand_biomass | Biomass | EU | Energy demand | 0 | FEC
RO | TYNDP2026 | LEV | 2035 | TWh | 348 | Sub_sector | Households | Cooling | Households (cooling) | Energetic | households_cooling_final_demand_coal | Solids | EU | Energy demand | 0 | FEC
RO | TYNDP2026 | LEV | 2035 | TWh | 349 | Sub_sector | Households | Cooling | Households (cooling) | Energetic | households_cooling_final_demand_oil | Liquids | EU | Energy demand | 0 | FEC
RO | TYNDP2026 | LEV | 2035 | TWh | 350 | Sub_sector | Households | Cooling | Households (cooling) | Energetic | households_cooling_final_demand_other | Others | EU | Energy demand | 0 | FEC
RO | TYNDP2026 | LEV | 2035 | TWh | 351 | Sub_sector | Households | Cooling | Households (cooling) | Energetic | households_cooling_final_demand_ammonia | Ammonia | EU | Energy demand | 0 | FEC
RO | TYNDP2026 | LEV | 2035 | TWh | 354 | Sub_sector | Households | Hot water | Households (hot water) | Energetic | households_hot_water_final_demand_electricity | Electricity | EU | Energy demand | 1.0427 | FEC
RO | TYNDP2026 | LEV | 2035 | TWh | 355 | Sub_sector | Households | Hot water | Households (hot water) | Energetic | households_hot_water_final_demand_hydrogen | Hydrogen | EU | Energy demand | 0.97579 | FEC
RO | TYNDP2026 | LEV | 2035 | TWh | 356 | Sub_sector | Households | Hot water | Households (hot water) | Energetic | households_hot_water_final_demand_methane | Methane | EU | Energy demand | 3.8421 | FEC
RO | TYNDP2026 | LEV | 2035 | TWh | 357 | Sub_sector | Households | Hot water | Households (hot water) | Energetic | households_hot_water_final_demand_heat | Heat | EU | Energy demand | 1.1684 | FEC
RO | TYNDP2026 | LEV | 2035 | TWh | 358 | Sub_sector | Households | Hot water | Households (hot water) | Energetic | households_hot_water_final_demand_biomass | Biomass | EU | Energy demand | 4.2898 | FEC
RO | TYNDP2026 | LEV | 2035 | TWh | 359 | Sub_sector | Households | Hot water | Households (hot water) | Energetic | households_hot_water_final_demand_coal | Solids | EU | Energy demand | 0.086218 | FEC
RO | TYNDP2026 | LEV | 2035 | TWh | 360 | Sub_sector | Households | Hot water | Households (hot water) | Energetic | households_hot_water_final_demand_oil | Liquids | EU | Energy demand | 0.13993 | FEC
RO | TYNDP2026 | LEV | 2035 | TWh | 361 | Sub_sector | Households | Hot water | Households (hot water) | Energetic | households_hot_water_final_demand_other | Others | EU | Energy demand | 0.20961 | FEC
RO | TYNDP2026 | LEV | 2035 | TWh | 362 | Sub_sector | Households | Hot water | Households (hot water) | Energetic | households_hot_water_final_demand_ammonia | Ammonia | EU | Energy demand | 0 | FEC
RO | TYNDP2026 | LEV | 2035 | TWh | 365 | Sub_sector | Households | Appliances | Households (appliances) | Energetic | households_appliances_final_demand_electricity | Electricity | EU | Energy demand | 8.3965 | FEC
RO | TYNDP2026 | LEV | 2035 | TWh | 366 | Sub_sector | Households | Appliances | Households (appliances) | Energetic | households_appliances_final_demand_hydrogen | Hydrogen | EU | Energy demand | 0 | FEC
RO | TYNDP2026 | LEV | 2035 | TWh | 367 | Sub_sector | Households | Appliances | Households (appliances) | Energetic | households_appliances_final_demand_methane | Methane | EU | Energy demand | 3.2964 | FEC
RO | TYNDP2026 | LEV | 2035 | TWh | 368 | Sub_sector | Households | Appliances | Households (appliances) | Energetic | households_appliances_final_demand_heat | Heat | EU | Energy demand | 0 | FEC
RO | TYNDP2026 | LEV | 2035 | TWh | 369 | Sub_sector | Households | Appliances | Households (appliances) | Energetic | households_appliances_final_demand_biomass | Biomass | EU | Energy demand | 1.9935 | FEC
RO | TYNDP2026 | LEV | 2035 | TWh | 370 | Sub_sector | Households | Appliances | Households (appliances) | Energetic | households_appliances_final_demand_coal | Solids | EU | Energy demand | 0 | FEC
RO | TYNDP2026 | LEV | 2035 | TWh | 371 | Sub_sector | Households | Appliances | Households (appliances) | Energetic | households_appliances_final_demand_oil | Liquids | EU | Energy demand | 0 | FEC
RO | TYNDP2026 | LEV | 2035 | TWh | 372 | Sub_sector | Households | Appliances | Households (appliances) | Energetic | households_appliances_final_demand_other | Others | EU | Energy demand | 0 | FEC
RO | TYNDP2026 | LEV | 2035 | TWh | 373 | Sub_sector | Households | Appliances | Households (appliances) | Energetic | households_appliances_final_demand_ammonia | Ammonia | EU | Energy demand | 0 | FEC
RO | TYNDP2026 | LEV | 2035 | TWh | 375 | Sub_sector | Buildings | Space heating | Buildings (heat) | Energetic | buildings_heat_final_demand_electricity | Electricity | EU | Energy demand | 2.1413 | FEC
RO | TYNDP2026 | LEV | 2035 | TWh | 376 | Sub_sector | Buildings | Space heating | Buildings (heat) | Energetic | buildings_heat_final_demand_hydrogen | Hydrogen | EU | Energy demand | 0.63702 | FEC
RO | TYNDP2026 | LEV | 2035 | TWh | 377 | Sub_sector | Buildings | Space heating | Buildings (heat) | Energetic | buildings_heat_final_demand_methane | Methane | EU | Energy demand | 3.4291 | FEC
RO | TYNDP2026 | LEV | 2035 | TWh | 378 | Sub_sector | Buildings | Space heating | Buildings (heat) | Energetic | buildings_heat_final_demand_heat | Heat | EU | Energy demand | 1.7678 | FEC
RO | TYNDP2026 | LEV | 2035 | TWh | 379 | Sub_sector | Buildings | Space heating | Buildings (heat) | Energetic | buildings_heat_final_demand_biomass | Biomass | EU | Energy demand | 0.062389 | FEC
RO | TYNDP2026 | LEV | 2035 | TWh | 380 | Sub_sector | Buildings | Space heating | Buildings (heat) | Energetic | buildings_heat_final_demand_coal | Solids | EU | Energy demand | 0.0020403 | FEC
RO | TYNDP2026 | LEV | 2035 | TWh | 381 | Sub_sector | Buildings | Space heating | Buildings (heat) | Energetic | buildings_heat_final_demand_oil | Liquids | EU | Energy demand | 0.18451 | FEC
RO | TYNDP2026 | LEV | 2035 | TWh | 382 | Sub_sector | Buildings | Space heating | Buildings (heat) | Energetic | buildings_heat_final_demand_other | Others | EU | Energy demand | 0.00010158 | FEC
RO | TYNDP2026 | LEV | 2035 | TWh | 383 | Sub_sector | Buildings | Space heating | Buildings (heat) | Energetic | buildings_heat_final_demand_ammonia | Ammonia | EU | Energy demand | 0 | FEC
RO | TYNDP2026 | LEV | 2035 | TWh | 386 | Sub_sector | Buildings | Cooling | Buildings (cooling) | Energetic | buildings_cooling_final_demand_electricity | Electricity | EU | Energy demand | 0.16329 | FEC
RO | TYNDP2026 | LEV | 2035 | TWh | 387 | Sub_sector | Buildings | Cooling | Buildings (cooling) | Energetic | buildings_cooling_final_demand_hydrogen | Hydrogen | EU | Energy demand | 0 | FEC
RO | TYNDP2026 | LEV | 2035 | TWh | 388 | Sub_sector | Buildings | Cooling | Buildings (cooling) | Energetic | buildings_cooling_final_demand_methane | Methane | EU | Energy demand | 0 | FEC
RO | TYNDP2026 | LEV | 2035 | TWh | 389 | Sub_sector | Buildings | Cooling | Buildings (cooling) | Energetic | buildings_cooling_final_demand_heat | Heat | EU | Energy demand | 0 | FEC
RO | TYNDP2026 | LEV | 2035 | TWh | 390 | Sub_sector | Buildings | Cooling | Buildings (cooling) | Energetic | buildings_cooling_final_demand_biomass | Biomass | EU | Energy demand | 0 | FEC
RO | TYNDP2026 | LEV | 2035 | TWh | 391 | Sub_sector | Buildings | Cooling | Buildings (cooling) | Energetic | buildings_cooling_final_demand_coal | Solids | EU | Energy demand | 0 | FEC
RO | TYNDP2026 | LEV | 2035 | TWh | 392 | Sub_sector | Buildings | Cooling | Buildings (cooling) | Energetic | buildings_cooling_final_demand_oil | Liquids | EU | Energy demand | 0 | FEC
RO | TYNDP2026 | LEV | 2035 | TWh | 393 | Sub_sector | Buildings | Cooling | Buildings (cooling) | Energetic | buildings_cooling_final_demand_other | Others | EU | Energy demand | 0 | FEC
RO | TYNDP2026 | LEV | 2035 | TWh | 394 | Sub_sector | Buildings | Cooling | Buildings (cooling) | Energetic | buildings_cooling_final_demand_ammonia | Ammonia | EU | Energy demand | 0 | FEC
RO | TYNDP2026 | LEV | 2035 | TWh | 397 | Sub_sector | Buildings | Appliances | Buildings (appliances) | Energetic | buildings_appliances_final_demand_electricity | Electricity | EU | Energy demand | 5.4911 | FEC
RO | TYNDP2026 | LEV | 2035 | TWh | 398 | Sub_sector | Buildings | Appliances | Buildings (appliances) | Energetic | buildings_appliances_final_demand_hydrogen | Hydrogen | EU | Energy demand | 0 | FEC
RO | TYNDP2026 | LEV | 2035 | TWh | 399 | Sub_sector | Buildings | Appliances | Buildings (appliances) | Energetic | buildings_appliances_final_demand_methane | Methane | EU | Energy demand | 3.1843 | FEC
RO | TYNDP2026 | LEV | 2035 | TWh | 400 | Sub_sector | Buildings | Appliances | Buildings (appliances) | Energetic | buildings_appliances_final_demand_heat | Heat | EU | Energy demand | 0 | FEC
RO | TYNDP2026 | LEV | 2035 | TWh | 401 | Sub_sector | Buildings | Appliances | Buildings (appliances) | Energetic | buildings_appliances_final_demand_biomass | Biomass | EU | Energy demand | 0 | FEC
RO | TYNDP2026 | LEV | 2035 | TWh | 402 | Sub_sector | Buildings | Appliances | Buildings (appliances) | Energetic | buildings_appliances_final_demand_coal | Solids | EU | Energy demand | 0 | FEC
RO | TYNDP2026 | LEV | 2035 | TWh | 403 | Sub_sector | Buildings | Appliances | Buildings (appliances) | Energetic | buildings_appliances_final_demand_oil | Liquids | EU | Energy demand | 0 | FEC
RO | TYNDP2026 | LEV | 2035 | TWh | 404 | Sub_sector | Buildings | Appliances | Buildings (appliances) | Energetic | buildings_appliances_final_demand_other | Others | EU | Energy demand | 0 | FEC
RO | TYNDP2026 | LEV | 2035 | TWh | 405 | Sub_sector | Buildings | Appliances | Buildings (appliances) | Energetic | buildings_appliances_final_demand_ammonia | Ammonia | EU | Energy demand | 0 | FEC
RO | TYNDP2026 | LEV | 2035 | TWh | 407 | Sub_sector | Buildings | Datacenters | Datacenters & ICT | Energetic | datacentres_final_demand_electricity_energetic | Electricity | EU | Energy demand | 3.7009 | FEC
RO | TYNDP2026 | LEV | 2035 | TWh | 408 | Sub_sector | Buildings | Datacenters | Datacenters & ICT | Energetic | datacentres_final_demand_hydrogen_energetic | Hydrogen | EU | Energy demand | 0 | FEC
RO | TYNDP2026 | LEV | 2035 | TWh | 409 | Sub_sector | Buildings | Datacenters | Datacenters & ICT | Energetic | datacentres_final_demand_methane_energetic | Methane | EU | Energy demand | 0 | FEC
RO | TYNDP2026 | LEV | 2035 | TWh | 410 | Sub_sector | Buildings | Datacenters | Datacenters & ICT | Energetic | datacentres_final_demand_heat_energetic | Heat | EU | Energy demand | 0 | FEC
RO | TYNDP2026 | LEV | 2035 | TWh | 411 | Sub_sector | Buildings | Datacenters | Datacenters & ICT | Energetic | datacentres_final_demand_biomass_energetic | Biomass | EU | Energy demand | 0 | FEC
RO | TYNDP2026 | LEV | 2035 | TWh | 412 | Sub_sector | Buildings | Datacenters | Datacenters & ICT | Energetic | datacentres_final_demand_coal_energetic | Solids | EU | Energy demand | 0 | FEC
RO | TYNDP2026 | LEV | 2035 | TWh | 413 | Sub_sector | Buildings | Datacenters | Datacenters & ICT | Energetic | datacentres_final_demand_oil_energetic | Liquids | EU | Energy demand | 0 | FEC
RO | TYNDP2026 | LEV | 2035 | TWh | 414 | Sub_sector | Buildings | Datacenters | Datacenters & ICT | Energetic | datacentres_final_demand_other_energetic | Others | EU | Energy demand | 0 | FEC
RO | TYNDP2026 | LEV | 2035 | TWh | 415 | Sub_sector | Buildings | Datacenters | Datacenters & ICT | Energetic | datacentres_final_demand_ammonia_energetic | Ammonia | EU | Energy demand | 0 | FEC
RO | TYNDP2026 | LEV | 2035 | TWh | 417 | Sub_sector | Transport | Others_Sector | Others_Sector | Energetic | other_final_demand_electricity_energetic | Electricity | EU | Energy demand | 0 | FEC
RO | TYNDP2026 | LEV | 2035 | TWh | 418 | Sub_sector | Transport | Others_Sector | Others_Sector | Energetic | other_final_demand_hydrogen_energetic | Hydrogen | EU | Energy demand | 0 | FEC
RO | TYNDP2026 | LEV | 2035 | TWh | 419 | Sub_sector | Transport | Pipeline Transport | Others_Sector | Energetic | other_final_demand_methane_energetic | Methane | EU | Energy demand | 0.018981 | FEC
RO | TYNDP2026 | LEV | 2035 | TWh | 420 | Sub_sector | Transport | Others_Sector | Others_Sector | Energetic | other_final_demand_heat_energetic | Heat | EU | Energy demand | 0 | FEC
RO | TYNDP2026 | LEV | 2035 | TWh | 421 | Sub_sector | Transport | Others_Sector | Others_Sector | Energetic | other_final_demand_biomass_energetic | Biomass | EU | Energy demand | 0 | FEC
RO | TYNDP2026 | LEV | 2035 | TWh | 422 | Sub_sector | Transport | Others_Sector | Others_Sector | Energetic | other_final_demand_coal_energetic | Solids | EU | Energy demand | 0 | FEC
RO | TYNDP2026 | LEV | 2035 | TWh | 423 | Sub_sector | Transport | Others_Sector | Others_Sector | Energetic | other_final_demand_oil_energetic | Liquids | EU | Energy demand | 2.4077 | FEC
RO | TYNDP2026 | LEV | 2035 | TWh | 424 | Sub_sector | Others_Sector | Others_Sector | Others_Sector | Non-energetic | other_final_demand_oil_non_energetic | Liquids | EU | Energy demand | 0.95666 | not_included_in_FEC
RO | TYNDP2026 | LEV | 2035 | TWh | 425 | Sub_sector | Transport | Others_Sector | Others_Sector | Energetic | other_final_demand_other_energetic | Others | EU | Energy demand | 0 | FEC
RO | TYNDP2026 | LEV | 2035 | TWh | 426 | Sub_sector | Transport | Others_Sector | Others_Sector | Energetic | other_final_demand_ammonia_energetic | Ammonia | EU | Energy demand | 0 | FEC
RO | TYNDP2026 | LEV | 2035 | TWh | 427 | Sub_sector | Industry | Surplus_Heat_in_Industry | Surplus_Heat_in_Industry | Energetic | final_demand_of_industry_unused_local_production_steam_hot_water | Heat | EU | Energy demand | 0 | FEC
RO | TYNDP2026 | LEV | 2035 | TWh | 429 | Sub_sector | Agriculture | Total | Agriculture | Energetic | agriculture_final_demand_electricity_energetic | Electricity | EU | Energy demand | 0.83433 | FEC
RO | TYNDP2026 | LEV | 2035 | TWh | 430 | Sub_sector | Agriculture | Total | Agriculture | Energetic | agriculture_final_demand_hydrogen_energetic | Hydrogen | EU | Energy demand | 0 | FEC
RO | TYNDP2026 | LEV | 2035 | TWh | 431 | Sub_sector | Agriculture | Total | Agriculture | Energetic | agriculture_final_demand_methane_energetic | Methane | EU | Energy demand | 1.1405 | FEC
RO | TYNDP2026 | LEV | 2035 | TWh | 432 | Sub_sector | Agriculture | Total | Agriculture | Energetic | agriculture_final_demand_heat_energetic | Heat | EU | Energy demand | 0.096673 | FEC
RO | TYNDP2026 | LEV | 2035 | TWh | 433 | Sub_sector | Agriculture | Total | Agriculture | Energetic | agriculture_final_demand_biomass_energetic | Biomass | EU | Energy demand | 0.19288 | FEC
RO | TYNDP2026 | LEV | 2035 | TWh | 434 | Sub_sector | Agriculture | Total | Agriculture | Energetic | agriculture_final_demand_coal_energetic | Solids | EU | Energy demand | 0 | FEC
RO | TYNDP2026 | LEV | 2035 | TWh | 435 | Sub_sector | Agriculture | Total | Agriculture | Energetic | agriculture_final_demand_oil_energetic | Liquids | EU | Energy demand | 3.1998 | FEC
RO | TYNDP2026 | LEV | 2035 | TWh | 436 | Sub_sector | Agriculture | Total | Agriculture | Energetic | agriculture_final_demand_other_energetic | Others | EU | Energy demand | 0 | FEC
RO | TYNDP2026 | LEV | 2035 | TWh | 437 | Sub_sector | Agriculture | Total | Agriculture | Energetic | agriculture_final_demand_ammonia_energetic | Ammonia | EU | Energy demand | 0 | FEC
RO | TYNDP2026 | LEV | 2035 | TWh | 447 | Sub_sector | Buildings | Surplus Energy | Buildings | Energetic | GAP | Electricity | EU | Energy demand | 0 | FEC
RO | TYNDP2026 | LEV | 2035 | TWh | 448 | Sub_sector | Buildings | Surplus Energy | Buildings | Energetic | GAP | Hydrogen | EU | Energy demand | 0 | FEC
RO | TYNDP2026 | LEV | 2035 | TWh | 449 | Sub_sector | Buildings | Surplus Energy | Buildings | Energetic | GAP | Methane | EU | Energy demand | 0 | FEC
RO | TYNDP2026 | LEV | 2035 | TWh | 450 | Sub_sector | Buildings | Surplus Energy | Buildings | Energetic | GAP | Heat | EU | Energy demand | 0 | FEC
RO | TYNDP2026 | LEV | 2035 | TWh | 451 | Sub_sector | Buildings | Surplus Energy | Buildings | Energetic | GAP | Biomass | EU | Energy demand | 0.063669 | FEC
RO | TYNDP2026 | LEV | 2035 | TWh | 452 | Sub_sector | Buildings | Surplus Energy | Buildings | Energetic | GAP | Solids | EU | Energy demand | 0 | FEC
RO | TYNDP2026 | LEV | 2035 | TWh | 453 | Sub_sector | Buildings | Surplus Energy | Buildings | Energetic | GAP | Liquids | EU | Energy demand | 0.1937 | FEC
RO | TYNDP2026 | LEV | 2035 | TWh | 454 | Sub_sector | Buildings | Surplus Energy | Buildings | Energetic | GAP | Others | EU | Energy demand | 0 | FEC
RO | TYNDP2026 | LEV | 2035 | TWh | 455 | Sub_sector | Buildings | Surplus Energy | Buildings | Energetic | GAP | Ammonia | EU | Energy demand | 0 | FEC
RO | TYNDP2026 | LEV | 2035 | TWh | 456 | Sub_sector | Households | Surplus Energy | Households | Energetic | GAP | Electricity | EU | Energy demand | 5.31e-13 | FEC
RO | TYNDP2026 | LEV | 2035 | TWh | 457 | Sub_sector | Households | Surplus Energy | Households | Energetic | GAP | Hydrogen | EU | Energy demand | 0 | FEC
RO | TYNDP2026 | LEV | 2035 | TWh | 458 | Sub_sector | Households | Surplus Energy | Households | Energetic | GAP | Methane | EU | Energy demand | 0 | FEC
RO | TYNDP2026 | LEV | 2035 | TWh | 459 | Sub_sector | Households | Surplus Energy | Households | Energetic | GAP | Heat | EU | Energy demand | 0 | FEC
RO | TYNDP2026 | LEV | 2035 | TWh | 460 | Sub_sector | Households | Surplus Energy | Households | Energetic | GAP | Biomass | EU | Energy demand | 0 | FEC
RO | TYNDP2026 | LEV | 2035 | TWh | 461 | Sub_sector | Households | Surplus Energy | Households | Energetic | GAP | Solids | EU | Energy demand | 0 | FEC
RO | TYNDP2026 | LEV | 2035 | TWh | 462 | Sub_sector | Households | Surplus Energy | Households | Energetic | GAP | Liquids | EU | Energy demand | 0 | FEC
RO | TYNDP2026 | LEV | 2035 | TWh | 463 | Sub_sector | Households | Surplus Energy | Households | Energetic | GAP | Others | EU | Energy demand | 0 | FEC
RO | TYNDP2026 | LEV | 2035 | TWh | 464 | Sub_sector | Households | Surplus Energy | Households | Energetic | GAP | Ammonia | EU | Energy demand | 0 | FEC
RO | TYNDP2026 | LEV | 2040 | TWh | 102 | Sub_sector | Industry | Aluminium | Industry (aluminium) | Energetic | industry_aluminium_demand_electricity_energetic | Electricity | EU | Energy demand | 1.5211 | FEC
RO | TYNDP2026 | LEV | 2040 | TWh | 103 | Sub_sector | Industry | Aluminium | Industry (aluminium) | Energetic | industry_aluminium_demand_hydrogen_energetic | Hydrogen | EU | Energy demand | 0 | FEC
RO | TYNDP2026 | LEV | 2040 | TWh | 104 | Sub_sector | Industry | Aluminium | Industry (aluminium) | Energetic | industry_aluminium_demand_methane_energetic | Methane | EU | Energy demand | 0.28674 | FEC
RO | TYNDP2026 | LEV | 2040 | TWh | 105 | Sub_sector | Industry | Aluminium | Industry (aluminium) | Energetic | industry_aluminium_demand_heat_energetic | Heat | EU | Energy demand | 0 | FEC
RO | TYNDP2026 | LEV | 2040 | TWh | 106 | Sub_sector | Industry | Aluminium | Industry (aluminium) | Energetic | industry_aluminium_demand_biomass_energetic | Biomass | EU | Energy demand | 0 | FEC
RO | TYNDP2026 | LEV | 2040 | TWh | 107 | Sub_sector | Industry | Aluminium | Industry (aluminium) | Energetic | industry_aluminium_demand_coal_energetic | Solids | EU | Energy demand | 0 | FEC
RO | TYNDP2026 | LEV | 2040 | TWh | 108 | Sub_sector | Industry | Aluminium | Industry (aluminium) | Energetic | industry_aluminium_demand_oil_energetic | Liquids | EU | Energy demand | 0 | FEC
RO | TYNDP2026 | LEV | 2040 | TWh | 109 | Sub_sector | Industry | Aluminium | Industry (aluminium) | Energetic | industry_aluminium_demand_others_energetic | Others | EU | Energy demand | 0 | FEC
RO | TYNDP2026 | LEV | 2040 | TWh | 110 | Sub_sector | Industry | Aluminium | Industry (aluminium) | Energetic | industry_ammonia_demand_others_energetic | Ammonia | EU | Energy demand | 0 | FEC
RO | TYNDP2026 | LEV | 2040 | TWh | 112 | Sub_sector | Industry | Chemicals | Industry (chemicals, energetic) | Energetic | industry_chemical_demand_electricity_energetic | Electricity | EU | Energy demand | 6.8995 | FEC
RO | TYNDP2026 | LEV | 2040 | TWh | 113 | Sub_sector | Industry | Chemicals | Industry (chemicals, energetic) | Energetic | industry_chemical_demand_hydrogen_energetic | Hydrogen | EU | Energy demand | 1.256 | FEC
RO | TYNDP2026 | LEV | 2040 | TWh | 114 | Sub_sector | Industry | Chemicals | Industry (chemicals, energetic) | Energetic | industry_chemical_demand_methane_energetic | Methane | EU | Energy demand | 2.3103 | FEC
RO | TYNDP2026 | LEV | 2040 | TWh | 115 | Sub_sector | Industry | Chemicals | Industry (chemicals, energetic) | Energetic | industry_chemical_demand_heat_energetic | Heat | EU | Energy demand | 1.0965 | FEC
RO | TYNDP2026 | LEV | 2040 | TWh | 116 | Sub_sector | Industry | Chemicals | Industry (chemicals, energetic) | Energetic | industry_chemical_demand_biomass_energetic | Biomass | EU | Energy demand | 1.9936 | FEC
RO | TYNDP2026 | LEV | 2040 | TWh | 117 | Sub_sector | Industry | Chemicals | Industry (chemicals, energetic) | Energetic | industry_chemical_demand_coal_energetic | Solids | EU | Energy demand | 0 | FEC
RO | TYNDP2026 | LEV | 2040 | TWh | 118 | Sub_sector | Industry | Chemicals | Industry (chemicals, energetic) | Energetic | industry_chemical_demand_oil_energetic | Liquids | EU | Energy demand | 0 | FEC
RO | TYNDP2026 | LEV | 2040 | TWh | 119 | Sub_sector | Industry | Chemicals | Industry (chemicals, energetic) | Energetic | industry_chemical_demand_others_energetic | Others | EU | Energy demand | 0 | FEC
RO | TYNDP2026 | LEV | 2040 | TWh | 120 | Sub_sector | Industry | Chemicals | Industry (chemicals, energetic) | Energetic | industry_chemical_demand_ammonia_energetic | Ammonia | EU | Energy demand | 0 | FEC
RO | TYNDP2026 | LEV | 2040 | TWh | 122 | Sub_sector | Industry | Chemicals | Industry (chemicals, non-energetic) | Non-energetic | industry_chemical_demand_electricity_non_energetic | Electricity | EU | Energy demand | 0 | not_included_in_FEC
RO | TYNDP2026 | LEV | 2040 | TWh | 123 | Sub_sector | Industry | Chemicals | Industry (chemicals, non-energetic) | Non-energetic | industry_chemical_demand_hydrogen_non_energetic | Hydrogen | EU | Energy demand | 0.30378 | not_included_in_FEC
RO | TYNDP2026 | LEV | 2040 | TWh | 124 | Sub_sector | Industry | Chemicals | Industry (chemicals, non-energetic) | Non-energetic | industry_chemical_demand_methane_non_energetic | Methane | EU | Energy demand | 0.062066 | not_included_in_FEC
RO | TYNDP2026 | LEV | 2040 | TWh | 125 | Sub_sector | Industry | Chemicals | Industry (chemicals, non-energetic) | Non-energetic | industry_chemical_demand_heat_non_energetic | Heat | EU | Energy demand | 0 | not_included_in_FEC
RO | TYNDP2026 | LEV | 2040 | TWh | 126 | Sub_sector | Industry | Chemicals | Industry (chemicals, non-energetic) | Non-energetic | industry_chemical_demand_biomass_non_energetic | Biomass | EU | Energy demand | 0.096615 | not_included_in_FEC
RO | TYNDP2026 | LEV | 2040 | TWh | 127 | Sub_sector | Industry | Chemicals | Industry (chemicals, non-energetic) | Non-energetic | industry_chemical_demand_coal_non_energetic | Solids | EU | Energy demand | 0.00074252 | not_included_in_FEC
RO | TYNDP2026 | LEV | 2040 | TWh | 128 | Sub_sector | Industry | Chemicals | Industry (chemicals, non-energetic) | Non-energetic | industry_chemical_demand_oil_non_energetic | Liquids | EU | Energy demand | 0.41035 | not_included_in_FEC
RO | TYNDP2026 | LEV | 2040 | TWh | 129 | Sub_sector | Industry | Chemicals | Industry (chemicals, non-energetic) | Non-energetic | industry_chemical_demand_others_non_energetic | Others | EU | Energy demand | 0 | not_included_in_FEC
RO | TYNDP2026 | LEV | 2040 | TWh | 130 | Sub_sector | Industry | Chemicals | Industry (chemicals, non-energetic) | Non-energetic | industry_chemical_demand_ammonia_non_energetic | Ammonia | EU | Energy demand | 0 | not_included_in_FEC
RO | TYNDP2026 | LEV | 2040 | TWh | 132 | Sub_sector | Industry | Fertilizers | Industry (fertilizers, energetic) | Energetic | industry_fertilizers_demand_electricity_energetic | Electricity | EU | Energy demand | 0.2131 | FEC
RO | TYNDP2026 | LEV | 2040 | TWh | 133 | Sub_sector | Industry | Fertilizers | Industry (fertilizers, energetic) | Energetic | industry_fertilizers_demand_hydrogen_energetic | Hydrogen | EU | Energy demand | 0.71192 | FEC
RO | TYNDP2026 | LEV | 2040 | TWh | 134 | Sub_sector | Industry | Fertilizers | Industry (fertilizers, energetic) | Energetic | industry_fertilizers_demand_methane_energetic | Methane | EU | Energy demand | 1.0245 | FEC
RO | TYNDP2026 | LEV | 2040 | TWh | 135 | Sub_sector | Industry | Fertilizers | Industry (fertilizers, energetic) | Energetic | industry_fertilizers_demand_heat_energetic | Heat | EU | Energy demand | 0 | FEC
RO | TYNDP2026 | LEV | 2040 | TWh | 136 | Sub_sector | Industry | Fertilizers | Industry (fertilizers, energetic) | Energetic | industry_fertilizers_demand_biomass_energetic | Biomass | EU | Energy demand | 0 | FEC
RO | TYNDP2026 | LEV | 2040 | TWh | 137 | Sub_sector | Industry | Fertilizers | Industry (fertilizers, energetic) | Energetic | industry_fertilizers_demand_coal_energetic | Solids | EU | Energy demand | 0 | FEC
RO | TYNDP2026 | LEV | 2040 | TWh | 138 | Sub_sector | Industry | Fertilizers | Industry (fertilizers, energetic) | Energetic | industry_fertilizers_demand_oil_energetic | Liquids | EU | Energy demand | 0 | FEC
RO | TYNDP2026 | LEV | 2040 | TWh | 139 | Sub_sector | Industry | Fertilizers | Industry (fertilizers, energetic) | Energetic | industry_fertilizers_demand_others_energetic | Others | EU | Energy demand | 0 | FEC
RO | TYNDP2026 | LEV | 2040 | TWh | 140 | Sub_sector | Industry | Fertilizers | Industry (fertilizers, energetic) | Energetic | industry_fertilizers_demand_ammonia_energetic | Ammonia | EU | Energy demand | 0 | FEC
RO | TYNDP2026 | LEV | 2040 | TWh | 142 | Sub_sector | Industry | Fertilizers | Industry (fertilizers, non-energetic) | Non-energetic | industry_fertilizers_demand_electricity_non_energetic | Electricity | EU | Energy demand | 0 | not_included_in_FEC
RO | TYNDP2026 | LEV | 2040 | TWh | 143 | Sub_sector | Industry | Fertilizers | Industry (fertilizers, non-energetic) | Non-energetic | industry_fertilizers_demand_hydrogen_non_energetic | Hydrogen | EU | Energy demand | 1.3627 | not_included_in_FEC
RO | TYNDP2026 | LEV | 2040 | TWh | 144 | Sub_sector | Industry | Fertilizers | Industry (fertilizers, non-energetic) | Non-energetic | industry_fertilizers_demand_methane_non_energetic | Methane | EU | Energy demand | 3.3636 | not_included_in_FEC
RO | TYNDP2026 | LEV | 2040 | TWh | 145 | Sub_sector | Industry | Fertilizers | Industry (fertilizers, non-energetic) | Non-energetic | industry_fertilizers_demand_heat_non_energetic | Heat | EU | Energy demand | 0 | not_included_in_FEC
RO | TYNDP2026 | LEV | 2040 | TWh | 146 | Sub_sector | Industry | Fertilizers | Industry (fertilizers, non-energetic) | Non-energetic | industry_fertilizers_demand_biomass_non_energetic | Biomass | EU | Energy demand | 0 | not_included_in_FEC
RO | TYNDP2026 | LEV | 2040 | TWh | 147 | Sub_sector | Industry | Fertilizers | Industry (fertilizers, non-energetic) | Non-energetic | industry_fertilizers_demand_coal_non_energetic | Solids | EU | Energy demand | 0 | not_included_in_FEC
RO | TYNDP2026 | LEV | 2040 | TWh | 148 | Sub_sector | Industry | Fertilizers | Industry (fertilizers, non-energetic) | Non-energetic | industry_fertilizers_demand_oil_non_energetic | Liquids | EU | Energy demand | 0 | not_included_in_FEC
RO | TYNDP2026 | LEV | 2040 | TWh | 149 | Sub_sector | Industry | Fertilizers | Industry (fertilizers, non-energetic) | Non-energetic | industry_fertilizers_demand_others_non_energetic | Others | EU | Energy demand | 0 | not_included_in_FEC
RO | TYNDP2026 | LEV | 2040 | TWh | 150 | Sub_sector | Industry | Fertilizers | Industry (fertilizers, non-energetic) | Non-energetic | industry_fertilizers_demand_ammonia_non_energetic | Ammonia | EU | Energy demand | 0 | not_included_in_FEC
RO | TYNDP2026 | LEV | 2040 | TWh | 152 | Sub_sector | Industry | Food | Industry (food) | Energetic | industry_food_demand_electricity_energetic | Electricity | EU | Energy demand | 2.6286 | FEC
RO | TYNDP2026 | LEV | 2040 | TWh | 153 | Sub_sector | Industry | Food | Industry (food) | Energetic | industry_food_demand_hydrogen_energetic | Hydrogen | EU | Energy demand | 0 | FEC
RO | TYNDP2026 | LEV | 2040 | TWh | 154 | Sub_sector | Industry | Food | Industry (food) | Energetic | industry_food_demand_methane_energetic | Methane | EU | Energy demand | 1.2665 | FEC
RO | TYNDP2026 | LEV | 2040 | TWh | 155 | Sub_sector | Industry | Food | Industry (food) | Energetic | industry_food_demand_heat_energetic | Heat | EU | Energy demand | 0 | FEC
RO | TYNDP2026 | LEV | 2040 | TWh | 156 | Sub_sector | Industry | Food | Industry (food) | Energetic | industry_food_demand_biomass_energetic | Biomass | EU | Energy demand | 0 | FEC
RO | TYNDP2026 | LEV | 2040 | TWh | 157 | Sub_sector | Industry | Food | Industry (food) | Energetic | industry_food_demand_coal_energetic | Solids | EU | Energy demand | 0 | FEC
RO | TYNDP2026 | LEV | 2040 | TWh | 158 | Sub_sector | Industry | Food | Industry (food) | Energetic | industry_food_demand_oil_energetic | Liquids | EU | Energy demand | 0.063908 | FEC
RO | TYNDP2026 | LEV | 2040 | TWh | 159 | Sub_sector | Industry | Food | Industry (food) | Energetic | industry_food_demand_others_energetic | Others | EU | Energy demand | 0 | FEC
RO | TYNDP2026 | LEV | 2040 | TWh | 160 | Sub_sector | Industry | Food | Industry (food) | Energetic | industry_food_demand_ammonia_energetic | Ammonia | EU | Energy demand | 0 | FEC
RO | TYNDP2026 | LEV | 2040 | TWh | 162 | Sub_sector | Industry | Metals | Industry (metal) | Energetic | industry_metal_demand_electricity_energetic | Electricity | EU | Energy demand | 0 | FEC
RO | TYNDP2026 | LEV | 2040 | TWh | 163 | Sub_sector | Industry | Metals | Industry (metal) | Energetic | industry_metal_demand_hydrogen_energetic | Hydrogen | EU | Energy demand | 0 | FEC
RO | TYNDP2026 | LEV | 2040 | TWh | 164 | Sub_sector | Industry | Metals | Industry (metal) | Energetic | industry_metal_demand_methane_energetic | Methane | EU | Energy demand | 1.3156 | FEC
RO | TYNDP2026 | LEV | 2040 | TWh | 165 | Sub_sector | Industry | Metals | Industry (metal) | Energetic | industry_metal_demand_heat_energetic | Heat | EU | Energy demand | 0 | FEC
RO | TYNDP2026 | LEV | 2040 | TWh | 166 | Sub_sector | Industry | Metals | Industry (metal) | Energetic | industry_metal_demand_biomass_energetic | Biomass | EU | Energy demand | 0 | FEC
RO | TYNDP2026 | LEV | 2040 | TWh | 167 | Sub_sector | Industry | Metals | Industry (metal) | Energetic | industry_metal_demand_coal_energetic | Solids | EU | Energy demand | 0 | FEC
RO | TYNDP2026 | LEV | 2040 | TWh | 168 | Sub_sector | Industry | Metals | Industry (metal) | Energetic | industry_metal_demand_oil_energetic | Liquids | EU | Energy demand | 0.010158 | FEC
RO | TYNDP2026 | LEV | 2040 | TWh | 169 | Sub_sector | Industry | Metals | Industry (metal) | Energetic | industry_metal_demand_others_energetic | Others | EU | Energy demand | 0 | FEC
RO | TYNDP2026 | LEV | 2040 | TWh | 170 | Sub_sector | Industry | Metals | Industry (metal) | Energetic | industry_metal_demand_ammonia_energetic | Ammonia | EU | Energy demand | 0 | FEC
RO | TYNDP2026 | LEV | 2040 | TWh | 172 | Sub_sector | Industry | Others | Industry (other, energetic) | Energetic | industry_other_demand_electricity_energetic | Electricity | EU | Energy demand | 8.4573 | FEC
RO | TYNDP2026 | LEV | 2040 | TWh | 173 | Sub_sector | Industry | Others | Industry (other, energetic) | Energetic | industry_other_demand_hydrogen_energetic | Hydrogen | EU | Energy demand | 6.4996 | FEC
RO | TYNDP2026 | LEV | 2040 | TWh | 174 | Sub_sector | Industry | Others | Industry (other, energetic) | Energetic | industry_other_demand_methane_energetic | Methane | EU | Energy demand | 5.9837 | FEC
RO | TYNDP2026 | LEV | 2040 | TWh | 175 | Sub_sector | Industry | Others | Industry (other, energetic) | Energetic | industry_other_demand_heat_energetic | Heat | EU | Energy demand | 0 | FEC
RO | TYNDP2026 | LEV | 2040 | TWh | 176 | Sub_sector | Industry | Others | Industry (other, energetic) | Energetic | industry_other_demand_biomass_energetic | Biomass | EU | Energy demand | 2.1982 | FEC
RO | TYNDP2026 | LEV | 2040 | TWh | 177 | Sub_sector | Industry | Others | Industry (other, energetic) | Energetic | industry_other_demand_coal_energetic | Solids | EU | Energy demand | 0 | FEC
RO | TYNDP2026 | LEV | 2040 | TWh | 178 | Sub_sector | Industry | Others | Industry (other, energetic) | Energetic | industry_other_demand_oil_energetic | Liquids | EU | Energy demand | 0 | FEC
RO | TYNDP2026 | LEV | 2040 | TWh | 179 | Sub_sector | Industry | Others | Industry (other, energetic) | Energetic | industry_other_demand_others_energetic | Others | EU | Energy demand | 0 | FEC
RO | TYNDP2026 | LEV | 2040 | TWh | 180 | Sub_sector | Industry | Others | Industry (other, energetic) | Energetic | industry_other_demand_ammonia_energetic | Ammonia | EU | Energy demand | 0 | FEC
RO | TYNDP2026 | LEV | 2040 | TWh | 182 | Sub_sector | Industry | Others | Industry (other, non-energetic) | Non-energetic | industry_other_demand_electricity_non_energetic | Electricity | EU | Energy demand | 0 | not_included_in_FEC
RO | TYNDP2026 | LEV | 2040 | TWh | 183 | Sub_sector | Industry | Others | Industry (other, non-energetic) | Non-energetic | industry_other_demand_hydrogen_non_energetic | Hydrogen | EU | Energy demand | 0 | not_included_in_FEC
RO | TYNDP2026 | LEV | 2040 | TWh | 184 | Sub_sector | Industry | Others | Industry (other, non-energetic) | Non-energetic | industry_other_demand_methane_non_energetic | Methane | EU | Energy demand | 0 | not_included_in_FEC
RO | TYNDP2026 | LEV | 2040 | TWh | 185 | Sub_sector | Industry | Others | Industry (other, non-energetic) | Non-energetic | industry_other_demand_heat_non_energetic | Heat | EU | Energy demand | 0 | not_included_in_FEC
RO | TYNDP2026 | LEV | 2040 | TWh | 186 | Sub_sector | Industry | Others | Industry (other, non-energetic) | Non-energetic | industry_other_demand_biomass_non_energetic | Biomass | EU | Energy demand | 0 | not_included_in_FEC
RO | TYNDP2026 | LEV | 2040 | TWh | 187 | Sub_sector | Industry | Others | Industry (other, non-energetic) | Non-energetic | industry_other_demand_coal_non_energetic | Solids | EU | Energy demand | 0 | not_included_in_FEC
RO | TYNDP2026 | LEV | 2040 | TWh | 188 | Sub_sector | Industry | Others | Industry (other, non-energetic) | Non-energetic | industry_other_demand_oil_non_energetic | Liquids | EU | Energy demand | 4.8104 | not_included_in_FEC
RO | TYNDP2026 | LEV | 2040 | TWh | 189 | Sub_sector | Industry | Others | Industry (other, non-energetic) | Non-energetic | industry_other_demand_others_non_energetic | Others | EU | Energy demand | 0 | not_included_in_FEC
RO | TYNDP2026 | LEV | 2040 | TWh | 190 | Sub_sector | Industry | Others | Industry (other, non-energetic) | Non-energetic | industry_other_demand_ammonia_non_energetic | Ammonia | EU | Energy demand | 0 | not_included_in_FEC
RO | TYNDP2026 | LEV | 2040 | TWh | 192 | Sub_sector | Industry | Paper | Industry (paper) | Energetic | industry_paper_demand_electricity_energetic | Electricity | EU | Energy demand | 0.70307 | FEC
RO | TYNDP2026 | LEV | 2040 | TWh | 193 | Sub_sector | Industry | Paper | Industry (paper) | Energetic | industry_paper_demand_hydrogen_energetic | Hydrogen | EU | Energy demand | 0.10848 | FEC
RO | TYNDP2026 | LEV | 2040 | TWh | 194 | Sub_sector | Industry | Paper | Industry (paper) | Energetic | industry_paper_demand_methane_energetic | Methane | EU | Energy demand | 0.1612 | FEC
RO | TYNDP2026 | LEV | 2040 | TWh | 195 | Sub_sector | Industry | Paper | Industry (paper) | Energetic | industry_paper_demand_heat_energetic | Heat | EU | Energy demand | 0 | FEC
RO | TYNDP2026 | LEV | 2040 | TWh | 196 | Sub_sector | Industry | Paper | Industry (paper) | Energetic | industry_paper_demand_biomass_energetic | Biomass | EU | Energy demand | 0.15113 | FEC
RO | TYNDP2026 | LEV | 2040 | TWh | 197 | Sub_sector | Industry | Paper | Industry (paper) | Energetic | industry_paper_demand_coal_energetic | Solids | EU | Energy demand | 0.016383 | FEC
RO | TYNDP2026 | LEV | 2040 | TWh | 198 | Sub_sector | Industry | Paper | Industry (paper) | Energetic | industry_paper_demand_oil_energetic | Liquids | EU | Energy demand | 0 | FEC
RO | TYNDP2026 | LEV | 2040 | TWh | 199 | Sub_sector | Industry | Paper | Industry (paper) | Energetic | industry_paper_demand_others_energetic | Others | EU | Energy demand | 0 | FEC
RO | TYNDP2026 | LEV | 2040 | TWh | 200 | Sub_sector | Industry | Paper | Industry (paper) | Energetic | industry_paper_demand_ammonia_energetic | Ammonia | EU | Energy demand | 0 | FEC
RO | TYNDP2026 | LEV | 2040 | TWh | 202 | Sub_sector | Industry | Refineries | Industry (refineries, energetic) | Energetic | industry_refinery_demand_electricity_energetic | Electricity | EU | Energy demand | 0.6749 | not_included_in_FEC
RO | TYNDP2026 | LEV | 2040 | TWh | 203 | Sub_sector | Industry | Refineries | Industry (refineries, energetic) | Energetic | industry_refinery_demand_hydrogen_energetic | Hydrogen | EU | Energy demand | 0.73301 | not_included_in_FEC
RO | TYNDP2026 | LEV | 2040 | TWh | 204 | Sub_sector | Industry | Refineries | Industry (refineries, energetic) | Energetic | industry_refinery_demand_methane_energetic | Methane | EU | Energy demand | 1.4242 | not_included_in_FEC
RO | TYNDP2026 | LEV | 2040 | TWh | 205 | Sub_sector | Industry | Refineries | Industry (refineries, energetic) | Energetic | industry_refinery_demand_heat_energetic | Heat | EU | Energy demand | 0.27798 | not_included_in_FEC
RO | TYNDP2026 | LEV | 2040 | TWh | 206 | Sub_sector | Industry | Refineries | Industry (refineries, energetic) | Energetic | industry_refinery_demand_biomass_energetic | Biomass | EU | Energy demand | 0.00015173 | not_included_in_FEC
RO | TYNDP2026 | LEV | 2040 | TWh | 207 | Sub_sector | Industry | Refineries | Industry (refineries, energetic) | Energetic | industry_refinery_demand_coal_energetic | Solids | EU | Energy demand | 0 | not_included_in_FEC
RO | TYNDP2026 | LEV | 2040 | TWh | 208 | Sub_sector | Industry | Refineries | Industry (refineries, energetic) | Energetic | industry_refinery_demand_oil_energetic | Liquids | EU | Energy demand | 1.8298 | not_included_in_FEC
RO | TYNDP2026 | LEV | 2040 | TWh | 209 | Sub_sector | Industry | Refineries | Industry (refineries, energetic) | Energetic | industry_refinery_demand_others_energetic | Others | EU | Energy demand | 0 | not_included_in_FEC
RO | TYNDP2026 | LEV | 2040 | TWh | 210 | Sub_sector | Industry | Refineries | Industry (refineries, energetic) | Energetic | industry_refinery_demand_ammonia_energetic | Ammonia | EU | Energy demand | 0 | not_included_in_FEC
RO | TYNDP2026 | LEV | 2040 | TWh | 212 | Sub_sector | Industry | Refineries | Industry (refineries, non-energetic) | Non-energetic | industry_refinery_demand_electricity_non_energetic | Electricity | EU | Energy demand | 0 | not_included_in_FEC
RO | TYNDP2026 | LEV | 2040 | TWh | 213 | Sub_sector | Industry | Refineries | Industry (refineries, non-energetic) | Non-energetic | industry_refinery_demand_hydrogen_non_energetic | Hydrogen | EU | Energy demand | 0 | not_included_in_FEC
RO | TYNDP2026 | LEV | 2040 | TWh | 214 | Sub_sector | Industry | Refineries | Industry (refineries, non-energetic) | Non-energetic | industry_refinery_demand_methane_non_energetic | Methane | EU | Energy demand | 0 | not_included_in_FEC
RO | TYNDP2026 | LEV | 2040 | TWh | 215 | Sub_sector | Industry | Refineries | Industry (refineries, non-energetic) | Non-energetic | industry_refinery_demand_heat_non_energetic | Heat | EU | Energy demand | 0 | not_included_in_FEC
RO | TYNDP2026 | LEV | 2040 | TWh | 216 | Sub_sector | Industry | Refineries | Industry (refineries, non-energetic) | Non-energetic | industry_refinery_demand_biomass_non_energetic | Biomass | EU | Energy demand | 0 | not_included_in_FEC
RO | TYNDP2026 | LEV | 2040 | TWh | 217 | Sub_sector | Industry | Refineries | Industry (refineries, non-energetic) | Non-energetic | industry_refinery_demand_coal_non_energetic | Solids | EU | Energy demand | 0 | not_included_in_FEC
RO | TYNDP2026 | LEV | 2040 | TWh | 218 | Sub_sector | Industry | Refineries | Industry (refineries, non-energetic) | Non-energetic | industry_refinery_demand_oil_non_energetic | Liquids | EU | Energy demand | 0 | not_included_in_FEC
RO | TYNDP2026 | LEV | 2040 | TWh | 219 | Sub_sector | Industry | Refineries | Industry (refineries, non-energetic) | Non-energetic | industry_refinery_demand_others_non_energetic | Others | EU | Energy demand | 0 | not_included_in_FEC
RO | TYNDP2026 | LEV | 2040 | TWh | 220 | Sub_sector | Industry | Refineries | Industry (refineries, non-energetic) | Non-energetic | industry_refinery_demand_ammonia_non_energetic | Ammonia | EU | Energy demand | 0 | not_included_in_FEC
RO | TYNDP2026 | LEV | 2040 | TWh | 222 | Sub_sector | Industry | Steel | Industry (steel) | Energetic | industry_steel_demand_electricity_energetic | Electricity | EU | Energy demand | 2.5668 | FEC
RO | TYNDP2026 | LEV | 2040 | TWh | 223 | Sub_sector | Industry | Steel | Industry (steel) | Energetic | industry_steel_demand_hydrogen_energetic | Hydrogen | EU | Energy demand | 1.8879 | FEC
RO | TYNDP2026 | LEV | 2040 | TWh | 224 | Sub_sector | Industry | Steel | Industry (steel) | Energetic | industry_steel_demand_methane_energetic | Methane | EU | Energy demand | 3.4916 | FEC
RO | TYNDP2026 | LEV | 2040 | TWh | 225 | Sub_sector | Industry | Steel | Industry (steel) | Energetic | industry_steel_demand_heat_energetic | Heat | EU | Energy demand | 0.0012044 | FEC
RO | TYNDP2026 | LEV | 2040 | TWh | 226 | Sub_sector | Industry | Steel | Industry (steel) | Energetic | industry_steel_demand_biomass_energetic | Biomass | EU | Energy demand | 1.07e-05 | FEC
RO | TYNDP2026 | LEV | 2040 | TWh | 227 | Sub_sector | Industry | Steel | Industry (steel) | Energetic | industry_steel_demand_coal_energetic | Solids | EU | Energy demand | 3.666 | FEC
RO | TYNDP2026 | LEV | 2040 | TWh | 228 | Sub_sector | Industry | Steel | Industry (steel) | Energetic | industry_steel_demand_oil_energetic | Liquids | EU | Energy demand | 0.0010932 | FEC
RO | TYNDP2026 | LEV | 2040 | TWh | 229 | Sub_sector | Industry | Steel | Industry (steel) | Energetic | industry_steel_demand_others_energetic | Others | EU | Energy demand | 0 | FEC
RO | TYNDP2026 | LEV | 2040 | TWh | 230 | Sub_sector | Industry | Steel | Industry (steel) | Energetic | industry_steel_demand_ammonia_energetic | Ammonia | EU | Energy demand | 0 | FEC
RO | TYNDP2026 | LEV | 2040 | TWh | 232 | Sub_sector | Transport | Cars | Transport (cars) | Energetic | transport_cars_final_demand_electricity | Electricity | EU | Energy demand | 5.5221 | FEC
RO | TYNDP2026 | LEV | 2040 | TWh | 233 | Sub_sector | Transport | Cars | Transport (cars) | Energetic | transport_cars_final_demand_hydrogen | Hydrogen | EU | Energy demand | 3.7556 | FEC
RO | TYNDP2026 | LEV | 2040 | TWh | 234 | Sub_sector | Transport | Cars | Transport (cars) | Energetic | transport_cars_final_demand_methane | Methane | EU | Energy demand | 0.83484 | FEC
RO | TYNDP2026 | LEV | 2040 | TWh | 235 | Sub_sector | Transport | Cars | Transport (cars) | Energetic | transport_cars_final_demand_heat | Heat | EU | Energy demand | 0 | FEC
RO | TYNDP2026 | LEV | 2040 | TWh | 236 | Sub_sector | Transport | Cars | Transport (cars) | Energetic | transport_cars_final_demand_biomass | Biomass | EU | Energy demand | 0 | FEC
RO | TYNDP2026 | LEV | 2040 | TWh | 237 | Sub_sector | Transport | Cars | Transport (cars) | Energetic | transport_cars_final_demand_coal | Solids | EU | Energy demand | 0 | FEC
RO | TYNDP2026 | LEV | 2040 | TWh | 238 | Sub_sector | Transport | Cars | Transport (cars) | Energetic | transport_cars_final_demand_oil | Liquids | EU | Energy demand | 28.6818 | FEC
RO | TYNDP2026 | LEV | 2040 | TWh | 239 | Sub_sector | Transport | Cars | Transport (cars) | Energetic | transport_cars_final_demand_other | Others | EU | Energy demand | 0 | FEC
RO | TYNDP2026 | LEV | 2040 | TWh | 240 | Sub_sector | Transport | Cars | Transport (cars) | Energetic | transport_cars_final_demand_ammonia | Ammonia | EU | Energy demand | 0 | FEC
RO | TYNDP2026 | LEV | 2040 | TWh | 242 | Sub_sector | Transport | Busses | Transport (busses) | Energetic | transport_busses_final_demand_electricity | Electricity | EU | Energy demand | 0.54616 | FEC
RO | TYNDP2026 | LEV | 2040 | TWh | 243 | Sub_sector | Transport | Busses | Transport (busses) | Energetic | transport_busses_final_demand_hydrogen | Hydrogen | EU | Energy demand | 0.80332 | FEC
RO | TYNDP2026 | LEV | 2040 | TWh | 244 | Sub_sector | Transport | Busses | Transport (busses) | Energetic | transport_busses_final_demand_methane | Methane | EU | Energy demand | 0.2132 | FEC
RO | TYNDP2026 | LEV | 2040 | TWh | 245 | Sub_sector | Transport | Busses | Transport (busses) | Energetic | transport_busses_final_demand_heat | Heat | EU | Energy demand | 0 | FEC
RO | TYNDP2026 | LEV | 2040 | TWh | 246 | Sub_sector | Transport | Busses | Transport (busses) | Energetic | transport_busses_final_demand_biomass | Biomass | EU | Energy demand | 0 | FEC
RO | TYNDP2026 | LEV | 2040 | TWh | 247 | Sub_sector | Transport | Busses | Transport (busses) | Energetic | transport_busses_final_demand_coal | Solids | EU | Energy demand | 0 | FEC
RO | TYNDP2026 | LEV | 2040 | TWh | 248 | Sub_sector | Transport | Busses | Transport (busses) | Energetic | transport_busses_final_demand_oil | Liquids | EU | Energy demand | 3.0558 | FEC
RO | TYNDP2026 | LEV | 2040 | TWh | 249 | Sub_sector | Transport | Busses | Transport (busses) | Energetic | transport_busses_final_demand_other | Others | EU | Energy demand | 0 | FEC
RO | TYNDP2026 | LEV | 2040 | TWh | 250 | Sub_sector | Transport | Busses | Transport (busses) | Energetic | transport_busses_final_demand_ammonia | Ammonia | EU | Energy demand | 0 | FEC
RO | TYNDP2026 | LEV | 2040 | TWh | 252 | Sub_sector | Transport | Trucks | Transport (trucks) | Energetic | transport_trucks_final_demand_electricity | Electricity | EU | Energy demand | 0.29901 | FEC
RO | TYNDP2026 | LEV | 2040 | TWh | 253 | Sub_sector | Transport | Trucks | Transport (trucks) | Energetic | transport_trucks_final_demand_hydrogen | Hydrogen | EU | Energy demand | 0.85471 | FEC
RO | TYNDP2026 | LEV | 2040 | TWh | 254 | Sub_sector | Transport | Trucks | Transport (trucks) | Energetic | transport_trucks_final_demand_methane | Methane | EU | Energy demand | 0.40143 | FEC
RO | TYNDP2026 | LEV | 2040 | TWh | 255 | Sub_sector | Transport | Trucks | Transport (trucks) | Energetic | transport_trucks_final_demand_heat | Heat | EU | Energy demand | 0 | FEC
RO | TYNDP2026 | LEV | 2040 | TWh | 256 | Sub_sector | Transport | Trucks | Transport (trucks) | Energetic | transport_trucks_final_demand_biomass | Biomass | EU | Energy demand | 0 | FEC
RO | TYNDP2026 | LEV | 2040 | TWh | 257 | Sub_sector | Transport | Trucks | Transport (trucks) | Energetic | transport_trucks_final_demand_coal | Solids | EU | Energy demand | 0 | FEC
RO | TYNDP2026 | LEV | 2040 | TWh | 258 | Sub_sector | Transport | Trucks | Transport (trucks) | Energetic | transport_trucks_final_demand_oil | Liquids | EU | Energy demand | 2.7441 | FEC
RO | TYNDP2026 | LEV | 2040 | TWh | 259 | Sub_sector | Transport | Trucks | Transport (trucks) | Energetic | transport_trucks_final_demand_other | Others | EU | Energy demand | 0 | FEC
RO | TYNDP2026 | LEV | 2040 | TWh | 260 | Sub_sector | Transport | Trucks | Transport (trucks) | Energetic | transport_trucks_final_demand_ammonia | Ammonia | EU | Energy demand | 0 | FEC
RO | TYNDP2026 | LEV | 2040 | TWh | 262 | Sub_sector | Transport | Vans | Transport (vans) | Energetic | transport_vans_final_demand_electricity | Electricity | EU | Energy demand | 3.6889 | FEC
RO | TYNDP2026 | LEV | 2040 | TWh | 263 | Sub_sector | Transport | Vans | Transport (vans) | Energetic | transport_vans_final_demand_hydrogen | Hydrogen | EU | Energy demand | 2.8025 | FEC
RO | TYNDP2026 | LEV | 2040 | TWh | 264 | Sub_sector | Transport | Vans | Transport (vans) | Energetic | transport_vans_final_demand_methane | Methane | EU | Energy demand | 0.31246 | FEC
RO | TYNDP2026 | LEV | 2040 | TWh | 265 | Sub_sector | Transport | Vans | Transport (vans) | Energetic | transport_vans_final_demand_heat | Heat | EU | Energy demand | 0 | FEC
RO | TYNDP2026 | LEV | 2040 | TWh | 266 | Sub_sector | Transport | Vans | Transport (vans) | Energetic | transport_vans_final_demand_biomass | Biomass | EU | Energy demand | 0 | FEC
RO | TYNDP2026 | LEV | 2040 | TWh | 267 | Sub_sector | Transport | Vans | Transport (vans) | Energetic | transport_vans_final_demand_coal | Solids | EU | Energy demand | 0 | FEC
RO | TYNDP2026 | LEV | 2040 | TWh | 268 | Sub_sector | Transport | Vans | Transport (vans) | Energetic | transport_vans_final_demand_oil | Liquids | EU | Energy demand | 9.7931 | FEC
RO | TYNDP2026 | LEV | 2040 | TWh | 269 | Sub_sector | Transport | Vans | Transport (vans) | Energetic | transport_vans_final_demand_other | Others | EU | Energy demand | 0 | FEC
RO | TYNDP2026 | LEV | 2040 | TWh | 270 | Sub_sector | Transport | Vans | Transport (vans) | Energetic | transport_vans_final_demand_ammonia | Ammonia | EU | Energy demand | 0 | FEC
RO | TYNDP2026 | LEV | 2040 | TWh | 272 | Sub_sector | Transport | Freight trains | Transport (trains) | Energetic | transport_trains_final_demand_electricity | Electricity | EU | Energy demand | 2.385 | FEC
RO | TYNDP2026 | LEV | 2040 | TWh | 273 | Sub_sector | Transport | Freight trains | Transport (trains) | Energetic | transport_trains_final_demand_hydrogen | Hydrogen | EU | Energy demand | 0.40623 | FEC
RO | TYNDP2026 | LEV | 2040 | TWh | 274 | Sub_sector | Transport | Freight trains | Transport (trains) | Energetic | transport_trains_final_demand_methane | Methane | EU | Energy demand | 0 | FEC
RO | TYNDP2026 | LEV | 2040 | TWh | 275 | Sub_sector | Transport | Freight trains | Transport (trains) | Energetic | transport_trains_final_demand_heat | Heat | EU | Energy demand | 0 | FEC
RO | TYNDP2026 | LEV | 2040 | TWh | 276 | Sub_sector | Transport | Freight trains | Transport (trains) | Energetic | transport_trains_final_demand_biomass | Biomass | EU | Energy demand | 0 | FEC
RO | TYNDP2026 | LEV | 2040 | TWh | 277 | Sub_sector | Transport | Freight trains | Transport (trains) | Energetic | transport_trains_final_demand_coal | Solids | EU | Energy demand | 0 | FEC
RO | TYNDP2026 | LEV | 2040 | TWh | 278 | Sub_sector | Transport | Freight trains | Transport (trains) | Energetic | transport_trains_final_demand_oil | Liquids | EU | Energy demand | 0.22479 | FEC
RO | TYNDP2026 | LEV | 2040 | TWh | 279 | Sub_sector | Transport | Freight trains | Transport (trains) | Energetic | transport_trains_final_demand_other | Others | EU | Energy demand | 0 | FEC
RO | TYNDP2026 | LEV | 2040 | TWh | 280 | Sub_sector | Transport | Freight trains | Transport (trains) | Energetic | transport_trains_final_demand_ammonia | Ammonia | EU | Energy demand | 0 | FEC
RO | TYNDP2026 | LEV | 2040 | TWh | 282 | Sub_sector | Transport | Ships | Transport (ships) | Energetic | transport_ships_final_demand_electricity | Electricity | EU | Energy demand | 0 | FEC
RO | TYNDP2026 | LEV | 2040 | TWh | 283 | Sub_sector | Transport | Ships | Transport (ships) | Energetic | transport_ships_final_demand_hydrogen | Hydrogen | EU | Energy demand | 0.086146 | FEC
RO | TYNDP2026 | LEV | 2040 | TWh | 284 | Sub_sector | Transport | Ships | Transport (ships) | Energetic | transport_ships_final_demand_methane | Methane | EU | Energy demand | 0.32768 | FEC
RO | TYNDP2026 | LEV | 2040 | TWh | 285 | Sub_sector | Transport | Ships | Transport (ships) | Energetic | transport_ships_final_demand_heat | Heat | EU | Energy demand | 0 | FEC
RO | TYNDP2026 | LEV | 2040 | TWh | 286 | Sub_sector | Transport | Ships | Transport (ships) | Energetic | transport_ships_final_demand_biomass | Biomass | EU | Energy demand | 0 | FEC
RO | TYNDP2026 | LEV | 2040 | TWh | 287 | Sub_sector | Transport | Ships | Transport (ships) | Energetic | transport_ships_final_demand_coal | Solids | EU | Energy demand | 0 | FEC
RO | TYNDP2026 | LEV | 2040 | TWh | 288 | Sub_sector | Transport | Ships | Transport (ships) | Energetic | transport_ships_final_demand_oil | Liquids | EU | Energy demand | 0.49788 | FEC
RO | TYNDP2026 | LEV | 2040 | TWh | 289 | Sub_sector | Transport | Ships | Transport (ships) | Energetic | transport_ships_final_demand_other | Others | EU | Energy demand | 0 | FEC
RO | TYNDP2026 | LEV | 2040 | TWh | 290 | Sub_sector | Transport | Ships | Transport (ships) | Energetic | transport_ships_final_demand_ammonia | Ammonia | EU | Energy demand | 0 | FEC
RO | TYNDP2026 | LEV | 2040 | TWh | 292 | Sub_sector | Transport | Planes | Transport (planes) | Energetic | transport_planes_final_demand_electricity | Electricity | EU | Energy demand | 0.030233 | FEC
RO | TYNDP2026 | LEV | 2040 | TWh | 293 | Sub_sector | Transport | Planes | Transport (planes) | Energetic | transport_planes_final_demand_hydrogen | Hydrogen | EU | Energy demand | 0.038595 | FEC
RO | TYNDP2026 | LEV | 2040 | TWh | 294 | Sub_sector | Transport | Planes | Transport (planes) | Energetic | transport_planes_final_demand_methane | Methane | EU | Energy demand | 0 | FEC
RO | TYNDP2026 | LEV | 2040 | TWh | 295 | Sub_sector | Transport | Planes | Transport (planes) | Energetic | transport_planes_final_demand_heat | Heat | EU | Energy demand | 0 | FEC
RO | TYNDP2026 | LEV | 2040 | TWh | 296 | Sub_sector | Transport | Planes | Transport (planes) | Energetic | transport_planes_final_demand_biomass | Biomass | EU | Energy demand | 0 | FEC
RO | TYNDP2026 | LEV | 2040 | TWh | 297 | Sub_sector | Transport | Planes | Transport (planes) | Energetic | transport_planes_final_demand_coal | Solids | EU | Energy demand | 0 | FEC
RO | TYNDP2026 | LEV | 2040 | TWh | 298 | Sub_sector | Transport | Planes | Transport (planes) | Energetic | transport_planes_final_demand_oil | Liquids | EU | Energy demand | 0.21922 | FEC
RO | TYNDP2026 | LEV | 2040 | TWh | 299 | Sub_sector | Transport | Planes | Transport (planes) | Energetic | transport_planes_final_demand_other | Others | EU | Energy demand | 0 | FEC
RO | TYNDP2026 | LEV | 2040 | TWh | 300 | Sub_sector | Transport | Planes | Transport (planes) | Energetic | transport_planes_final_demand_ammonia | Ammonia | EU | Energy demand | 0 | FEC
RO | TYNDP2026 | LEV | 2040 | TWh | 302 | Sub_sector | Transport | Others | Transport (others) | Energetic | transport_other_final_demand_electricity | Electricity | EU | Energy demand | 0.0093683 | FEC
RO | TYNDP2026 | LEV | 2040 | TWh | 303 | Sub_sector | Transport | Others | Transport (others) | Energetic | transport_other_final_demand_hydrogen | Hydrogen | EU | Energy demand | 0 | FEC
RO | TYNDP2026 | LEV | 2040 | TWh | 304 | Sub_sector | Transport | Others | Transport (others) | Energetic | transport_other_final_demand_methane | Methane | EU | Energy demand | 0 | FEC
RO | TYNDP2026 | LEV | 2040 | TWh | 305 | Sub_sector | Transport | Others | Transport (others) | Energetic | transport_other_final_demand_heat | Heat | EU | Energy demand | 0 | FEC
RO | TYNDP2026 | LEV | 2040 | TWh | 306 | Sub_sector | Transport | Others | Transport (others) | Energetic | transport_other_final_demand_biomass | Biomass | EU | Energy demand | 0 | FEC
RO | TYNDP2026 | LEV | 2040 | TWh | 307 | Sub_sector | Transport | Others | Transport (others) | Energetic | transport_other_final_demand_coal | Solids | EU | Energy demand | 0 | FEC
RO | TYNDP2026 | LEV | 2040 | TWh | 308 | Sub_sector | Transport | Others | Transport (others) | Energetic | transport_other_final_demand_oil | Liquids | EU | Energy demand | 0.37513 | FEC
RO | TYNDP2026 | LEV | 2040 | TWh | 309 | Sub_sector | Transport | Others | Transport (others) | Energetic | transport_other_final_demand_other | Others | EU | Energy demand | 0 | FEC
RO | TYNDP2026 | LEV | 2040 | TWh | 310 | Sub_sector | Transport | Others | Transport (others) | Energetic | transport_other_final_demand_ammonia | Ammonia | EU | Energy demand | 0 | FEC
RO | TYNDP2026 | LEV | 2040 | TWh | 312 | Sub_sector | International transport | International aviation | Transport (int. aviation) | Energetic | transport_int_aviation_final_demand_electricity | Electricity | EU | Energy demand | 0 | FEC
RO | TYNDP2026 | LEV | 2040 | TWh | 313 | Sub_sector | International transport | International aviation | Transport (int. aviation) | Energetic | transport_int_aviation_final_demand_hydrogen | Hydrogen | EU | Energy demand | 0 | FEC
RO | TYNDP2026 | LEV | 2040 | TWh | 314 | Sub_sector | International transport | International aviation | Transport (int. aviation) | Energetic | transport_int_aviation_final_demand_methane | Methane | EU | Energy demand | 0 | FEC
RO | TYNDP2026 | LEV | 2040 | TWh | 315 | Sub_sector | International transport | International aviation | Transport (int. aviation) | Energetic | transport_int_aviation_final_demand_heat | Heat | EU | Energy demand | 0 | FEC
RO | TYNDP2026 | LEV | 2040 | TWh | 316 | Sub_sector | International transport | International aviation | Transport (int. aviation) | Energetic | transport_int_aviation_final_demand_biofuels | Biomass | EU | Energy demand | 0 | FEC
RO | TYNDP2026 | LEV | 2040 | TWh | 317 | Sub_sector | International transport | International aviation | Transport (int. aviation) | Energetic | transport_int_aviation_final_demand_coal | Solids | EU | Energy demand | 0 | FEC
RO | TYNDP2026 | LEV | 2040 | TWh | 318 | Sub_sector | International transport | International aviation | Transport (int. aviation) | Energetic | transport_int_aviation_final_demand_oil | Liquids | EU | Energy demand | 1.5589 | FEC
RO | TYNDP2026 | LEV | 2040 | TWh | 319 | Sub_sector | International transport | International aviation | Transport (int. aviation) | Energetic | transport_int_aviation_final_demand_other | Others | EU | Energy demand | 0 | FEC
RO | TYNDP2026 | LEV | 2040 | TWh | 320 | Sub_sector | International transport | International aviation | Transport (int. aviation) | Energetic | transport_int_aviation_final_demand_ammonia | Ammonia | EU | Energy demand | 0 | FEC
RO | TYNDP2026 | LEV | 2040 | TWh | 322 | Sub_sector | International transport | International shipping | Transport (int. shipping) | Energetic | transport_int_shipping_final_demand_electricity | Electricity | EU | Energy demand | 0 | not_included_in_FEC
RO | TYNDP2026 | LEV | 2040 | TWh | 323 | Sub_sector | International transport | International shipping | Transport (int. shipping) | Energetic | transport_int_shipping_final_demand_hydrogen | Hydrogen | EU | Energy demand | 0.06096 | not_included_in_FEC
RO | TYNDP2026 | LEV | 2040 | TWh | 324 | Sub_sector | International transport | International shipping | Transport (int. shipping) | Energetic | transport_int_shipping_final_demand_methane | Methane | EU | Energy demand | 0.10625 | not_included_in_FEC
RO | TYNDP2026 | LEV | 2040 | TWh | 325 | Sub_sector | International transport | International shipping | Transport (int. shipping) | Energetic | transport_int_shipping_final_demand_heat | Heat | EU | Energy demand | 0 | not_included_in_FEC
RO | TYNDP2026 | LEV | 2040 | TWh | 326 | Sub_sector | International transport | International shipping | Transport (int. shipping) | Energetic | transport_int_shipping_final_demand_biofuels | Biomass | EU | Energy demand | 0 | not_included_in_FEC
RO | TYNDP2026 | LEV | 2040 | TWh | 327 | Sub_sector | International transport | International shipping | Transport (int. shipping) | Energetic | transport_int_shipping_final_demand_coal | Solids | EU | Energy demand | 0 | not_included_in_FEC
RO | TYNDP2026 | LEV | 2040 | TWh | 328 | Sub_sector | International transport | International shipping | Transport (int. shipping) | Energetic | transport_int_shipping_final_demand_oil | Liquids | EU | Energy demand | 0.16233 | not_included_in_FEC
RO | TYNDP2026 | LEV | 2040 | TWh | 329 | Sub_sector | International transport | International shipping | Transport (int. shipping) | Energetic | transport_int_shipping_final_demand_other | Others | EU | Energy demand | 0 | not_included_in_FEC
RO | TYNDP2026 | LEV | 2040 | TWh | 330 | Sub_sector | International transport | International shipping | Transport (int. shipping) | Energetic | transport_int_shipping_final_demand_ammonia | Ammonia | EU | Energy demand | 0 | not_included_in_FEC
RO | TYNDP2026 | LEV | 2040 | TWh | 332 | Sub_sector | Households | Space heating | Households (heating) | Energetic | households_heating_final_demand_electricity | Electricity | EU | Energy demand | 4.8076 | FEC
RO | TYNDP2026 | LEV | 2040 | TWh | 333 | Sub_sector | Households | Space heating | Households (heating) | Energetic | households_heating_final_demand_hydrogen | Hydrogen | EU | Energy demand | 3.3121 | FEC
RO | TYNDP2026 | LEV | 2040 | TWh | 334 | Sub_sector | Households | Space heating | Households (heating) | Energetic | households_heating_final_demand_methane | Methane | EU | Energy demand | 8.8221 | FEC
RO | TYNDP2026 | LEV | 2040 | TWh | 335 | Sub_sector | Households | Space heating | Households (heating) | Energetic | households_heating_final_demand_heat | Heat | EU | Energy demand | 3.6045 | FEC
RO | TYNDP2026 | LEV | 2040 | TWh | 336 | Sub_sector | Households | Space heating | Households (heating) | Energetic | households_heating_final_demand_biomass | Biomass | EU | Energy demand | 20.394 | FEC
RO | TYNDP2026 | LEV | 2040 | TWh | 337 | Sub_sector | Households | Space heating | Households (heating) | Energetic | households_heating_final_demand_coal | Solids | EU | Energy demand | 0.26499 | FEC
RO | TYNDP2026 | LEV | 2040 | TWh | 338 | Sub_sector | Households | Space heating | Households (heating) | Energetic | households_heating_final_demand_oil | Liquids | EU | Energy demand | 0.42994 | FEC
RO | TYNDP2026 | LEV | 2040 | TWh | 339 | Sub_sector | Households | Space heating | Households (heating) | Energetic | households_heating_final_demand_other | Others | EU | Energy demand | 0.29726 | FEC
RO | TYNDP2026 | LEV | 2040 | TWh | 340 | Sub_sector | Households | Space heating | Households (heating) | Energetic | households_heating_final_demand_ammonia | Ammonia | EU | Energy demand | 0 | FEC
RO | TYNDP2026 | LEV | 2040 | TWh | 343 | Sub_sector | Households | Cooling | Households (cooling) | Energetic | households_cooling_final_demand_electricity | Electricity | EU | Energy demand | 0.27619 | FEC
RO | TYNDP2026 | LEV | 2040 | TWh | 344 | Sub_sector | Households | Cooling | Households (cooling) | Energetic | households_cooling_final_demand_hydrogen | Hydrogen | EU | Energy demand | 0 | FEC
RO | TYNDP2026 | LEV | 2040 | TWh | 345 | Sub_sector | Households | Cooling | Households (cooling) | Energetic | households_cooling_final_demand_methane | Methane | EU | Energy demand | 0 | FEC
RO | TYNDP2026 | LEV | 2040 | TWh | 346 | Sub_sector | Households | Cooling | Households (cooling) | Energetic | households_cooling_final_demand_heat | Heat | EU | Energy demand | 0 | FEC
RO | TYNDP2026 | LEV | 2040 | TWh | 347 | Sub_sector | Households | Cooling | Households (cooling) | Energetic | households_cooling_final_demand_biomass | Biomass | EU | Energy demand | 0 | FEC
RO | TYNDP2026 | LEV | 2040 | TWh | 348 | Sub_sector | Households | Cooling | Households (cooling) | Energetic | households_cooling_final_demand_coal | Solids | EU | Energy demand | 0 | FEC
RO | TYNDP2026 | LEV | 2040 | TWh | 349 | Sub_sector | Households | Cooling | Households (cooling) | Energetic | households_cooling_final_demand_oil | Liquids | EU | Energy demand | 0 | FEC
RO | TYNDP2026 | LEV | 2040 | TWh | 350 | Sub_sector | Households | Cooling | Households (cooling) | Energetic | households_cooling_final_demand_other | Others | EU | Energy demand | 0 | FEC
RO | TYNDP2026 | LEV | 2040 | TWh | 351 | Sub_sector | Households | Cooling | Households (cooling) | Energetic | households_cooling_final_demand_ammonia | Ammonia | EU | Energy demand | 0 | FEC
RO | TYNDP2026 | LEV | 2040 | TWh | 354 | Sub_sector | Households | Hot water | Households (hot water) | Energetic | households_hot_water_final_demand_electricity | Electricity | EU | Energy demand | 1.2548 | FEC
RO | TYNDP2026 | LEV | 2040 | TWh | 355 | Sub_sector | Households | Hot water | Households (hot water) | Energetic | households_hot_water_final_demand_hydrogen | Hydrogen | EU | Energy demand | 1.2773 | FEC
RO | TYNDP2026 | LEV | 2040 | TWh | 356 | Sub_sector | Households | Hot water | Households (hot water) | Energetic | households_hot_water_final_demand_methane | Methane | EU | Energy demand | 2.9259 | FEC
RO | TYNDP2026 | LEV | 2040 | TWh | 357 | Sub_sector | Households | Hot water | Households (hot water) | Energetic | households_hot_water_final_demand_heat | Heat | EU | Energy demand | 1.2351 | FEC
RO | TYNDP2026 | LEV | 2040 | TWh | 358 | Sub_sector | Households | Hot water | Households (hot water) | Energetic | households_hot_water_final_demand_biomass | Biomass | EU | Energy demand | 3.9336 | FEC
RO | TYNDP2026 | LEV | 2040 | TWh | 359 | Sub_sector | Households | Hot water | Households (hot water) | Energetic | households_hot_water_final_demand_coal | Solids | EU | Energy demand | 0.036204 | FEC
RO | TYNDP2026 | LEV | 2040 | TWh | 360 | Sub_sector | Households | Hot water | Households (hot water) | Energetic | households_hot_water_final_demand_oil | Liquids | EU | Energy demand | 0.058741 | FEC
RO | TYNDP2026 | LEV | 2040 | TWh | 361 | Sub_sector | Households | Hot water | Households (hot water) | Energetic | households_hot_water_final_demand_other | Others | EU | Energy demand | 0.23688 | FEC
RO | TYNDP2026 | LEV | 2040 | TWh | 362 | Sub_sector | Households | Hot water | Households (hot water) | Energetic | households_hot_water_final_demand_ammonia | Ammonia | EU | Energy demand | 0 | FEC
RO | TYNDP2026 | LEV | 2040 | TWh | 365 | Sub_sector | Households | Appliances | Households (appliances) | Energetic | households_appliances_final_demand_electricity | Electricity | EU | Energy demand | 7.0698 | FEC
RO | TYNDP2026 | LEV | 2040 | TWh | 366 | Sub_sector | Households | Appliances | Households (appliances) | Energetic | households_appliances_final_demand_hydrogen | Hydrogen | EU | Energy demand | 0 | FEC
RO | TYNDP2026 | LEV | 2040 | TWh | 367 | Sub_sector | Households | Appliances | Households (appliances) | Energetic | households_appliances_final_demand_methane | Methane | EU | Energy demand | 3.1967 | FEC
RO | TYNDP2026 | LEV | 2040 | TWh | 368 | Sub_sector | Households | Appliances | Households (appliances) | Energetic | households_appliances_final_demand_heat | Heat | EU | Energy demand | 0 | FEC
RO | TYNDP2026 | LEV | 2040 | TWh | 369 | Sub_sector | Households | Appliances | Households (appliances) | Energetic | households_appliances_final_demand_biomass | Biomass | EU | Energy demand | 1.8579 | FEC
RO | TYNDP2026 | LEV | 2040 | TWh | 370 | Sub_sector | Households | Appliances | Households (appliances) | Energetic | households_appliances_final_demand_coal | Solids | EU | Energy demand | 0 | FEC
RO | TYNDP2026 | LEV | 2040 | TWh | 371 | Sub_sector | Households | Appliances | Households (appliances) | Energetic | households_appliances_final_demand_oil | Liquids | EU | Energy demand | 0 | FEC
RO | TYNDP2026 | LEV | 2040 | TWh | 372 | Sub_sector | Households | Appliances | Households (appliances) | Energetic | households_appliances_final_demand_other | Others | EU | Energy demand | 0 | FEC
RO | TYNDP2026 | LEV | 2040 | TWh | 373 | Sub_sector | Households | Appliances | Households (appliances) | Energetic | households_appliances_final_demand_ammonia | Ammonia | EU | Energy demand | 0 | FEC
RO | TYNDP2026 | LEV | 2040 | TWh | 375 | Sub_sector | Buildings | Space heating | Buildings (heat) | Energetic | buildings_heat_final_demand_electricity | Electricity | EU | Energy demand | 2.167 | FEC
RO | TYNDP2026 | LEV | 2040 | TWh | 376 | Sub_sector | Buildings | Space heating | Buildings (heat) | Energetic | buildings_heat_final_demand_hydrogen | Hydrogen | EU | Energy demand | 1.0311 | FEC
RO | TYNDP2026 | LEV | 2040 | TWh | 377 | Sub_sector | Buildings | Space heating | Buildings (heat) | Energetic | buildings_heat_final_demand_methane | Methane | EU | Energy demand | 2.7118 | FEC
RO | TYNDP2026 | LEV | 2040 | TWh | 378 | Sub_sector | Buildings | Space heating | Buildings (heat) | Energetic | buildings_heat_final_demand_heat | Heat | EU | Energy demand | 1.8978 | FEC
RO | TYNDP2026 | LEV | 2040 | TWh | 379 | Sub_sector | Buildings | Space heating | Buildings (heat) | Energetic | buildings_heat_final_demand_biomass | Biomass | EU | Energy demand | 0.032354 | FEC
RO | TYNDP2026 | LEV | 2040 | TWh | 380 | Sub_sector | Buildings | Space heating | Buildings (heat) | Energetic | buildings_heat_final_demand_coal | Solids | EU | Energy demand | 0.00082916 | FEC
RO | TYNDP2026 | LEV | 2040 | TWh | 381 | Sub_sector | Buildings | Space heating | Buildings (heat) | Energetic | buildings_heat_final_demand_oil | Liquids | EU | Energy demand | 0.074809 | FEC
RO | TYNDP2026 | LEV | 2040 | TWh | 382 | Sub_sector | Buildings | Space heating | Buildings (heat) | Energetic | buildings_heat_final_demand_other | Others | EU | Energy demand | 0.00010158 | FEC
RO | TYNDP2026 | LEV | 2040 | TWh | 383 | Sub_sector | Buildings | Space heating | Buildings (heat) | Energetic | buildings_heat_final_demand_ammonia | Ammonia | EU | Energy demand | 0 | FEC
RO | TYNDP2026 | LEV | 2040 | TWh | 386 | Sub_sector | Buildings | Cooling | Buildings (cooling) | Energetic | buildings_cooling_final_demand_electricity | Electricity | EU | Energy demand | 0.16203 | FEC
RO | TYNDP2026 | LEV | 2040 | TWh | 387 | Sub_sector | Buildings | Cooling | Buildings (cooling) | Energetic | buildings_cooling_final_demand_hydrogen | Hydrogen | EU | Energy demand | 0 | FEC
RO | TYNDP2026 | LEV | 2040 | TWh | 388 | Sub_sector | Buildings | Cooling | Buildings (cooling) | Energetic | buildings_cooling_final_demand_methane | Methane | EU | Energy demand | 0 | FEC
RO | TYNDP2026 | LEV | 2040 | TWh | 389 | Sub_sector | Buildings | Cooling | Buildings (cooling) | Energetic | buildings_cooling_final_demand_heat | Heat | EU | Energy demand | 0 | FEC
RO | TYNDP2026 | LEV | 2040 | TWh | 390 | Sub_sector | Buildings | Cooling | Buildings (cooling) | Energetic | buildings_cooling_final_demand_biomass | Biomass | EU | Energy demand | 0 | FEC
RO | TYNDP2026 | LEV | 2040 | TWh | 391 | Sub_sector | Buildings | Cooling | Buildings (cooling) | Energetic | buildings_cooling_final_demand_coal | Solids | EU | Energy demand | 0 | FEC
RO | TYNDP2026 | LEV | 2040 | TWh | 392 | Sub_sector | Buildings | Cooling | Buildings (cooling) | Energetic | buildings_cooling_final_demand_oil | Liquids | EU | Energy demand | 0 | FEC
RO | TYNDP2026 | LEV | 2040 | TWh | 393 | Sub_sector | Buildings | Cooling | Buildings (cooling) | Energetic | buildings_cooling_final_demand_other | Others | EU | Energy demand | 0 | FEC
RO | TYNDP2026 | LEV | 2040 | TWh | 394 | Sub_sector | Buildings | Cooling | Buildings (cooling) | Energetic | buildings_cooling_final_demand_ammonia | Ammonia | EU | Energy demand | 0 | FEC
RO | TYNDP2026 | LEV | 2040 | TWh | 397 | Sub_sector | Buildings | Appliances | Buildings (appliances) | Energetic | buildings_appliances_final_demand_electricity | Electricity | EU | Energy demand | 5.3778 | FEC
RO | TYNDP2026 | LEV | 2040 | TWh | 398 | Sub_sector | Buildings | Appliances | Buildings (appliances) | Energetic | buildings_appliances_final_demand_hydrogen | Hydrogen | EU | Energy demand | 0 | FEC
RO | TYNDP2026 | LEV | 2040 | TWh | 399 | Sub_sector | Buildings | Appliances | Buildings (appliances) | Energetic | buildings_appliances_final_demand_methane | Methane | EU | Energy demand | 3.0497 | FEC
RO | TYNDP2026 | LEV | 2040 | TWh | 400 | Sub_sector | Buildings | Appliances | Buildings (appliances) | Energetic | buildings_appliances_final_demand_heat | Heat | EU | Energy demand | 0 | FEC
RO | TYNDP2026 | LEV | 2040 | TWh | 401 | Sub_sector | Buildings | Appliances | Buildings (appliances) | Energetic | buildings_appliances_final_demand_biomass | Biomass | EU | Energy demand | 0 | FEC
RO | TYNDP2026 | LEV | 2040 | TWh | 402 | Sub_sector | Buildings | Appliances | Buildings (appliances) | Energetic | buildings_appliances_final_demand_coal | Solids | EU | Energy demand | 0 | FEC
RO | TYNDP2026 | LEV | 2040 | TWh | 403 | Sub_sector | Buildings | Appliances | Buildings (appliances) | Energetic | buildings_appliances_final_demand_oil | Liquids | EU | Energy demand | 0 | FEC
RO | TYNDP2026 | LEV | 2040 | TWh | 404 | Sub_sector | Buildings | Appliances | Buildings (appliances) | Energetic | buildings_appliances_final_demand_other | Others | EU | Energy demand | 0 | FEC
RO | TYNDP2026 | LEV | 2040 | TWh | 405 | Sub_sector | Buildings | Appliances | Buildings (appliances) | Energetic | buildings_appliances_final_demand_ammonia | Ammonia | EU | Energy demand | 0 | FEC
RO | TYNDP2026 | LEV | 2040 | TWh | 407 | Sub_sector | Buildings | Datacenters | Datacenters & ICT | Energetic | datacentres_final_demand_electricity_energetic | Electricity | EU | Energy demand | 4.2134 | FEC
RO | TYNDP2026 | LEV | 2040 | TWh | 408 | Sub_sector | Buildings | Datacenters | Datacenters & ICT | Energetic | datacentres_final_demand_hydrogen_energetic | Hydrogen | EU | Energy demand | 0 | FEC
RO | TYNDP2026 | LEV | 2040 | TWh | 409 | Sub_sector | Buildings | Datacenters | Datacenters & ICT | Energetic | datacentres_final_demand_methane_energetic | Methane | EU | Energy demand | 0 | FEC
RO | TYNDP2026 | LEV | 2040 | TWh | 410 | Sub_sector | Buildings | Datacenters | Datacenters & ICT | Energetic | datacentres_final_demand_heat_energetic | Heat | EU | Energy demand | 0 | FEC
RO | TYNDP2026 | LEV | 2040 | TWh | 411 | Sub_sector | Buildings | Datacenters | Datacenters & ICT | Energetic | datacentres_final_demand_biomass_energetic | Biomass | EU | Energy demand | 0 | FEC
RO | TYNDP2026 | LEV | 2040 | TWh | 412 | Sub_sector | Buildings | Datacenters | Datacenters & ICT | Energetic | datacentres_final_demand_coal_energetic | Solids | EU | Energy demand | 0 | FEC
RO | TYNDP2026 | LEV | 2040 | TWh | 413 | Sub_sector | Buildings | Datacenters | Datacenters & ICT | Energetic | datacentres_final_demand_oil_energetic | Liquids | EU | Energy demand | 0 | FEC
RO | TYNDP2026 | LEV | 2040 | TWh | 414 | Sub_sector | Buildings | Datacenters | Datacenters & ICT | Energetic | datacentres_final_demand_other_energetic | Others | EU | Energy demand | 0 | FEC
RO | TYNDP2026 | LEV | 2040 | TWh | 415 | Sub_sector | Buildings | Datacenters | Datacenters & ICT | Energetic | datacentres_final_demand_ammonia_energetic | Ammonia | EU | Energy demand | 0 | FEC
RO | TYNDP2026 | LEV | 2040 | TWh | 417 | Sub_sector | Transport | Others_Sector | Others_Sector | Energetic | other_final_demand_electricity_energetic | Electricity | EU | Energy demand | 0 | FEC
RO | TYNDP2026 | LEV | 2040 | TWh | 418 | Sub_sector | Transport | Others_Sector | Others_Sector | Energetic | other_final_demand_hydrogen_energetic | Hydrogen | EU | Energy demand | 0 | FEC
RO | TYNDP2026 | LEV | 2040 | TWh | 419 | Sub_sector | Transport | Pipeline Transport | Others_Sector | Energetic | other_final_demand_methane_energetic | Methane | EU | Energy demand | 0.018981 | FEC
RO | TYNDP2026 | LEV | 2040 | TWh | 420 | Sub_sector | Transport | Others_Sector | Others_Sector | Energetic | other_final_demand_heat_energetic | Heat | EU | Energy demand | 0 | FEC
RO | TYNDP2026 | LEV | 2040 | TWh | 421 | Sub_sector | Transport | Others_Sector | Others_Sector | Energetic | other_final_demand_biomass_energetic | Biomass | EU | Energy demand | 0 | FEC
RO | TYNDP2026 | LEV | 2040 | TWh | 422 | Sub_sector | Transport | Others_Sector | Others_Sector | Energetic | other_final_demand_coal_energetic | Solids | EU | Energy demand | 0 | FEC
RO | TYNDP2026 | LEV | 2040 | TWh | 423 | Sub_sector | Transport | Others_Sector | Others_Sector | Energetic | other_final_demand_oil_energetic | Liquids | EU | Energy demand | 2.4077 | FEC
RO | TYNDP2026 | LEV | 2040 | TWh | 424 | Sub_sector | Others_Sector | Others_Sector | Others_Sector | Non-energetic | other_final_demand_oil_non_energetic | Liquids | EU | Energy demand | 0.95666 | not_included_in_FEC
RO | TYNDP2026 | LEV | 2040 | TWh | 425 | Sub_sector | Transport | Others_Sector | Others_Sector | Energetic | other_final_demand_other_energetic | Others | EU | Energy demand | 0 | FEC
RO | TYNDP2026 | LEV | 2040 | TWh | 426 | Sub_sector | Transport | Others_Sector | Others_Sector | Energetic | other_final_demand_ammonia_energetic | Ammonia | EU | Energy demand | 0 | FEC
RO | TYNDP2026 | LEV | 2040 | TWh | 427 | Sub_sector | Industry | Surplus_Heat_in_Industry | Surplus_Heat_in_Industry | Energetic | final_demand_of_industry_unused_local_production_steam_hot_water | Heat | EU | Energy demand | 0 | FEC
RO | TYNDP2026 | LEV | 2040 | TWh | 429 | Sub_sector | Agriculture | Total | Agriculture | Energetic | agriculture_final_demand_electricity_energetic | Electricity | EU | Energy demand | 0.86604 | FEC
RO | TYNDP2026 | LEV | 2040 | TWh | 430 | Sub_sector | Agriculture | Total | Agriculture | Energetic | agriculture_final_demand_hydrogen_energetic | Hydrogen | EU | Energy demand | 0 | FEC
RO | TYNDP2026 | LEV | 2040 | TWh | 431 | Sub_sector | Agriculture | Total | Agriculture | Energetic | agriculture_final_demand_methane_energetic | Methane | EU | Energy demand | 1.329 | FEC
RO | TYNDP2026 | LEV | 2040 | TWh | 432 | Sub_sector | Agriculture | Total | Agriculture | Energetic | agriculture_final_demand_heat_energetic | Heat | EU | Energy demand | 0.099808 | FEC
RO | TYNDP2026 | LEV | 2040 | TWh | 433 | Sub_sector | Agriculture | Total | Agriculture | Energetic | agriculture_final_demand_biomass_energetic | Biomass | EU | Energy demand | 0.23213 | FEC
RO | TYNDP2026 | LEV | 2040 | TWh | 434 | Sub_sector | Agriculture | Total | Agriculture | Energetic | agriculture_final_demand_coal_energetic | Solids | EU | Energy demand | 0 | FEC
RO | TYNDP2026 | LEV | 2040 | TWh | 435 | Sub_sector | Agriculture | Total | Agriculture | Energetic | agriculture_final_demand_oil_energetic | Liquids | EU | Energy demand | 2.9603 | FEC
RO | TYNDP2026 | LEV | 2040 | TWh | 436 | Sub_sector | Agriculture | Total | Agriculture | Energetic | agriculture_final_demand_other_energetic | Others | EU | Energy demand | 0 | FEC
RO | TYNDP2026 | LEV | 2040 | TWh | 437 | Sub_sector | Agriculture | Total | Agriculture | Energetic | agriculture_final_demand_ammonia_energetic | Ammonia | EU | Energy demand | 0 | FEC
RO | TYNDP2026 | LEV | 2040 | TWh | 447 | Sub_sector | Buildings | Surplus Energy | Buildings | Energetic | GAP | Electricity | EU | Energy demand | 0 | FEC
RO | TYNDP2026 | LEV | 2040 | TWh | 448 | Sub_sector | Buildings | Surplus Energy | Buildings | Energetic | GAP | Hydrogen | EU | Energy demand | 0 | FEC
RO | TYNDP2026 | LEV | 2040 | TWh | 449 | Sub_sector | Buildings | Surplus Energy | Buildings | Energetic | GAP | Methane | EU | Energy demand | 0 | FEC
RO | TYNDP2026 | LEV | 2040 | TWh | 450 | Sub_sector | Buildings | Surplus Energy | Buildings | Energetic | GAP | Heat | EU | Energy demand | 0 | FEC
RO | TYNDP2026 | LEV | 2040 | TWh | 451 | Sub_sector | Buildings | Surplus Energy | Buildings | Energetic | GAP | Biomass | EU | Energy demand | 0.060978 | FEC
RO | TYNDP2026 | LEV | 2040 | TWh | 452 | Sub_sector | Buildings | Surplus Energy | Buildings | Energetic | GAP | Solids | EU | Energy demand | 0 | FEC
RO | TYNDP2026 | LEV | 2040 | TWh | 453 | Sub_sector | Buildings | Surplus Energy | Buildings | Energetic | GAP | Liquids | EU | Energy demand | 0.18551 | FEC
RO | TYNDP2026 | LEV | 2040 | TWh | 454 | Sub_sector | Buildings | Surplus Energy | Buildings | Energetic | GAP | Others | EU | Energy demand | 0 | FEC
RO | TYNDP2026 | LEV | 2040 | TWh | 455 | Sub_sector | Buildings | Surplus Energy | Buildings | Energetic | GAP | Ammonia | EU | Energy demand | 0 | FEC
RO | TYNDP2026 | LEV | 2040 | TWh | 456 | Sub_sector | Households | Surplus Energy | Households | Energetic | GAP | Electricity | EU | Energy demand | 5.54e-13 | FEC
RO | TYNDP2026 | LEV | 2040 | TWh | 457 | Sub_sector | Households | Surplus Energy | Households | Energetic | GAP | Hydrogen | EU | Energy demand | 0 | FEC
RO | TYNDP2026 | LEV | 2040 | TWh | 458 | Sub_sector | Households | Surplus Energy | Households | Energetic | GAP | Methane | EU | Energy demand | 0 | FEC
RO | TYNDP2026 | LEV | 2040 | TWh | 459 | Sub_sector | Households | Surplus Energy | Households | Energetic | GAP | Heat | EU | Energy demand | 0 | FEC
RO | TYNDP2026 | LEV | 2040 | TWh | 460 | Sub_sector | Households | Surplus Energy | Households | Energetic | GAP | Biomass | EU | Energy demand | 0 | FEC
RO | TYNDP2026 | LEV | 2040 | TWh | 461 | Sub_sector | Households | Surplus Energy | Households | Energetic | GAP | Solids | EU | Energy demand | 0 | FEC
RO | TYNDP2026 | LEV | 2040 | TWh | 462 | Sub_sector | Households | Surplus Energy | Households | Energetic | GAP | Liquids | EU | Energy demand | 0 | FEC
RO | TYNDP2026 | LEV | 2040 | TWh | 463 | Sub_sector | Households | Surplus Energy | Households | Energetic | GAP | Others | EU | Energy demand | 0 | FEC
RO | TYNDP2026 | LEV | 2040 | TWh | 464 | Sub_sector | Households | Surplus Energy | Households | Energetic | GAP | Ammonia | EU | Energy demand | 0 | FEC
SE | TYNDP2026 | NT | 2030 | TWh | 102 | Sub_sector | Industry | Aluminium | Industry (aluminium) | Energetic | industry_aluminium_demand_electricity_energetic | Electricity | EU | Energy demand | 0.92765 | FEC
SE | TYNDP2026 | NT | 2030 | TWh | 103 | Sub_sector | Industry | Aluminium | Industry (aluminium) | Energetic | industry_aluminium_demand_hydrogen_energetic | Hydrogen | EU | Energy demand | 0 | FEC
SE | TYNDP2026 | NT | 2030 | TWh | 104 | Sub_sector | Industry | Aluminium | Industry (aluminium) | Energetic | industry_aluminium_demand_methane_energetic | Methane | EU | Energy demand | 0.11196 | FEC
SE | TYNDP2026 | NT | 2030 | TWh | 105 | Sub_sector | Industry | Aluminium | Industry (aluminium) | Energetic | industry_aluminium_demand_heat_energetic | Heat | EU | Energy demand | 0 | FEC
SE | TYNDP2026 | NT | 2030 | TWh | 106 | Sub_sector | Industry | Aluminium | Industry (aluminium) | Energetic | industry_aluminium_demand_biomass_energetic | Biomass | EU | Energy demand | 0 | FEC
SE | TYNDP2026 | NT | 2030 | TWh | 107 | Sub_sector | Industry | Aluminium | Industry (aluminium) | Energetic | industry_aluminium_demand_coal_energetic | Solids | EU | Energy demand | 0 | FEC
SE | TYNDP2026 | NT | 2030 | TWh | 108 | Sub_sector | Industry | Aluminium | Industry (aluminium) | Energetic | industry_aluminium_demand_oil_energetic | Liquids | EU | Energy demand | 0 | FEC
SE | TYNDP2026 | NT | 2030 | TWh | 109 | Sub_sector | Industry | Aluminium | Industry (aluminium) | Energetic | industry_aluminium_demand_others_energetic | Others | EU | Energy demand | 0 | FEC
SE | TYNDP2026 | NT | 2030 | TWh | 110 | Sub_sector | Industry | Aluminium | Industry (aluminium) | Energetic | industry_ammonia_demand_others_energetic | Ammonia | EU | Energy demand | 0 | FEC
SE | TYNDP2026 | NT | 2030 | TWh | 112 | Sub_sector | Industry | Chemicals | Industry (chemicals, energetic) | Energetic | industry_chemical_demand_electricity_energetic | Electricity | EU | Energy demand | 4.8093 | FEC
SE | TYNDP2026 | NT | 2030 | TWh | 113 | Sub_sector | Industry | Chemicals | Industry (chemicals, energetic) | Energetic | industry_chemical_demand_hydrogen_energetic | Hydrogen | EU | Energy demand | 0.042865 | FEC
SE | TYNDP2026 | NT | 2030 | TWh | 114 | Sub_sector | Industry | Chemicals | Industry (chemicals, energetic) | Energetic | industry_chemical_demand_methane_energetic | Methane | EU | Energy demand | 0.42865 | FEC
SE | TYNDP2026 | NT | 2030 | TWh | 115 | Sub_sector | Industry | Chemicals | Industry (chemicals, energetic) | Energetic | industry_chemical_demand_heat_energetic | Heat | EU | Energy demand | 0.15431 | FEC
SE | TYNDP2026 | NT | 2030 | TWh | 116 | Sub_sector | Industry | Chemicals | Industry (chemicals, energetic) | Energetic | industry_chemical_demand_biomass_energetic | Biomass | EU | Energy demand | 0.17682 | FEC
SE | TYNDP2026 | NT | 2030 | TWh | 117 | Sub_sector | Industry | Chemicals | Industry (chemicals, energetic) | Energetic | industry_chemical_demand_coal_energetic | Solids | EU | Energy demand | 0.016074 | FEC
SE | TYNDP2026 | NT | 2030 | TWh | 118 | Sub_sector | Industry | Chemicals | Industry (chemicals, energetic) | Energetic | industry_chemical_demand_oil_energetic | Liquids | EU | Energy demand | 0.015493 | FEC
SE | TYNDP2026 | NT | 2030 | TWh | 119 | Sub_sector | Industry | Chemicals | Industry (chemicals, energetic) | Energetic | industry_chemical_demand_others_energetic | Others | EU | Energy demand | 0 | FEC
SE | TYNDP2026 | NT | 2030 | TWh | 120 | Sub_sector | Industry | Chemicals | Industry (chemicals, energetic) | Energetic | industry_chemical_demand_ammonia_energetic | Ammonia | EU | Energy demand | 0 | FEC
SE | TYNDP2026 | NT | 2030 | TWh | 122 | Sub_sector | Industry | Chemicals | Industry (chemicals, non-energetic) | Non-energetic | industry_chemical_demand_electricity_non_energetic | Electricity | EU | Energy demand | 0 | not_included_in_FEC
SE | TYNDP2026 | NT | 2030 | TWh | 123 | Sub_sector | Industry | Chemicals | Industry (chemicals, non-energetic) | Non-energetic | industry_chemical_demand_hydrogen_non_energetic | Hydrogen | EU | Energy demand | 2.1013 | not_included_in_FEC
SE | TYNDP2026 | NT | 2030 | TWh | 124 | Sub_sector | Industry | Chemicals | Industry (chemicals, non-energetic) | Non-energetic | industry_chemical_demand_methane_non_energetic | Methane | EU | Energy demand | 1.0507 | not_included_in_FEC
SE | TYNDP2026 | NT | 2030 | TWh | 125 | Sub_sector | Industry | Chemicals | Industry (chemicals, non-energetic) | Non-energetic | industry_chemical_demand_heat_non_energetic | Heat | EU | Energy demand | 0 | not_included_in_FEC
SE | TYNDP2026 | NT | 2030 | TWh | 126 | Sub_sector | Industry | Chemicals | Industry (chemicals, non-energetic) | Non-energetic | industry_chemical_demand_biomass_non_energetic | Biomass | EU | Energy demand | 2.1013 | not_included_in_FEC
SE | TYNDP2026 | NT | 2030 | TWh | 127 | Sub_sector | Industry | Chemicals | Industry (chemicals, non-energetic) | Non-energetic | industry_chemical_demand_coal_non_energetic | Solids | EU | Energy demand | 0 | not_included_in_FEC
SE | TYNDP2026 | NT | 2030 | TWh | 128 | Sub_sector | Industry | Chemicals | Industry (chemicals, non-energetic) | Non-energetic | industry_chemical_demand_oil_non_energetic | Liquids | EU | Energy demand | 15.76 | not_included_in_FEC
SE | TYNDP2026 | NT | 2030 | TWh | 129 | Sub_sector | Industry | Chemicals | Industry (chemicals, non-energetic) | Non-energetic | industry_chemical_demand_others_non_energetic | Others | EU | Energy demand | 0 | not_included_in_FEC
SE | TYNDP2026 | NT | 2030 | TWh | 130 | Sub_sector | Industry | Chemicals | Industry (chemicals, non-energetic) | Non-energetic | industry_chemical_demand_ammonia_non_energetic | Ammonia | EU | Energy demand | 0 | not_included_in_FEC
SE | TYNDP2026 | NT | 2030 | TWh | 132 | Sub_sector | Industry | Fertilizers | Industry (fertilizers, energetic) | Energetic | industry_fertilizers_demand_electricity_energetic | Electricity | EU | Energy demand | 0 | FEC
SE | TYNDP2026 | NT | 2030 | TWh | 133 | Sub_sector | Industry | Fertilizers | Industry (fertilizers, energetic) | Energetic | industry_fertilizers_demand_hydrogen_energetic | Hydrogen | EU | Energy demand | 0 | FEC
SE | TYNDP2026 | NT | 2030 | TWh | 134 | Sub_sector | Industry | Fertilizers | Industry (fertilizers, energetic) | Energetic | industry_fertilizers_demand_methane_energetic | Methane | EU | Energy demand | 0 | FEC
SE | TYNDP2026 | NT | 2030 | TWh | 135 | Sub_sector | Industry | Fertilizers | Industry (fertilizers, energetic) | Energetic | industry_fertilizers_demand_heat_energetic | Heat | EU | Energy demand | 0 | FEC
SE | TYNDP2026 | NT | 2030 | TWh | 136 | Sub_sector | Industry | Fertilizers | Industry (fertilizers, energetic) | Energetic | industry_fertilizers_demand_biomass_energetic | Biomass | EU | Energy demand | 0 | FEC
SE | TYNDP2026 | NT | 2030 | TWh | 137 | Sub_sector | Industry | Fertilizers | Industry (fertilizers, energetic) | Energetic | industry_fertilizers_demand_coal_energetic | Solids | EU | Energy demand | 0 | FEC
SE | TYNDP2026 | NT | 2030 | TWh | 138 | Sub_sector | Industry | Fertilizers | Industry (fertilizers, energetic) | Energetic | industry_fertilizers_demand_oil_energetic | Liquids | EU | Energy demand | 0 | FEC
SE | TYNDP2026 | NT | 2030 | TWh | 139 | Sub_sector | Industry | Fertilizers | Industry (fertilizers, energetic) | Energetic | industry_fertilizers_demand_others_energetic | Others | EU | Energy demand | 0 | FEC
SE | TYNDP2026 | NT | 2030 | TWh | 140 | Sub_sector | Industry | Fertilizers | Industry (fertilizers, energetic) | Energetic | industry_fertilizers_demand_ammonia_energetic | Ammonia | EU | Energy demand | 0 | FEC
SE | TYNDP2026 | NT | 2030 | TWh | 142 | Sub_sector | Industry | Fertilizers | Industry (fertilizers, non-energetic) | Non-energetic | industry_fertilizers_demand_electricity_non_energetic | Electricity | EU | Energy demand | 0 | not_included_in_FEC
SE | TYNDP2026 | NT | 2030 | TWh | 143 | Sub_sector | Industry | Fertilizers | Industry (fertilizers, non-energetic) | Non-energetic | industry_fertilizers_demand_hydrogen_non_energetic | Hydrogen | EU | Energy demand | 0 | not_included_in_FEC
SE | TYNDP2026 | NT | 2030 | TWh | 144 | Sub_sector | Industry | Fertilizers | Industry (fertilizers, non-energetic) | Non-energetic | industry_fertilizers_demand_methane_non_energetic | Methane | EU | Energy demand | 0 | not_included_in_FEC
SE | TYNDP2026 | NT | 2030 | TWh | 145 | Sub_sector | Industry | Fertilizers | Industry (fertilizers, non-energetic) | Non-energetic | industry_fertilizers_demand_heat_non_energetic | Heat | EU | Energy demand | 0 | not_included_in_FEC
SE | TYNDP2026 | NT | 2030 | TWh | 146 | Sub_sector | Industry | Fertilizers | Industry (fertilizers, non-energetic) | Non-energetic | industry_fertilizers_demand_biomass_non_energetic | Biomass | EU | Energy demand | 0 | not_included_in_FEC
SE | TYNDP2026 | NT | 2030 | TWh | 147 | Sub_sector | Industry | Fertilizers | Industry (fertilizers, non-energetic) | Non-energetic | industry_fertilizers_demand_coal_non_energetic | Solids | EU | Energy demand | 0 | not_included_in_FEC
SE | TYNDP2026 | NT | 2030 | TWh | 148 | Sub_sector | Industry | Fertilizers | Industry (fertilizers, non-energetic) | Non-energetic | industry_fertilizers_demand_oil_non_energetic | Liquids | EU | Energy demand | 0 | not_included_in_FEC
SE | TYNDP2026 | NT | 2030 | TWh | 149 | Sub_sector | Industry | Fertilizers | Industry (fertilizers, non-energetic) | Non-energetic | industry_fertilizers_demand_others_non_energetic | Others | EU | Energy demand | 0 | not_included_in_FEC
SE | TYNDP2026 | NT | 2030 | TWh | 150 | Sub_sector | Industry | Fertilizers | Industry (fertilizers, non-energetic) | Non-energetic | industry_fertilizers_demand_ammonia_non_energetic | Ammonia | EU | Energy demand | 0 | not_included_in_FEC
SE | TYNDP2026 | NT | 2030 | TWh | 152 | Sub_sector | Industry | Food | Industry (food) | Energetic | industry_food_demand_electricity_energetic | Electricity | EU | Energy demand | 2.6792 | FEC
SE | TYNDP2026 | NT | 2030 | TWh | 153 | Sub_sector | Industry | Food | Industry (food) | Energetic | industry_food_demand_hydrogen_energetic | Hydrogen | EU | Energy demand | 0 | FEC
SE | TYNDP2026 | NT | 2030 | TWh | 154 | Sub_sector | Industry | Food | Industry (food) | Energetic | industry_food_demand_methane_energetic | Methane | EU | Energy demand | 0.7088 | FEC
SE | TYNDP2026 | NT | 2030 | TWh | 155 | Sub_sector | Industry | Food | Industry (food) | Energetic | industry_food_demand_heat_energetic | Heat | EU | Energy demand | 0 | FEC
SE | TYNDP2026 | NT | 2030 | TWh | 156 | Sub_sector | Industry | Food | Industry (food) | Energetic | industry_food_demand_biomass_energetic | Biomass | EU | Energy demand | 0 | FEC
SE | TYNDP2026 | NT | 2030 | TWh | 157 | Sub_sector | Industry | Food | Industry (food) | Energetic | industry_food_demand_coal_energetic | Solids | EU | Energy demand | 0 | FEC
SE | TYNDP2026 | NT | 2030 | TWh | 158 | Sub_sector | Industry | Food | Industry (food) | Energetic | industry_food_demand_oil_energetic | Liquids | EU | Energy demand | 0.045211 | FEC
SE | TYNDP2026 | NT | 2030 | TWh | 159 | Sub_sector | Industry | Food | Industry (food) | Energetic | industry_food_demand_others_energetic | Others | EU | Energy demand | 0 | FEC
SE | TYNDP2026 | NT | 2030 | TWh | 160 | Sub_sector | Industry | Food | Industry (food) | Energetic | industry_food_demand_ammonia_energetic | Ammonia | EU | Energy demand | 0 | FEC
SE | TYNDP2026 | NT | 2030 | TWh | 162 | Sub_sector | Industry | Metals | Industry (metal) | Energetic | industry_metal_demand_electricity_energetic | Electricity | EU | Energy demand | 0.89921 | FEC
SE | TYNDP2026 | NT | 2030 | TWh | 163 | Sub_sector | Industry | Metals | Industry (metal) | Energetic | industry_metal_demand_hydrogen_energetic | Hydrogen | EU | Energy demand | 0 | FEC
SE | TYNDP2026 | NT | 2030 | TWh | 164 | Sub_sector | Industry | Metals | Industry (metal) | Energetic | industry_metal_demand_methane_energetic | Methane | EU | Energy demand | 0 | FEC
SE | TYNDP2026 | NT | 2030 | TWh | 165 | Sub_sector | Industry | Metals | Industry (metal) | Energetic | industry_metal_demand_heat_energetic | Heat | EU | Energy demand | 0 | FEC
SE | TYNDP2026 | NT | 2030 | TWh | 166 | Sub_sector | Industry | Metals | Industry (metal) | Energetic | industry_metal_demand_biomass_energetic | Biomass | EU | Energy demand | 0 | FEC
SE | TYNDP2026 | NT | 2030 | TWh | 167 | Sub_sector | Industry | Metals | Industry (metal) | Energetic | industry_metal_demand_coal_energetic | Solids | EU | Energy demand | 0.36215 | FEC
SE | TYNDP2026 | NT | 2030 | TWh | 168 | Sub_sector | Industry | Metals | Industry (metal) | Energetic | industry_metal_demand_oil_energetic | Liquids | EU | Energy demand | 0.41712 | FEC
SE | TYNDP2026 | NT | 2030 | TWh | 169 | Sub_sector | Industry | Metals | Industry (metal) | Energetic | industry_metal_demand_others_energetic | Others | EU | Energy demand | 0 | FEC
SE | TYNDP2026 | NT | 2030 | TWh | 170 | Sub_sector | Industry | Metals | Industry (metal) | Energetic | industry_metal_demand_ammonia_energetic | Ammonia | EU | Energy demand | 0 | FEC
SE | TYNDP2026 | NT | 2030 | TWh | 172 | Sub_sector | Industry | Others | Industry (other, energetic) | Energetic | industry_other_demand_electricity_energetic | Electricity | EU | Energy demand | 20.4542 | FEC
SE | TYNDP2026 | NT | 2030 | TWh | 173 | Sub_sector | Industry | Others | Industry (other, energetic) | Energetic | industry_other_demand_hydrogen_energetic | Hydrogen | EU | Energy demand | 2.7534 | FEC
SE | TYNDP2026 | NT | 2030 | TWh | 174 | Sub_sector | Industry | Others | Industry (other, energetic) | Energetic | industry_other_demand_methane_energetic | Methane | EU | Energy demand | 0 | FEC
SE | TYNDP2026 | NT | 2030 | TWh | 175 | Sub_sector | Industry | Others | Industry (other, energetic) | Energetic | industry_other_demand_heat_energetic | Heat | EU | Energy demand | 0 | FEC
SE | TYNDP2026 | NT | 2030 | TWh | 176 | Sub_sector | Industry | Others | Industry (other, energetic) | Energetic | industry_other_demand_biomass_energetic | Biomass | EU | Energy demand | 52.7088 | FEC
SE | TYNDP2026 | NT | 2030 | TWh | 177 | Sub_sector | Industry | Others | Industry (other, energetic) | Energetic | industry_other_demand_coal_energetic | Solids | EU | Energy demand | 1.5734 | FEC
SE | TYNDP2026 | NT | 2030 | TWh | 178 | Sub_sector | Industry | Others | Industry (other, energetic) | Energetic | industry_other_demand_oil_energetic | Liquids | EU | Energy demand | 1.18 | FEC
SE | TYNDP2026 | NT | 2030 | TWh | 179 | Sub_sector | Industry | Others | Industry (other, energetic) | Energetic | industry_other_demand_others_energetic | Others | EU | Energy demand | 0 | FEC
SE | TYNDP2026 | NT | 2030 | TWh | 180 | Sub_sector | Industry | Others | Industry (other, energetic) | Energetic | industry_other_demand_ammonia_energetic | Ammonia | EU | Energy demand | 0 | FEC
SE | TYNDP2026 | NT | 2030 | TWh | 182 | Sub_sector | Industry | Others | Industry (other, non-energetic) | Non-energetic | industry_other_demand_electricity_non_energetic | Electricity | EU | Energy demand | 0 | not_included_in_FEC
SE | TYNDP2026 | NT | 2030 | TWh | 183 | Sub_sector | Industry | Others | Industry (other, non-energetic) | Non-energetic | industry_other_demand_hydrogen_non_energetic | Hydrogen | EU | Energy demand | 8.0093 | not_included_in_FEC
SE | TYNDP2026 | NT | 2030 | TWh | 184 | Sub_sector | Industry | Others | Industry (other, non-energetic) | Non-energetic | industry_other_demand_methane_non_energetic | Methane | EU | Energy demand | 0 | not_included_in_FEC
SE | TYNDP2026 | NT | 2030 | TWh | 185 | Sub_sector | Industry | Others | Industry (other, non-energetic) | Non-energetic | industry_other_demand_heat_non_energetic | Heat | EU | Energy demand | 0 | not_included_in_FEC
SE | TYNDP2026 | NT | 2030 | TWh | 186 | Sub_sector | Industry | Others | Industry (other, non-energetic) | Non-energetic | industry_other_demand_biomass_non_energetic | Biomass | EU | Energy demand | 0 | not_included_in_FEC
SE | TYNDP2026 | NT | 2030 | TWh | 187 | Sub_sector | Industry | Others | Industry (other, non-energetic) | Non-energetic | industry_other_demand_coal_non_energetic | Solids | EU | Energy demand | 0 | not_included_in_FEC
SE | TYNDP2026 | NT | 2030 | TWh | 188 | Sub_sector | Industry | Others | Industry (other, non-energetic) | Non-energetic | industry_other_demand_oil_non_energetic | Liquids | EU | Energy demand | 0 | not_included_in_FEC
SE | TYNDP2026 | NT | 2030 | TWh | 189 | Sub_sector | Industry | Others | Industry (other, non-energetic) | Non-energetic | industry_other_demand_others_non_energetic | Others | EU | Energy demand | 0 | not_included_in_FEC
SE | TYNDP2026 | NT | 2030 | TWh | 190 | Sub_sector | Industry | Others | Industry (other, non-energetic) | Non-energetic | industry_other_demand_ammonia_non_energetic | Ammonia | EU | Energy demand | 0 | not_included_in_FEC
SE | TYNDP2026 | NT | 2030 | TWh | 192 | Sub_sector | Industry | Paper | Industry (paper) | Energetic | industry_paper_demand_electricity_energetic | Electricity | EU | Energy demand | 30.6568 | FEC
SE | TYNDP2026 | NT | 2030 | TWh | 193 | Sub_sector | Industry | Paper | Industry (paper) | Energetic | industry_paper_demand_hydrogen_energetic | Hydrogen | EU | Energy demand | 1.2685 | FEC
SE | TYNDP2026 | NT | 2030 | TWh | 194 | Sub_sector | Industry | Paper | Industry (paper) | Energetic | industry_paper_demand_methane_energetic | Methane | EU | Energy demand | 5.346 | FEC
SE | TYNDP2026 | NT | 2030 | TWh | 195 | Sub_sector | Industry | Paper | Industry (paper) | Energetic | industry_paper_demand_heat_energetic | Heat | EU | Energy demand | 0 | FEC
SE | TYNDP2026 | NT | 2030 | TWh | 196 | Sub_sector | Industry | Paper | Industry (paper) | Energetic | industry_paper_demand_biomass_energetic | Biomass | EU | Energy demand | 12.1304 | FEC
SE | TYNDP2026 | NT | 2030 | TWh | 197 | Sub_sector | Industry | Paper | Industry (paper) | Energetic | industry_paper_demand_coal_energetic | Solids | EU | Energy demand | 1.631 | FEC
SE | TYNDP2026 | NT | 2030 | TWh | 198 | Sub_sector | Industry | Paper | Industry (paper) | Energetic | industry_paper_demand_oil_energetic | Liquids | EU | Energy demand | 2.7511 | FEC
SE | TYNDP2026 | NT | 2030 | TWh | 199 | Sub_sector | Industry | Paper | Industry (paper) | Energetic | industry_paper_demand_others_energetic | Others | EU | Energy demand | 0 | FEC
SE | TYNDP2026 | NT | 2030 | TWh | 200 | Sub_sector | Industry | Paper | Industry (paper) | Energetic | industry_paper_demand_ammonia_energetic | Ammonia | EU | Energy demand | 0 | FEC
SE | TYNDP2026 | NT | 2030 | TWh | 202 | Sub_sector | Industry | Refineries | Industry (refineries, energetic) | Energetic | industry_refinery_demand_electricity_energetic | Electricity | EU | Energy demand | 0.58411 | not_included_in_FEC
SE | TYNDP2026 | NT | 2030 | TWh | 203 | Sub_sector | Industry | Refineries | Industry (refineries, energetic) | Energetic | industry_refinery_demand_hydrogen_energetic | Hydrogen | EU | Energy demand | 0 | not_included_in_FEC
SE | TYNDP2026 | NT | 2030 | TWh | 204 | Sub_sector | Industry | Refineries | Industry (refineries, energetic) | Energetic | industry_refinery_demand_methane_energetic | Methane | EU | Energy demand | 0.22801 | not_included_in_FEC
SE | TYNDP2026 | NT | 2030 | TWh | 205 | Sub_sector | Industry | Refineries | Industry (refineries, energetic) | Energetic | industry_refinery_demand_heat_energetic | Heat | EU | Energy demand | 0 | not_included_in_FEC
SE | TYNDP2026 | NT | 2030 | TWh | 206 | Sub_sector | Industry | Refineries | Industry (refineries, energetic) | Energetic | industry_refinery_demand_biomass_energetic | Biomass | EU | Energy demand | 0 | not_included_in_FEC
SE | TYNDP2026 | NT | 2030 | TWh | 207 | Sub_sector | Industry | Refineries | Industry (refineries, energetic) | Energetic | industry_refinery_demand_coal_energetic | Solids | EU | Energy demand | 0 | not_included_in_FEC
SE | TYNDP2026 | NT | 2030 | TWh | 208 | Sub_sector | Industry | Refineries | Industry (refineries, energetic) | Energetic | industry_refinery_demand_oil_energetic | Liquids | EU | Energy demand | 1.915 | not_included_in_FEC
SE | TYNDP2026 | NT | 2030 | TWh | 209 | Sub_sector | Industry | Refineries | Industry (refineries, energetic) | Energetic | industry_refinery_demand_others_energetic | Others | EU | Energy demand | 0 | not_included_in_FEC
SE | TYNDP2026 | NT | 2030 | TWh | 210 | Sub_sector | Industry | Refineries | Industry (refineries, energetic) | Energetic | industry_refinery_demand_ammonia_energetic | Ammonia | EU | Energy demand | 0 | not_included_in_FEC
SE | TYNDP2026 | NT | 2030 | TWh | 212 | Sub_sector | Industry | Refineries | Industry (refineries, non-energetic) | Non-energetic | industry_refinery_demand_electricity_non_energetic | Electricity | EU | Energy demand | 0 | not_included_in_FEC
SE | TYNDP2026 | NT | 2030 | TWh | 213 | Sub_sector | Industry | Refineries | Industry (refineries, non-energetic) | Non-energetic | industry_refinery_demand_hydrogen_non_energetic | Hydrogen | EU | Energy demand | 0 | not_included_in_FEC
SE | TYNDP2026 | NT | 2030 | TWh | 214 | Sub_sector | Industry | Refineries | Industry (refineries, non-energetic) | Non-energetic | industry_refinery_demand_methane_non_energetic | Methane | EU | Energy demand | 0 | not_included_in_FEC
SE | TYNDP2026 | NT | 2030 | TWh | 215 | Sub_sector | Industry | Refineries | Industry (refineries, non-energetic) | Non-energetic | industry_refinery_demand_heat_non_energetic | Heat | EU | Energy demand | 0 | not_included_in_FEC
SE | TYNDP2026 | NT | 2030 | TWh | 216 | Sub_sector | Industry | Refineries | Industry (refineries, non-energetic) | Non-energetic | industry_refinery_demand_biomass_non_energetic | Biomass | EU | Energy demand | 0 | not_included_in_FEC
SE | TYNDP2026 | NT | 2030 | TWh | 217 | Sub_sector | Industry | Refineries | Industry (refineries, non-energetic) | Non-energetic | industry_refinery_demand_coal_non_energetic | Solids | EU | Energy demand | 0 | not_included_in_FEC
SE | TYNDP2026 | NT | 2030 | TWh | 218 | Sub_sector | Industry | Refineries | Industry (refineries, non-energetic) | Non-energetic | industry_refinery_demand_oil_non_energetic | Liquids | EU | Energy demand | 0 | not_included_in_FEC
SE | TYNDP2026 | NT | 2030 | TWh | 219 | Sub_sector | Industry | Refineries | Industry (refineries, non-energetic) | Non-energetic | industry_refinery_demand_others_non_energetic | Others | EU | Energy demand | 0 | not_included_in_FEC
SE | TYNDP2026 | NT | 2030 | TWh | 220 | Sub_sector | Industry | Refineries | Industry (refineries, non-energetic) | Non-energetic | industry_refinery_demand_ammonia_non_energetic | Ammonia | EU | Energy demand | 0 | not_included_in_FEC
SE | TYNDP2026 | NT | 2030 | TWh | 222 | Sub_sector | Industry | Steel | Industry (steel) | Energetic | industry_steel_demand_electricity_energetic | Electricity | EU | Energy demand | 4.6503 | FEC
SE | TYNDP2026 | NT | 2030 | TWh | 223 | Sub_sector | Industry | Steel | Industry (steel) | Energetic | industry_steel_demand_hydrogen_energetic | Hydrogen | EU | Energy demand | 1.3693 | FEC
SE | TYNDP2026 | NT | 2030 | TWh | 224 | Sub_sector | Industry | Steel | Industry (steel) | Energetic | industry_steel_demand_methane_energetic | Methane | EU | Energy demand | 1.518 | FEC
SE | TYNDP2026 | NT | 2030 | TWh | 225 | Sub_sector | Industry | Steel | Industry (steel) | Energetic | industry_steel_demand_heat_energetic | Heat | EU | Energy demand | 0 | FEC
SE | TYNDP2026 | NT | 2030 | TWh | 226 | Sub_sector | Industry | Steel | Industry (steel) | Energetic | industry_steel_demand_biomass_energetic | Biomass | EU | Energy demand | 0 | FEC
SE | TYNDP2026 | NT | 2030 | TWh | 227 | Sub_sector | Industry | Steel | Industry (steel) | Energetic | industry_steel_demand_coal_energetic | Solids | EU | Energy demand | 3.2745 | FEC
SE | TYNDP2026 | NT | 2030 | TWh | 228 | Sub_sector | Industry | Steel | Industry (steel) | Energetic | industry_steel_demand_oil_energetic | Liquids | EU | Energy demand | 1.7519 | FEC
SE | TYNDP2026 | NT | 2030 | TWh | 229 | Sub_sector | Industry | Steel | Industry (steel) | Energetic | industry_steel_demand_others_energetic | Others | EU | Energy demand | 0 | FEC
SE | TYNDP2026 | NT | 2030 | TWh | 230 | Sub_sector | Industry | Steel | Industry (steel) | Energetic | industry_steel_demand_ammonia_energetic | Ammonia | EU | Energy demand | 0 | FEC
SE | TYNDP2026 | NT | 2030 | TWh | 232 | Sub_sector | Transport | Cars | Transport (cars) | Energetic | transport_cars_final_demand_electricity | Electricity | EU | Energy demand | 8.2129 | FEC
SE | TYNDP2026 | NT | 2030 | TWh | 233 | Sub_sector | Transport | Cars | Transport (cars) | Energetic | transport_cars_final_demand_hydrogen | Hydrogen | EU | Energy demand | 3.4925 | FEC
SE | TYNDP2026 | NT | 2030 | TWh | 234 | Sub_sector | Transport | Cars | Transport (cars) | Energetic | transport_cars_final_demand_methane | Methane | EU | Energy demand | 0 | FEC
SE | TYNDP2026 | NT | 2030 | TWh | 235 | Sub_sector | Transport | Cars | Transport (cars) | Energetic | transport_cars_final_demand_heat | Heat | EU | Energy demand | 0 | FEC
SE | TYNDP2026 | NT | 2030 | TWh | 236 | Sub_sector | Transport | Cars | Transport (cars) | Energetic | transport_cars_final_demand_biomass | Biomass | EU | Energy demand | 0 | FEC
SE | TYNDP2026 | NT | 2030 | TWh | 237 | Sub_sector | Transport | Cars | Transport (cars) | Energetic | transport_cars_final_demand_coal | Solids | EU | Energy demand | 0 | FEC
SE | TYNDP2026 | NT | 2030 | TWh | 238 | Sub_sector | Transport | Cars | Transport (cars) | Energetic | transport_cars_final_demand_oil | Liquids | EU | Energy demand | 0 | FEC
SE | TYNDP2026 | NT | 2030 | TWh | 239 | Sub_sector | Transport | Cars | Transport (cars) | Energetic | transport_cars_final_demand_other | Others | EU | Energy demand | 0 | FEC
SE | TYNDP2026 | NT | 2030 | TWh | 240 | Sub_sector | Transport | Cars | Transport (cars) | Energetic | transport_cars_final_demand_ammonia | Ammonia | EU | Energy demand | 0 | FEC
SE | TYNDP2026 | NT | 2030 | TWh | 242 | Sub_sector | Transport | Busses | Transport (busses) | Energetic | transport_busses_final_demand_electricity | Electricity | EU | Energy demand | 0.026477 | FEC
SE | TYNDP2026 | NT | 2030 | TWh | 243 | Sub_sector | Transport | Busses | Transport (busses) | Energetic | transport_busses_final_demand_hydrogen | Hydrogen | EU | Energy demand | 0.042051 | FEC
SE | TYNDP2026 | NT | 2030 | TWh | 244 | Sub_sector | Transport | Busses | Transport (busses) | Energetic | transport_busses_final_demand_methane | Methane | EU | Energy demand | 0.08851 | FEC
SE | TYNDP2026 | NT | 2030 | TWh | 245 | Sub_sector | Transport | Busses | Transport (busses) | Energetic | transport_busses_final_demand_heat | Heat | EU | Energy demand | 0 | FEC
SE | TYNDP2026 | NT | 2030 | TWh | 246 | Sub_sector | Transport | Busses | Transport (busses) | Energetic | transport_busses_final_demand_biomass | Biomass | EU | Energy demand | 0 | FEC
SE | TYNDP2026 | NT | 2030 | TWh | 247 | Sub_sector | Transport | Busses | Transport (busses) | Energetic | transport_busses_final_demand_coal | Solids | EU | Energy demand | 0 | FEC
SE | TYNDP2026 | NT | 2030 | TWh | 248 | Sub_sector | Transport | Busses | Transport (busses) | Energetic | transport_busses_final_demand_oil | Liquids | EU | Energy demand | 1.1836 | FEC
SE | TYNDP2026 | NT | 2030 | TWh | 249 | Sub_sector | Transport | Busses | Transport (busses) | Energetic | transport_busses_final_demand_other | Others | EU | Energy demand | 0 | FEC
SE | TYNDP2026 | NT | 2030 | TWh | 250 | Sub_sector | Transport | Busses | Transport (busses) | Energetic | transport_busses_final_demand_ammonia | Ammonia | EU | Energy demand | 0 | FEC
SE | TYNDP2026 | NT | 2030 | TWh | 252 | Sub_sector | Transport | Trucks | Transport (trucks) | Energetic | transport_trucks_final_demand_electricity | Electricity | EU | Energy demand | 0.072524 | FEC
SE | TYNDP2026 | NT | 2030 | TWh | 253 | Sub_sector | Transport | Trucks | Transport (trucks) | Energetic | transport_trucks_final_demand_hydrogen | Hydrogen | EU | Energy demand | 0.50387 | FEC
SE | TYNDP2026 | NT | 2030 | TWh | 254 | Sub_sector | Transport | Trucks | Transport (trucks) | Energetic | transport_trucks_final_demand_methane | Methane | EU | Energy demand | 1.2056 | FEC
SE | TYNDP2026 | NT | 2030 | TWh | 255 | Sub_sector | Transport | Trucks | Transport (trucks) | Energetic | transport_trucks_final_demand_heat | Heat | EU | Energy demand | 0 | FEC
SE | TYNDP2026 | NT | 2030 | TWh | 256 | Sub_sector | Transport | Trucks | Transport (trucks) | Energetic | transport_trucks_final_demand_biomass | Biomass | EU | Energy demand | 0 | FEC
SE | TYNDP2026 | NT | 2030 | TWh | 257 | Sub_sector | Transport | Trucks | Transport (trucks) | Energetic | transport_trucks_final_demand_coal | Solids | EU | Energy demand | 0 | FEC
SE | TYNDP2026 | NT | 2030 | TWh | 258 | Sub_sector | Transport | Trucks | Transport (trucks) | Energetic | transport_trucks_final_demand_oil | Liquids | EU | Energy demand | 15.1996 | FEC
SE | TYNDP2026 | NT | 2030 | TWh | 259 | Sub_sector | Transport | Trucks | Transport (trucks) | Energetic | transport_trucks_final_demand_other | Others | EU | Energy demand | 0 | FEC
SE | TYNDP2026 | NT | 2030 | TWh | 260 | Sub_sector | Transport | Trucks | Transport (trucks) | Energetic | transport_trucks_final_demand_ammonia | Ammonia | EU | Energy demand | 0 | FEC
SE | TYNDP2026 | NT | 2030 | TWh | 262 | Sub_sector | Transport | Vans | Transport (vans) | Energetic | transport_vans_final_demand_electricity | Electricity | EU | Energy demand | 0.8798 | FEC
SE | TYNDP2026 | NT | 2030 | TWh | 263 | Sub_sector | Transport | Vans | Transport (vans) | Energetic | transport_vans_final_demand_hydrogen | Hydrogen | EU | Energy demand | 0.37973 | FEC
SE | TYNDP2026 | NT | 2030 | TWh | 264 | Sub_sector | Transport | Vans | Transport (vans) | Energetic | transport_vans_final_demand_methane | Methane | EU | Energy demand | 0.34209 | FEC
SE | TYNDP2026 | NT | 2030 | TWh | 265 | Sub_sector | Transport | Vans | Transport (vans) | Energetic | transport_vans_final_demand_heat | Heat | EU | Energy demand | 0 | FEC
SE | TYNDP2026 | NT | 2030 | TWh | 266 | Sub_sector | Transport | Vans | Transport (vans) | Energetic | transport_vans_final_demand_biomass | Biomass | EU | Energy demand | 0 | FEC
SE | TYNDP2026 | NT | 2030 | TWh | 267 | Sub_sector | Transport | Vans | Transport (vans) | Energetic | transport_vans_final_demand_coal | Solids | EU | Energy demand | 0 | FEC
SE | TYNDP2026 | NT | 2030 | TWh | 268 | Sub_sector | Transport | Vans | Transport (vans) | Energetic | transport_vans_final_demand_oil | Liquids | EU | Energy demand | 15.1982 | FEC
SE | TYNDP2026 | NT | 2030 | TWh | 269 | Sub_sector | Transport | Vans | Transport (vans) | Energetic | transport_vans_final_demand_other | Others | EU | Energy demand | 0 | FEC
SE | TYNDP2026 | NT | 2030 | TWh | 270 | Sub_sector | Transport | Vans | Transport (vans) | Energetic | transport_vans_final_demand_ammonia | Ammonia | EU | Energy demand | 0 | FEC
SE | TYNDP2026 | NT | 2030 | TWh | 272 | Sub_sector | Transport | Freight trains | Transport (trains) | Energetic | transport_trains_final_demand_electricity | Electricity | EU | Energy demand | 1.8725 | FEC
SE | TYNDP2026 | NT | 2030 | TWh | 273 | Sub_sector | Transport | Freight trains | Transport (trains) | Energetic | transport_trains_final_demand_hydrogen | Hydrogen | EU | Energy demand | 0.17318 | FEC
SE | TYNDP2026 | NT | 2030 | TWh | 274 | Sub_sector | Transport | Freight trains | Transport (trains) | Energetic | transport_trains_final_demand_methane | Methane | EU | Energy demand | 0 | FEC
SE | TYNDP2026 | NT | 2030 | TWh | 275 | Sub_sector | Transport | Freight trains | Transport (trains) | Energetic | transport_trains_final_demand_heat | Heat | EU | Energy demand | 0 | FEC
SE | TYNDP2026 | NT | 2030 | TWh | 276 | Sub_sector | Transport | Freight trains | Transport (trains) | Energetic | transport_trains_final_demand_biomass | Biomass | EU | Energy demand | 0 | FEC
SE | TYNDP2026 | NT | 2030 | TWh | 277 | Sub_sector | Transport | Freight trains | Transport (trains) | Energetic | transport_trains_final_demand_coal | Solids | EU | Energy demand | 0 | FEC
SE | TYNDP2026 | NT | 2030 | TWh | 278 | Sub_sector | Transport | Freight trains | Transport (trains) | Energetic | transport_trains_final_demand_oil | Liquids | EU | Energy demand | 0.59708 | FEC
SE | TYNDP2026 | NT | 2030 | TWh | 279 | Sub_sector | Transport | Freight trains | Transport (trains) | Energetic | transport_trains_final_demand_other | Others | EU | Energy demand | 0 | FEC
SE | TYNDP2026 | NT | 2030 | TWh | 280 | Sub_sector | Transport | Freight trains | Transport (trains) | Energetic | transport_trains_final_demand_ammonia | Ammonia | EU | Energy demand | 0 | FEC
SE | TYNDP2026 | NT | 2030 | TWh | 282 | Sub_sector | Transport | Ships | Transport (ships) | Energetic | transport_ships_final_demand_electricity | Electricity | EU | Energy demand | 0 | FEC
SE | TYNDP2026 | NT | 2030 | TWh | 283 | Sub_sector | Transport | Ships | Transport (ships) | Energetic | transport_ships_final_demand_hydrogen | Hydrogen | EU | Energy demand | 0.002438 | FEC
SE | TYNDP2026 | NT | 2030 | TWh | 284 | Sub_sector | Transport | Ships | Transport (ships) | Energetic | transport_ships_final_demand_methane | Methane | EU | Energy demand | 0.081847 | FEC
SE | TYNDP2026 | NT | 2030 | TWh | 285 | Sub_sector | Transport | Ships | Transport (ships) | Energetic | transport_ships_final_demand_heat | Heat | EU | Energy demand | 0 | FEC
SE | TYNDP2026 | NT | 2030 | TWh | 286 | Sub_sector | Transport | Ships | Transport (ships) | Energetic | transport_ships_final_demand_biomass | Biomass | EU | Energy demand | 0 | FEC
SE | TYNDP2026 | NT | 2030 | TWh | 287 | Sub_sector | Transport | Ships | Transport (ships) | Energetic | transport_ships_final_demand_coal | Solids | EU | Energy demand | 0 | FEC
SE | TYNDP2026 | NT | 2030 | TWh | 288 | Sub_sector | Transport | Ships | Transport (ships) | Energetic | transport_ships_final_demand_oil | Liquids | EU | Energy demand | 0.26383 | FEC
SE | TYNDP2026 | NT | 2030 | TWh | 289 | Sub_sector | Transport | Ships | Transport (ships) | Energetic | transport_ships_final_demand_other | Others | EU | Energy demand | 0 | FEC
SE | TYNDP2026 | NT | 2030 | TWh | 290 | Sub_sector | Transport | Ships | Transport (ships) | Energetic | transport_ships_final_demand_ammonia | Ammonia | EU | Energy demand | 0 | FEC
SE | TYNDP2026 | NT | 2030 | TWh | 292 | Sub_sector | Transport | Planes | Transport (planes) | Energetic | transport_planes_final_demand_electricity | Electricity | EU | Energy demand | 0.0091146 | FEC
SE | TYNDP2026 | NT | 2030 | TWh | 293 | Sub_sector | Transport | Planes | Transport (planes) | Energetic | transport_planes_final_demand_hydrogen | Hydrogen | EU | Energy demand | 0.0087267 | FEC
SE | TYNDP2026 | NT | 2030 | TWh | 294 | Sub_sector | Transport | Planes | Transport (planes) | Energetic | transport_planes_final_demand_methane | Methane | EU | Energy demand | 0 | FEC
SE | TYNDP2026 | NT | 2030 | TWh | 295 | Sub_sector | Transport | Planes | Transport (planes) | Energetic | transport_planes_final_demand_heat | Heat | EU | Energy demand | 0 | FEC
SE | TYNDP2026 | NT | 2030 | TWh | 296 | Sub_sector | Transport | Planes | Transport (planes) | Energetic | transport_planes_final_demand_biomass | Biomass | EU | Energy demand | 0 | FEC
SE | TYNDP2026 | NT | 2030 | TWh | 297 | Sub_sector | Transport | Planes | Transport (planes) | Energetic | transport_planes_final_demand_coal | Solids | EU | Energy demand | 0 | FEC
SE | TYNDP2026 | NT | 2030 | TWh | 298 | Sub_sector | Transport | Planes | Transport (planes) | Energetic | transport_planes_final_demand_oil | Liquids | EU | Energy demand | 0.49435 | FEC
SE | TYNDP2026 | NT | 2030 | TWh | 299 | Sub_sector | Transport | Planes | Transport (planes) | Energetic | transport_planes_final_demand_other | Others | EU | Energy demand | 0 | FEC
SE | TYNDP2026 | NT | 2030 | TWh | 300 | Sub_sector | Transport | Planes | Transport (planes) | Energetic | transport_planes_final_demand_ammonia | Ammonia | EU | Energy demand | 0 | FEC
SE | TYNDP2026 | NT | 2030 | TWh | 302 | Sub_sector | Transport | Others | Transport (others) | Energetic | transport_other_final_demand_electricity | Electricity | EU | Energy demand | 0.0016719 | FEC
SE | TYNDP2026 | NT | 2030 | TWh | 303 | Sub_sector | Transport | Others | Transport (others) | Energetic | transport_other_final_demand_hydrogen | Hydrogen | EU | Energy demand | 0 | FEC
SE | TYNDP2026 | NT | 2030 | TWh | 304 | Sub_sector | Transport | Others | Transport (others) | Energetic | transport_other_final_demand_methane | Methane | EU | Energy demand | 0 | FEC
SE | TYNDP2026 | NT | 2030 | TWh | 305 | Sub_sector | Transport | Others | Transport (others) | Energetic | transport_other_final_demand_heat | Heat | EU | Energy demand | 0 | FEC
SE | TYNDP2026 | NT | 2030 | TWh | 306 | Sub_sector | Transport | Others | Transport (others) | Energetic | transport_other_final_demand_biomass | Biomass | EU | Energy demand | 0 | FEC
SE | TYNDP2026 | NT | 2030 | TWh | 307 | Sub_sector | Transport | Others | Transport (others) | Energetic | transport_other_final_demand_coal | Solids | EU | Energy demand | 0 | FEC
SE | TYNDP2026 | NT | 2030 | TWh | 308 | Sub_sector | Transport | Others | Transport (others) | Energetic | transport_other_final_demand_oil | Liquids | EU | Energy demand | 0.22458 | FEC
SE | TYNDP2026 | NT | 2030 | TWh | 309 | Sub_sector | Transport | Others | Transport (others) | Energetic | transport_other_final_demand_other | Others | EU | Energy demand | 0 | FEC
SE | TYNDP2026 | NT | 2030 | TWh | 310 | Sub_sector | Transport | Others | Transport (others) | Energetic | transport_other_final_demand_ammonia | Ammonia | EU | Energy demand | 0 | FEC
SE | TYNDP2026 | NT | 2030 | TWh | 312 | Sub_sector | International transport | International aviation | Transport (int. aviation) | Energetic | transport_int_aviation_final_demand_electricity | Electricity | EU | Energy demand | 0 | FEC
SE | TYNDP2026 | NT | 2030 | TWh | 313 | Sub_sector | International transport | International aviation | Transport (int. aviation) | Energetic | transport_int_aviation_final_demand_hydrogen | Hydrogen | EU | Energy demand | 0 | FEC
SE | TYNDP2026 | NT | 2030 | TWh | 314 | Sub_sector | International transport | International aviation | Transport (int. aviation) | Energetic | transport_int_aviation_final_demand_methane | Methane | EU | Energy demand | 0 | FEC
SE | TYNDP2026 | NT | 2030 | TWh | 315 | Sub_sector | International transport | International aviation | Transport (int. aviation) | Energetic | transport_int_aviation_final_demand_heat | Heat | EU | Energy demand | 0 | FEC
SE | TYNDP2026 | NT | 2030 | TWh | 316 | Sub_sector | International transport | International aviation | Transport (int. aviation) | Energetic | transport_int_aviation_final_demand_biofuels | Biomass | EU | Energy demand | 0 | FEC
SE | TYNDP2026 | NT | 2030 | TWh | 317 | Sub_sector | International transport | International aviation | Transport (int. aviation) | Energetic | transport_int_aviation_final_demand_coal | Solids | EU | Energy demand | 0 | FEC
SE | TYNDP2026 | NT | 2030 | TWh | 318 | Sub_sector | International transport | International aviation | Transport (int. aviation) | Energetic | transport_int_aviation_final_demand_oil | Liquids | EU | Energy demand | 10.4036 | FEC
SE | TYNDP2026 | NT | 2030 | TWh | 319 | Sub_sector | International transport | International aviation | Transport (int. aviation) | Energetic | transport_int_aviation_final_demand_other | Others | EU | Energy demand | 0 | FEC
SE | TYNDP2026 | NT | 2030 | TWh | 320 | Sub_sector | International transport | International aviation | Transport (int. aviation) | Energetic | transport_int_aviation_final_demand_ammonia | Ammonia | EU | Energy demand | 0 | FEC
SE | TYNDP2026 | NT | 2030 | TWh | 322 | Sub_sector | International transport | International shipping | Transport (int. shipping) | Energetic | transport_int_shipping_final_demand_electricity | Electricity | EU | Energy demand | 0 | not_included_in_FEC
SE | TYNDP2026 | NT | 2030 | TWh | 323 | Sub_sector | International transport | International shipping | Transport (int. shipping) | Energetic | transport_int_shipping_final_demand_hydrogen | Hydrogen | EU | Energy demand | 0.30167 | not_included_in_FEC
SE | TYNDP2026 | NT | 2030 | TWh | 324 | Sub_sector | International transport | International shipping | Transport (int. shipping) | Energetic | transport_int_shipping_final_demand_methane | Methane | EU | Energy demand | 4.2164 | not_included_in_FEC
SE | TYNDP2026 | NT | 2030 | TWh | 325 | Sub_sector | International transport | International shipping | Transport (int. shipping) | Energetic | transport_int_shipping_final_demand_heat | Heat | EU | Energy demand | 0 | not_included_in_FEC
SE | TYNDP2026 | NT | 2030 | TWh | 326 | Sub_sector | International transport | International shipping | Transport (int. shipping) | Energetic | transport_int_shipping_final_demand_biofuels | Biomass | EU | Energy demand | 0 | not_included_in_FEC
SE | TYNDP2026 | NT | 2030 | TWh | 327 | Sub_sector | International transport | International shipping | Transport (int. shipping) | Energetic | transport_int_shipping_final_demand_coal | Solids | EU | Energy demand | 0 | not_included_in_FEC
SE | TYNDP2026 | NT | 2030 | TWh | 328 | Sub_sector | International transport | International shipping | Transport (int. shipping) | Energetic | transport_int_shipping_final_demand_oil | Liquids | EU | Energy demand | 16.7589 | not_included_in_FEC
SE | TYNDP2026 | NT | 2030 | TWh | 329 | Sub_sector | International transport | International shipping | Transport (int. shipping) | Energetic | transport_int_shipping_final_demand_other | Others | EU | Energy demand | 0 | not_included_in_FEC
SE | TYNDP2026 | NT | 2030 | TWh | 330 | Sub_sector | International transport | International shipping | Transport (int. shipping) | Energetic | transport_int_shipping_final_demand_ammonia | Ammonia | EU | Energy demand | 0 | not_included_in_FEC
SE | TYNDP2026 | NT | 2030 | TWh | 332 | Sub_sector | Households | Space heating | Households (heating) | Energetic | households_heating_final_demand_electricity | Electricity | EU | Energy demand | 21.4385 | FEC
SE | TYNDP2026 | NT | 2030 | TWh | 333 | Sub_sector | Households | Space heating | Households (heating) | Energetic | households_heating_final_demand_hydrogen | Hydrogen | EU | Energy demand | 0 | FEC
SE | TYNDP2026 | NT | 2030 | TWh | 334 | Sub_sector | Households | Space heating | Households (heating) | Energetic | households_heating_final_demand_methane | Methane | EU | Energy demand | 0 | FEC
SE | TYNDP2026 | NT | 2030 | TWh | 335 | Sub_sector | Households | Space heating | Households (heating) | Energetic | households_heating_final_demand_heat | Heat | EU | Energy demand | 0 | FEC
SE | TYNDP2026 | NT | 2030 | TWh | 336 | Sub_sector | Households | Space heating | Households (heating) | Energetic | households_heating_final_demand_biomass | Biomass | EU | Energy demand | 0 | FEC
SE | TYNDP2026 | NT | 2030 | TWh | 337 | Sub_sector | Households | Space heating | Households (heating) | Energetic | households_heating_final_demand_coal | Solids | EU | Energy demand | 0 | FEC
SE | TYNDP2026 | NT | 2030 | TWh | 338 | Sub_sector | Households | Space heating | Households (heating) | Energetic | households_heating_final_demand_oil | Liquids | EU | Energy demand | 0 | FEC
SE | TYNDP2026 | NT | 2030 | TWh | 339 | Sub_sector | Households | Space heating | Households (heating) | Energetic | households_heating_final_demand_other | Others | EU | Energy demand | 0 | FEC
SE | TYNDP2026 | NT | 2030 | TWh | 340 | Sub_sector | Households | Space heating | Households (heating) | Energetic | households_heating_final_demand_ammonia | Ammonia | EU | Energy demand | 0 | FEC
SE | TYNDP2026 | NT | 2030 | TWh | 343 | Sub_sector | Households | Cooling | Households (cooling) | Energetic | households_cooling_final_demand_electricity | Electricity | EU | Energy demand | 0 | FEC
SE | TYNDP2026 | NT | 2030 | TWh | 344 | Sub_sector | Households | Cooling | Households (cooling) | Energetic | households_cooling_final_demand_hydrogen | Hydrogen | EU | Energy demand | 0 | FEC
SE | TYNDP2026 | NT | 2030 | TWh | 345 | Sub_sector | Households | Cooling | Households (cooling) | Energetic | households_cooling_final_demand_methane | Methane | EU | Energy demand | 0 | FEC
SE | TYNDP2026 | NT | 2030 | TWh | 346 | Sub_sector | Households | Cooling | Households (cooling) | Energetic | households_cooling_final_demand_heat | Heat | EU | Energy demand | 0 | FEC
SE | TYNDP2026 | NT | 2030 | TWh | 347 | Sub_sector | Households | Cooling | Households (cooling) | Energetic | households_cooling_final_demand_biomass | Biomass | EU | Energy demand | 0 | FEC
SE | TYNDP2026 | NT | 2030 | TWh | 348 | Sub_sector | Households | Cooling | Households (cooling) | Energetic | households_cooling_final_demand_coal | Solids | EU | Energy demand | 0 | FEC
SE | TYNDP2026 | NT | 2030 | TWh | 349 | Sub_sector | Households | Cooling | Households (cooling) | Energetic | households_cooling_final_demand_oil | Liquids | EU | Energy demand | 0 | FEC
SE | TYNDP2026 | NT | 2030 | TWh | 350 | Sub_sector | Households | Cooling | Households (cooling) | Energetic | households_cooling_final_demand_other | Others | EU | Energy demand | 0 | FEC
SE | TYNDP2026 | NT | 2030 | TWh | 351 | Sub_sector | Households | Cooling | Households (cooling) | Energetic | households_cooling_final_demand_ammonia | Ammonia | EU | Energy demand | 0 | FEC
SE | TYNDP2026 | NT | 2030 | TWh | 354 | Sub_sector | Households | Hot water | Households (hot water) | Energetic | households_hot_water_final_demand_electricity | Electricity | EU | Energy demand | 4.0093 | FEC
SE | TYNDP2026 | NT | 2030 | TWh | 355 | Sub_sector | Households | Hot water | Households (hot water) | Energetic | households_hot_water_final_demand_hydrogen | Hydrogen | EU | Energy demand | 0 | FEC
SE | TYNDP2026 | NT | 2030 | TWh | 356 | Sub_sector | Households | Hot water | Households (hot water) | Energetic | households_hot_water_final_demand_methane | Methane | EU | Energy demand | 0 | FEC
SE | TYNDP2026 | NT | 2030 | TWh | 357 | Sub_sector | Households | Hot water | Households (hot water) | Energetic | households_hot_water_final_demand_heat | Heat | EU | Energy demand | 0 | FEC
SE | TYNDP2026 | NT | 2030 | TWh | 358 | Sub_sector | Households | Hot water | Households (hot water) | Energetic | households_hot_water_final_demand_biomass | Biomass | EU | Energy demand | 0 | FEC
SE | TYNDP2026 | NT | 2030 | TWh | 359 | Sub_sector | Households | Hot water | Households (hot water) | Energetic | households_hot_water_final_demand_coal | Solids | EU | Energy demand | 0 | FEC
SE | TYNDP2026 | NT | 2030 | TWh | 360 | Sub_sector | Households | Hot water | Households (hot water) | Energetic | households_hot_water_final_demand_oil | Liquids | EU | Energy demand | 0 | FEC
SE | TYNDP2026 | NT | 2030 | TWh | 361 | Sub_sector | Households | Hot water | Households (hot water) | Energetic | households_hot_water_final_demand_other | Others | EU | Energy demand | 0.067575 | FEC
SE | TYNDP2026 | NT | 2030 | TWh | 362 | Sub_sector | Households | Hot water | Households (hot water) | Energetic | households_hot_water_final_demand_ammonia | Ammonia | EU | Energy demand | 0 | FEC
SE | TYNDP2026 | NT | 2030 | TWh | 365 | Sub_sector | Households | Appliances | Households (appliances) | Energetic | households_appliances_final_demand_electricity | Electricity | EU | Energy demand | 20.3527 | FEC
SE | TYNDP2026 | NT | 2030 | TWh | 366 | Sub_sector | Households | Appliances | Households (appliances) | Energetic | households_appliances_final_demand_hydrogen | Hydrogen | EU | Energy demand | 0 | FEC
SE | TYNDP2026 | NT | 2030 | TWh | 367 | Sub_sector | Households | Appliances | Households (appliances) | Energetic | households_appliances_final_demand_methane | Methane | EU | Energy demand | 0.28266 | FEC
SE | TYNDP2026 | NT | 2030 | TWh | 368 | Sub_sector | Households | Appliances | Households (appliances) | Energetic | households_appliances_final_demand_heat | Heat | EU | Energy demand | 0 | FEC
SE | TYNDP2026 | NT | 2030 | TWh | 369 | Sub_sector | Households | Appliances | Households (appliances) | Energetic | households_appliances_final_demand_biomass | Biomass | EU | Energy demand | 0.047809 | FEC
SE | TYNDP2026 | NT | 2030 | TWh | 370 | Sub_sector | Households | Appliances | Households (appliances) | Energetic | households_appliances_final_demand_coal | Solids | EU | Energy demand | 0 | FEC
SE | TYNDP2026 | NT | 2030 | TWh | 371 | Sub_sector | Households | Appliances | Households (appliances) | Energetic | households_appliances_final_demand_oil | Liquids | EU | Energy demand | 0 | FEC
SE | TYNDP2026 | NT | 2030 | TWh | 372 | Sub_sector | Households | Appliances | Households (appliances) | Energetic | households_appliances_final_demand_other | Others | EU | Energy demand | 0 | FEC
SE | TYNDP2026 | NT | 2030 | TWh | 373 | Sub_sector | Households | Appliances | Households (appliances) | Energetic | households_appliances_final_demand_ammonia | Ammonia | EU | Energy demand | 0 | FEC
SE | TYNDP2026 | NT | 2030 | TWh | 375 | Sub_sector | Buildings | Space heating | Buildings (heat) | Energetic | buildings_heat_final_demand_electricity | Electricity | EU | Energy demand | 11.8193 | FEC
SE | TYNDP2026 | NT | 2030 | TWh | 376 | Sub_sector | Buildings | Space heating | Buildings (heat) | Energetic | buildings_heat_final_demand_hydrogen | Hydrogen | EU | Energy demand | 0 | FEC
SE | TYNDP2026 | NT | 2030 | TWh | 377 | Sub_sector | Buildings | Space heating | Buildings (heat) | Energetic | buildings_heat_final_demand_methane | Methane | EU | Energy demand | 12.2498 | FEC
SE | TYNDP2026 | NT | 2030 | TWh | 378 | Sub_sector | Buildings | Space heating | Buildings (heat) | Energetic | buildings_heat_final_demand_heat | Heat | EU | Energy demand | 0 | FEC
SE | TYNDP2026 | NT | 2030 | TWh | 379 | Sub_sector | Buildings | Space heating | Buildings (heat) | Energetic | buildings_heat_final_demand_biomass | Biomass | EU | Energy demand | 0 | FEC
SE | TYNDP2026 | NT | 2030 | TWh | 380 | Sub_sector | Buildings | Space heating | Buildings (heat) | Energetic | buildings_heat_final_demand_coal | Solids | EU | Energy demand | 0 | FEC
SE | TYNDP2026 | NT | 2030 | TWh | 381 | Sub_sector | Buildings | Space heating | Buildings (heat) | Energetic | buildings_heat_final_demand_oil | Liquids | EU | Energy demand | 0 | FEC
SE | TYNDP2026 | NT | 2030 | TWh | 382 | Sub_sector | Buildings | Space heating | Buildings (heat) | Energetic | buildings_heat_final_demand_other | Others | EU | Energy demand | 0 | FEC
SE | TYNDP2026 | NT | 2030 | TWh | 383 | Sub_sector | Buildings | Space heating | Buildings (heat) | Energetic | buildings_heat_final_demand_ammonia | Ammonia | EU | Energy demand | 0 | FEC
SE | TYNDP2026 | NT | 2030 | TWh | 386 | Sub_sector | Buildings | Cooling | Buildings (cooling) | Energetic | buildings_cooling_final_demand_electricity | Electricity | EU | Energy demand | 0.90602 | FEC
SE | TYNDP2026 | NT | 2030 | TWh | 387 | Sub_sector | Buildings | Cooling | Buildings (cooling) | Energetic | buildings_cooling_final_demand_hydrogen | Hydrogen | EU | Energy demand | 0 | FEC
SE | TYNDP2026 | NT | 2030 | TWh | 388 | Sub_sector | Buildings | Cooling | Buildings (cooling) | Energetic | buildings_cooling_final_demand_methane | Methane | EU | Energy demand | 0 | FEC
SE | TYNDP2026 | NT | 2030 | TWh | 389 | Sub_sector | Buildings | Cooling | Buildings (cooling) | Energetic | buildings_cooling_final_demand_heat | Heat | EU | Energy demand | 0 | FEC
SE | TYNDP2026 | NT | 2030 | TWh | 390 | Sub_sector | Buildings | Cooling | Buildings (cooling) | Energetic | buildings_cooling_final_demand_biomass | Biomass | EU | Energy demand | 0 | FEC
SE | TYNDP2026 | NT | 2030 | TWh | 391 | Sub_sector | Buildings | Cooling | Buildings (cooling) | Energetic | buildings_cooling_final_demand_coal | Solids | EU | Energy demand | 0 | FEC
SE | TYNDP2026 | NT | 2030 | TWh | 392 | Sub_sector | Buildings | Cooling | Buildings (cooling) | Energetic | buildings_cooling_final_demand_oil | Liquids | EU | Energy demand | 0 | FEC
SE | TYNDP2026 | NT | 2030 | TWh | 393 | Sub_sector | Buildings | Cooling | Buildings (cooling) | Energetic | buildings_cooling_final_demand_other | Others | EU | Energy demand | 0 | FEC
SE | TYNDP2026 | NT | 2030 | TWh | 394 | Sub_sector | Buildings | Cooling | Buildings (cooling) | Energetic | buildings_cooling_final_demand_ammonia | Ammonia | EU | Energy demand | 0 | FEC
SE | TYNDP2026 | NT | 2030 | TWh | 397 | Sub_sector | Buildings | Appliances | Buildings (appliances) | Energetic | buildings_appliances_final_demand_electricity | Electricity | EU | Energy demand | 8.1511 | FEC
SE | TYNDP2026 | NT | 2030 | TWh | 398 | Sub_sector | Buildings | Appliances | Buildings (appliances) | Energetic | buildings_appliances_final_demand_hydrogen | Hydrogen | EU | Energy demand | 0 | FEC
SE | TYNDP2026 | NT | 2030 | TWh | 399 | Sub_sector | Buildings | Appliances | Buildings (appliances) | Energetic | buildings_appliances_final_demand_methane | Methane | EU | Energy demand | 0.11408 | FEC
SE | TYNDP2026 | NT | 2030 | TWh | 400 | Sub_sector | Buildings | Appliances | Buildings (appliances) | Energetic | buildings_appliances_final_demand_heat | Heat | EU | Energy demand | 0 | FEC
SE | TYNDP2026 | NT | 2030 | TWh | 401 | Sub_sector | Buildings | Appliances | Buildings (appliances) | Energetic | buildings_appliances_final_demand_biomass | Biomass | EU | Energy demand | 0 | FEC
SE | TYNDP2026 | NT | 2030 | TWh | 402 | Sub_sector | Buildings | Appliances | Buildings (appliances) | Energetic | buildings_appliances_final_demand_coal | Solids | EU | Energy demand | 0 | FEC
SE | TYNDP2026 | NT | 2030 | TWh | 403 | Sub_sector | Buildings | Appliances | Buildings (appliances) | Energetic | buildings_appliances_final_demand_oil | Liquids | EU | Energy demand | 0 | FEC
SE | TYNDP2026 | NT | 2030 | TWh | 404 | Sub_sector | Buildings | Appliances | Buildings (appliances) | Energetic | buildings_appliances_final_demand_other | Others | EU | Energy demand | 0 | FEC
SE | TYNDP2026 | NT | 2030 | TWh | 405 | Sub_sector | Buildings | Appliances | Buildings (appliances) | Energetic | buildings_appliances_final_demand_ammonia | Ammonia | EU | Energy demand | 0 | FEC
SE | TYNDP2026 | NT | 2030 | TWh | 407 | Sub_sector | Buildings | Datacenters | Datacenters & ICT | Energetic | datacentres_final_demand_electricity_energetic | Electricity | EU | Energy demand | 6.3337 | FEC
SE | TYNDP2026 | NT | 2030 | TWh | 408 | Sub_sector | Buildings | Datacenters | Datacenters & ICT | Energetic | datacentres_final_demand_hydrogen_energetic | Hydrogen | EU | Energy demand | 0 | FEC
SE | TYNDP2026 | NT | 2030 | TWh | 409 | Sub_sector | Buildings | Datacenters | Datacenters & ICT | Energetic | datacentres_final_demand_methane_energetic | Methane | EU | Energy demand | 0 | FEC
SE | TYNDP2026 | NT | 2030 | TWh | 410 | Sub_sector | Buildings | Datacenters | Datacenters & ICT | Energetic | datacentres_final_demand_heat_energetic | Heat | EU | Energy demand | 0 | FEC
SE | TYNDP2026 | NT | 2030 | TWh | 411 | Sub_sector | Buildings | Datacenters | Datacenters & ICT | Energetic | datacentres_final_demand_biomass_energetic | Biomass | EU | Energy demand | 0 | FEC
SE | TYNDP2026 | NT | 2030 | TWh | 412 | Sub_sector | Buildings | Datacenters | Datacenters & ICT | Energetic | datacentres_final_demand_coal_energetic | Solids | EU | Energy demand | 0 | FEC
SE | TYNDP2026 | NT | 2030 | TWh | 413 | Sub_sector | Buildings | Datacenters | Datacenters & ICT | Energetic | datacentres_final_demand_oil_energetic | Liquids | EU | Energy demand | 0 | FEC
SE | TYNDP2026 | NT | 2030 | TWh | 414 | Sub_sector | Buildings | Datacenters | Datacenters & ICT | Energetic | datacentres_final_demand_other_energetic | Others | EU | Energy demand | 0 | FEC
SE | TYNDP2026 | NT | 2030 | TWh | 415 | Sub_sector | Buildings | Datacenters | Datacenters & ICT | Energetic | datacentres_final_demand_ammonia_energetic | Ammonia | EU | Energy demand | 0 | FEC
SE | TYNDP2026 | NT | 2030 | TWh | 417 | Sub_sector | Transport | Others_Sector | Others_Sector | Energetic | other_final_demand_electricity_energetic | Electricity | EU | Energy demand | 0 | FEC
SE | TYNDP2026 | NT | 2030 | TWh | 418 | Sub_sector | Transport | Others_Sector | Others_Sector | Energetic | other_final_demand_hydrogen_energetic | Hydrogen | EU | Energy demand | 0 | FEC
SE | TYNDP2026 | NT | 2030 | TWh | 419 | Sub_sector | Transport | Pipeline Transport | Others_Sector | Energetic | other_final_demand_methane_energetic | Methane | EU | Energy demand | 0 | FEC
SE | TYNDP2026 | NT | 2030 | TWh | 420 | Sub_sector | Transport | Others_Sector | Others_Sector | Energetic | other_final_demand_heat_energetic | Heat | EU | Energy demand | 0 | FEC
SE | TYNDP2026 | NT | 2030 | TWh | 421 | Sub_sector | Transport | Others_Sector | Others_Sector | Energetic | other_final_demand_biomass_energetic | Biomass | EU | Energy demand | 0 | FEC
SE | TYNDP2026 | NT | 2030 | TWh | 422 | Sub_sector | Transport | Others_Sector | Others_Sector | Energetic | other_final_demand_coal_energetic | Solids | EU | Energy demand | 0 | FEC
SE | TYNDP2026 | NT | 2030 | TWh | 423 | Sub_sector | Transport | Others_Sector | Others_Sector | Energetic | other_final_demand_oil_energetic | Liquids | EU | Energy demand | 0 | FEC
SE | TYNDP2026 | NT | 2030 | TWh | 424 | Sub_sector | Others_Sector | Others_Sector | Others_Sector | Non-energetic | other_final_demand_oil_non_energetic | Liquids | EU | Energy demand | 0 | not_included_in_FEC
SE | TYNDP2026 | NT | 2030 | TWh | 425 | Sub_sector | Transport | Others_Sector | Others_Sector | Energetic | other_final_demand_other_energetic | Others | EU | Energy demand | 0 | FEC
SE | TYNDP2026 | NT | 2030 | TWh | 426 | Sub_sector | Transport | Others_Sector | Others_Sector | Energetic | other_final_demand_ammonia_energetic | Ammonia | EU | Energy demand | 0 | FEC
SE | TYNDP2026 | NT | 2030 | TWh | 427 | Sub_sector | Industry | Surplus_Heat_in_Industry | Surplus_Heat_in_Industry | Energetic | final_demand_of_industry_unused_local_production_steam_hot_water | Heat | EU | Energy demand | 0.56978 | FEC
SE | TYNDP2026 | NT | 2030 | TWh | 429 | Sub_sector | Agriculture | Total | Agriculture | Energetic | agriculture_final_demand_electricity_energetic | Electricity | EU | Energy demand | 1.1165 | FEC
SE | TYNDP2026 | NT | 2030 | TWh | 430 | Sub_sector | Agriculture | Total | Agriculture | Energetic | agriculture_final_demand_hydrogen_energetic | Hydrogen | EU | Energy demand | 0 | FEC
SE | TYNDP2026 | NT | 2030 | TWh | 431 | Sub_sector | Agriculture | Total | Agriculture | Energetic | agriculture_final_demand_methane_energetic | Methane | EU | Energy demand | 0.16479 | FEC
SE | TYNDP2026 | NT | 2030 | TWh | 432 | Sub_sector | Agriculture | Total | Agriculture | Energetic | agriculture_final_demand_heat_energetic | Heat | EU | Energy demand | 0.084223 | FEC
SE | TYNDP2026 | NT | 2030 | TWh | 433 | Sub_sector | Agriculture | Total | Agriculture | Energetic | agriculture_final_demand_biomass_energetic | Biomass | EU | Energy demand | 2.6526 | FEC
SE | TYNDP2026 | NT | 2030 | TWh | 434 | Sub_sector | Agriculture | Total | Agriculture | Energetic | agriculture_final_demand_coal_energetic | Solids | EU | Energy demand | 0 | FEC
SE | TYNDP2026 | NT | 2030 | TWh | 435 | Sub_sector | Agriculture | Total | Agriculture | Energetic | agriculture_final_demand_oil_energetic | Liquids | EU | Energy demand | 1.6347 | FEC
SE | TYNDP2026 | NT | 2030 | TWh | 436 | Sub_sector | Agriculture | Total | Agriculture | Energetic | agriculture_final_demand_other_energetic | Others | EU | Energy demand | 0 | FEC
SE | TYNDP2026 | NT | 2030 | TWh | 437 | Sub_sector | Agriculture | Total | Agriculture | Energetic | agriculture_final_demand_ammonia_energetic | Ammonia | EU | Energy demand | 0 | FEC
SE | TYNDP2026 | NT | 2030 | TWh | 447 | Sub_sector | Buildings | Surplus Energy | Buildings | Energetic | GAP | Electricity | EU | Energy demand | 0 | FEC
SE | TYNDP2026 | NT | 2030 | TWh | 448 | Sub_sector | Buildings | Surplus Energy | Buildings | Energetic | GAP | Hydrogen | EU | Energy demand | 0 | FEC
SE | TYNDP2026 | NT | 2030 | TWh | 449 | Sub_sector | Buildings | Surplus Energy | Buildings | Energetic | GAP | Methane | EU | Energy demand | 0.010097 | FEC
SE | TYNDP2026 | NT | 2030 | TWh | 450 | Sub_sector | Buildings | Surplus Energy | Buildings | Energetic | GAP | Heat | EU | Energy demand | 0 | FEC
SE | TYNDP2026 | NT | 2030 | TWh | 451 | Sub_sector | Buildings | Surplus Energy | Buildings | Energetic | GAP | Biomass | EU | Energy demand | 0.00092 | FEC
SE | TYNDP2026 | NT | 2030 | TWh | 452 | Sub_sector | Buildings | Surplus Energy | Buildings | Energetic | GAP | Solids | EU | Energy demand | 0 | FEC
SE | TYNDP2026 | NT | 2030 | TWh | 453 | Sub_sector | Buildings | Surplus Energy | Buildings | Energetic | GAP | Liquids | EU | Energy demand | 0.24151 | FEC
SE | TYNDP2026 | NT | 2030 | TWh | 454 | Sub_sector | Buildings | Surplus Energy | Buildings | Energetic | GAP | Others | EU | Energy demand | 0 | FEC
SE | TYNDP2026 | NT | 2030 | TWh | 455 | Sub_sector | Buildings | Surplus Energy | Buildings | Energetic | GAP | Ammonia | EU | Energy demand | 0 | FEC
SE | TYNDP2026 | NT | 2030 | TWh | 456 | Sub_sector | Households | Surplus Energy | Households | Energetic | GAP | Electricity | EU | Energy demand | 0 | FEC
SE | TYNDP2026 | NT | 2030 | TWh | 457 | Sub_sector | Households | Surplus Energy | Households | Energetic | GAP | Hydrogen | EU | Energy demand | 0 | FEC
SE | TYNDP2026 | NT | 2030 | TWh | 458 | Sub_sector | Households | Surplus Energy | Households | Energetic | GAP | Methane | EU | Energy demand | 0.025018 | FEC
SE | TYNDP2026 | NT | 2030 | TWh | 459 | Sub_sector | Households | Surplus Energy | Households | Energetic | GAP | Heat | EU | Energy demand | 0 | FEC
SE | TYNDP2026 | NT | 2030 | TWh | 460 | Sub_sector | Households | Surplus Energy | Households | Energetic | GAP | Biomass | EU | Energy demand | 0 | FEC
SE | TYNDP2026 | NT | 2030 | TWh | 461 | Sub_sector | Households | Surplus Energy | Households | Energetic | GAP | Solids | EU | Energy demand | 0 | FEC
SE | TYNDP2026 | NT | 2030 | TWh | 462 | Sub_sector | Households | Surplus Energy | Households | Energetic | GAP | Liquids | EU | Energy demand | 0 | FEC
SE | TYNDP2026 | NT | 2030 | TWh | 463 | Sub_sector | Households | Surplus Energy | Households | Energetic | GAP | Others | EU | Energy demand | 0 | FEC
SE | TYNDP2026 | NT | 2030 | TWh | 464 | Sub_sector | Households | Surplus Energy | Households | Energetic | GAP | Ammonia | EU | Energy demand | 0 | FEC
SE | TYNDP2026 | NT | 2035 | TWh | 102 | Sub_sector | Industry | Aluminium | Industry (aluminium) | Energetic | industry_aluminium_demand_electricity_energetic | Electricity | EU | Energy demand | 9.6221 | FEC
SE | TYNDP2026 | NT | 2035 | TWh | 103 | Sub_sector | Industry | Aluminium | Industry (aluminium) | Energetic | industry_aluminium_demand_hydrogen_energetic | Hydrogen | EU | Energy demand | 0 | FEC
SE | TYNDP2026 | NT | 2035 | TWh | 104 | Sub_sector | Industry | Aluminium | Industry (aluminium) | Energetic | industry_aluminium_demand_methane_energetic | Methane | EU | Energy demand | 0.65436 | FEC
SE | TYNDP2026 | NT | 2035 | TWh | 105 | Sub_sector | Industry | Aluminium | Industry (aluminium) | Energetic | industry_aluminium_demand_heat_energetic | Heat | EU | Energy demand | 0 | FEC
SE | TYNDP2026 | NT | 2035 | TWh | 106 | Sub_sector | Industry | Aluminium | Industry (aluminium) | Energetic | industry_aluminium_demand_biomass_energetic | Biomass | EU | Energy demand | 0 | FEC
SE | TYNDP2026 | NT | 2035 | TWh | 107 | Sub_sector | Industry | Aluminium | Industry (aluminium) | Energetic | industry_aluminium_demand_coal_energetic | Solids | EU | Energy demand | 0 | FEC
SE | TYNDP2026 | NT | 2035 | TWh | 108 | Sub_sector | Industry | Aluminium | Industry (aluminium) | Energetic | industry_aluminium_demand_oil_energetic | Liquids | EU | Energy demand | 0 | FEC
SE | TYNDP2026 | NT | 2035 | TWh | 109 | Sub_sector | Industry | Aluminium | Industry (aluminium) | Energetic | industry_aluminium_demand_others_energetic | Others | EU | Energy demand | 0 | FEC
SE | TYNDP2026 | NT | 2035 | TWh | 110 | Sub_sector | Industry | Aluminium | Industry (aluminium) | Energetic | industry_ammonia_demand_others_energetic | Ammonia | EU | Energy demand | 0 | FEC
SE | TYNDP2026 | NT | 2035 | TWh | 112 | Sub_sector | Industry | Chemicals | Industry (chemicals, energetic) | Energetic | industry_chemical_demand_electricity_energetic | Electricity | EU | Energy demand | 5.104 | FEC
SE | TYNDP2026 | NT | 2035 | TWh | 113 | Sub_sector | Industry | Chemicals | Industry (chemicals, energetic) | Energetic | industry_chemical_demand_hydrogen_energetic | Hydrogen | EU | Energy demand | 0.14253 | FEC
SE | TYNDP2026 | NT | 2035 | TWh | 114 | Sub_sector | Industry | Chemicals | Industry (chemicals, energetic) | Energetic | industry_chemical_demand_methane_energetic | Methane | EU | Energy demand | 0.22504 | FEC
SE | TYNDP2026 | NT | 2035 | TWh | 115 | Sub_sector | Industry | Chemicals | Industry (chemicals, energetic) | Energetic | industry_chemical_demand_heat_energetic | Heat | EU | Energy demand | 0.16203 | FEC
SE | TYNDP2026 | NT | 2035 | TWh | 116 | Sub_sector | Industry | Chemicals | Industry (chemicals, energetic) | Energetic | industry_chemical_demand_biomass_energetic | Biomass | EU | Energy demand | 0.27849 | FEC
SE | TYNDP2026 | NT | 2035 | TWh | 117 | Sub_sector | Industry | Chemicals | Industry (chemicals, energetic) | Energetic | industry_chemical_demand_coal_energetic | Solids | EU | Energy demand | 0.0084391 | FEC
SE | TYNDP2026 | NT | 2035 | TWh | 118 | Sub_sector | Industry | Chemicals | Industry (chemicals, energetic) | Energetic | industry_chemical_demand_oil_energetic | Liquids | EU | Energy demand | 0.008134 | FEC
SE | TYNDP2026 | NT | 2035 | TWh | 119 | Sub_sector | Industry | Chemicals | Industry (chemicals, energetic) | Energetic | industry_chemical_demand_others_energetic | Others | EU | Energy demand | 0 | FEC
SE | TYNDP2026 | NT | 2035 | TWh | 120 | Sub_sector | Industry | Chemicals | Industry (chemicals, energetic) | Energetic | industry_chemical_demand_ammonia_energetic | Ammonia | EU | Energy demand | 0 | FEC
SE | TYNDP2026 | NT | 2035 | TWh | 122 | Sub_sector | Industry | Chemicals | Industry (chemicals, non-energetic) | Non-energetic | industry_chemical_demand_electricity_non_energetic | Electricity | EU | Energy demand | 0 | not_included_in_FEC
SE | TYNDP2026 | NT | 2035 | TWh | 123 | Sub_sector | Industry | Chemicals | Industry (chemicals, non-energetic) | Non-energetic | industry_chemical_demand_hydrogen_non_energetic | Hydrogen | EU | Energy demand | 9.9288 | not_included_in_FEC
SE | TYNDP2026 | NT | 2035 | TWh | 124 | Sub_sector | Industry | Chemicals | Industry (chemicals, non-energetic) | Non-energetic | industry_chemical_demand_methane_non_energetic | Methane | EU | Energy demand | 0.5516 | not_included_in_FEC
SE | TYNDP2026 | NT | 2035 | TWh | 125 | Sub_sector | Industry | Chemicals | Industry (chemicals, non-energetic) | Non-energetic | industry_chemical_demand_heat_non_energetic | Heat | EU | Energy demand | 0 | not_included_in_FEC
SE | TYNDP2026 | NT | 2035 | TWh | 126 | Sub_sector | Industry | Chemicals | Industry (chemicals, non-energetic) | Non-energetic | industry_chemical_demand_biomass_non_energetic | Biomass | EU | Energy demand | 3.3096 | not_included_in_FEC
SE | TYNDP2026 | NT | 2035 | TWh | 127 | Sub_sector | Industry | Chemicals | Industry (chemicals, non-energetic) | Non-energetic | industry_chemical_demand_coal_non_energetic | Solids | EU | Energy demand | 0 | not_included_in_FEC
SE | TYNDP2026 | NT | 2035 | TWh | 128 | Sub_sector | Industry | Chemicals | Industry (chemicals, non-energetic) | Non-energetic | industry_chemical_demand_oil_non_energetic | Liquids | EU | Energy demand | 8.274 | not_included_in_FEC
SE | TYNDP2026 | NT | 2035 | TWh | 129 | Sub_sector | Industry | Chemicals | Industry (chemicals, non-energetic) | Non-energetic | industry_chemical_demand_others_non_energetic | Others | EU | Energy demand | 0 | not_included_in_FEC
SE | TYNDP2026 | NT | 2035 | TWh | 130 | Sub_sector | Industry | Chemicals | Industry (chemicals, non-energetic) | Non-energetic | industry_chemical_demand_ammonia_non_energetic | Ammonia | EU | Energy demand | 0 | not_included_in_FEC
SE | TYNDP2026 | NT | 2035 | TWh | 132 | Sub_sector | Industry | Fertilizers | Industry (fertilizers, energetic) | Energetic | industry_fertilizers_demand_electricity_energetic | Electricity | EU | Energy demand | 0 | FEC
SE | TYNDP2026 | NT | 2035 | TWh | 133 | Sub_sector | Industry | Fertilizers | Industry (fertilizers, energetic) | Energetic | industry_fertilizers_demand_hydrogen_energetic | Hydrogen | EU | Energy demand | 0 | FEC
SE | TYNDP2026 | NT | 2035 | TWh | 134 | Sub_sector | Industry | Fertilizers | Industry (fertilizers, energetic) | Energetic | industry_fertilizers_demand_methane_energetic | Methane | EU | Energy demand | 0 | FEC
SE | TYNDP2026 | NT | 2035 | TWh | 135 | Sub_sector | Industry | Fertilizers | Industry (fertilizers, energetic) | Energetic | industry_fertilizers_demand_heat_energetic | Heat | EU | Energy demand | 0 | FEC
SE | TYNDP2026 | NT | 2035 | TWh | 136 | Sub_sector | Industry | Fertilizers | Industry (fertilizers, energetic) | Energetic | industry_fertilizers_demand_biomass_energetic | Biomass | EU | Energy demand | 0 | FEC
SE | TYNDP2026 | NT | 2035 | TWh | 137 | Sub_sector | Industry | Fertilizers | Industry (fertilizers, energetic) | Energetic | industry_fertilizers_demand_coal_energetic | Solids | EU | Energy demand | 0 | FEC
SE | TYNDP2026 | NT | 2035 | TWh | 138 | Sub_sector | Industry | Fertilizers | Industry (fertilizers, energetic) | Energetic | industry_fertilizers_demand_oil_energetic | Liquids | EU | Energy demand | 0 | FEC
SE | TYNDP2026 | NT | 2035 | TWh | 139 | Sub_sector | Industry | Fertilizers | Industry (fertilizers, energetic) | Energetic | industry_fertilizers_demand_others_energetic | Others | EU | Energy demand | 0 | FEC
SE | TYNDP2026 | NT | 2035 | TWh | 140 | Sub_sector | Industry | Fertilizers | Industry (fertilizers, energetic) | Energetic | industry_fertilizers_demand_ammonia_energetic | Ammonia | EU | Energy demand | 0 | FEC
SE | TYNDP2026 | NT | 2035 | TWh | 142 | Sub_sector | Industry | Fertilizers | Industry (fertilizers, non-energetic) | Non-energetic | industry_fertilizers_demand_electricity_non_energetic | Electricity | EU | Energy demand | 0 | not_included_in_FEC
SE | TYNDP2026 | NT | 2035 | TWh | 143 | Sub_sector | Industry | Fertilizers | Industry (fertilizers, non-energetic) | Non-energetic | industry_fertilizers_demand_hydrogen_non_energetic | Hydrogen | EU | Energy demand | 0 | not_included_in_FEC
SE | TYNDP2026 | NT | 2035 | TWh | 144 | Sub_sector | Industry | Fertilizers | Industry (fertilizers, non-energetic) | Non-energetic | industry_fertilizers_demand_methane_non_energetic | Methane | EU | Energy demand | 0 | not_included_in_FEC
SE | TYNDP2026 | NT | 2035 | TWh | 145 | Sub_sector | Industry | Fertilizers | Industry (fertilizers, non-energetic) | Non-energetic | industry_fertilizers_demand_heat_non_energetic | Heat | EU | Energy demand | 0 | not_included_in_FEC
SE | TYNDP2026 | NT | 2035 | TWh | 146 | Sub_sector | Industry | Fertilizers | Industry (fertilizers, non-energetic) | Non-energetic | industry_fertilizers_demand_biomass_non_energetic | Biomass | EU | Energy demand | 0 | not_included_in_FEC
SE | TYNDP2026 | NT | 2035 | TWh | 147 | Sub_sector | Industry | Fertilizers | Industry (fertilizers, non-energetic) | Non-energetic | industry_fertilizers_demand_coal_non_energetic | Solids | EU | Energy demand | 0 | not_included_in_FEC
SE | TYNDP2026 | NT | 2035 | TWh | 148 | Sub_sector | Industry | Fertilizers | Industry (fertilizers, non-energetic) | Non-energetic | industry_fertilizers_demand_oil_non_energetic | Liquids | EU | Energy demand | 0 | not_included_in_FEC
SE | TYNDP2026 | NT | 2035 | TWh | 149 | Sub_sector | Industry | Fertilizers | Industry (fertilizers, non-energetic) | Non-energetic | industry_fertilizers_demand_others_non_energetic | Others | EU | Energy demand | 0 | not_included_in_FEC
SE | TYNDP2026 | NT | 2035 | TWh | 150 | Sub_sector | Industry | Fertilizers | Industry (fertilizers, non-energetic) | Non-energetic | industry_fertilizers_demand_ammonia_non_energetic | Ammonia | EU | Energy demand | 0 | not_included_in_FEC
SE | TYNDP2026 | NT | 2035 | TWh | 152 | Sub_sector | Industry | Food | Industry (food) | Energetic | industry_food_demand_electricity_energetic | Electricity | EU | Energy demand | 2.4952 | FEC
SE | TYNDP2026 | NT | 2035 | TWh | 153 | Sub_sector | Industry | Food | Industry (food) | Energetic | industry_food_demand_hydrogen_energetic | Hydrogen | EU | Energy demand | 0 | FEC
SE | TYNDP2026 | NT | 2035 | TWh | 154 | Sub_sector | Industry | Food | Industry (food) | Energetic | industry_food_demand_methane_energetic | Methane | EU | Energy demand | 0.52781 | FEC
SE | TYNDP2026 | NT | 2035 | TWh | 155 | Sub_sector | Industry | Food | Industry (food) | Energetic | industry_food_demand_heat_energetic | Heat | EU | Energy demand | 0 | FEC
SE | TYNDP2026 | NT | 2035 | TWh | 156 | Sub_sector | Industry | Food | Industry (food) | Energetic | industry_food_demand_biomass_energetic | Biomass | EU | Energy demand | 0 | FEC
SE | TYNDP2026 | NT | 2035 | TWh | 157 | Sub_sector | Industry | Food | Industry (food) | Energetic | industry_food_demand_coal_energetic | Solids | EU | Energy demand | 0 | FEC
SE | TYNDP2026 | NT | 2035 | TWh | 158 | Sub_sector | Industry | Food | Industry (food) | Energetic | industry_food_demand_oil_energetic | Liquids | EU | Energy demand | 0.033666 | FEC
SE | TYNDP2026 | NT | 2035 | TWh | 159 | Sub_sector | Industry | Food | Industry (food) | Energetic | industry_food_demand_others_energetic | Others | EU | Energy demand | 0 | FEC
SE | TYNDP2026 | NT | 2035 | TWh | 160 | Sub_sector | Industry | Food | Industry (food) | Energetic | industry_food_demand_ammonia_energetic | Ammonia | EU | Energy demand | 0 | FEC
SE | TYNDP2026 | NT | 2035 | TWh | 162 | Sub_sector | Industry | Metals | Industry (metal) | Energetic | industry_metal_demand_electricity_energetic | Electricity | EU | Energy demand | 0.89921 | FEC
SE | TYNDP2026 | NT | 2035 | TWh | 163 | Sub_sector | Industry | Metals | Industry (metal) | Energetic | industry_metal_demand_hydrogen_energetic | Hydrogen | EU | Energy demand | 0 | FEC
SE | TYNDP2026 | NT | 2035 | TWh | 164 | Sub_sector | Industry | Metals | Industry (metal) | Energetic | industry_metal_demand_methane_energetic | Methane | EU | Energy demand | 0 | FEC
SE | TYNDP2026 | NT | 2035 | TWh | 165 | Sub_sector | Industry | Metals | Industry (metal) | Energetic | industry_metal_demand_heat_energetic | Heat | EU | Energy demand | 0 | FEC
SE | TYNDP2026 | NT | 2035 | TWh | 166 | Sub_sector | Industry | Metals | Industry (metal) | Energetic | industry_metal_demand_biomass_energetic | Biomass | EU | Energy demand | 0 | FEC
SE | TYNDP2026 | NT | 2035 | TWh | 167 | Sub_sector | Industry | Metals | Industry (metal) | Energetic | industry_metal_demand_coal_energetic | Solids | EU | Energy demand | 0.36215 | FEC
SE | TYNDP2026 | NT | 2035 | TWh | 168 | Sub_sector | Industry | Metals | Industry (metal) | Energetic | industry_metal_demand_oil_energetic | Liquids | EU | Energy demand | 0.41712 | FEC
SE | TYNDP2026 | NT | 2035 | TWh | 169 | Sub_sector | Industry | Metals | Industry (metal) | Energetic | industry_metal_demand_others_energetic | Others | EU | Energy demand | 0 | FEC
SE | TYNDP2026 | NT | 2035 | TWh | 170 | Sub_sector | Industry | Metals | Industry (metal) | Energetic | industry_metal_demand_ammonia_energetic | Ammonia | EU | Energy demand | 0 | FEC
SE | TYNDP2026 | NT | 2035 | TWh | 172 | Sub_sector | Industry | Others | Industry (other, energetic) | Energetic | industry_other_demand_electricity_energetic | Electricity | EU | Energy demand | 16.9927 | FEC
SE | TYNDP2026 | NT | 2035 | TWh | 173 | Sub_sector | Industry | Others | Industry (other, energetic) | Energetic | industry_other_demand_hydrogen_energetic | Hydrogen | EU | Energy demand | 3.2746 | FEC
SE | TYNDP2026 | NT | 2035 | TWh | 174 | Sub_sector | Industry | Others | Industry (other, energetic) | Energetic | industry_other_demand_methane_energetic | Methane | EU | Energy demand | 0 | FEC
SE | TYNDP2026 | NT | 2035 | TWh | 175 | Sub_sector | Industry | Others | Industry (other, energetic) | Energetic | industry_other_demand_heat_energetic | Heat | EU | Energy demand | 0 | FEC
SE | TYNDP2026 | NT | 2035 | TWh | 176 | Sub_sector | Industry | Others | Industry (other, energetic) | Energetic | industry_other_demand_biomass_energetic | Biomass | EU | Energy demand | 14.5146 | FEC
SE | TYNDP2026 | NT | 2035 | TWh | 177 | Sub_sector | Industry | Others | Industry (other, energetic) | Energetic | industry_other_demand_coal_energetic | Solids | EU | Energy demand | 0.35401 | FEC
SE | TYNDP2026 | NT | 2035 | TWh | 178 | Sub_sector | Industry | Others | Industry (other, energetic) | Energetic | industry_other_demand_oil_energetic | Liquids | EU | Energy demand | 0.26551 | FEC
SE | TYNDP2026 | NT | 2035 | TWh | 179 | Sub_sector | Industry | Others | Industry (other, energetic) | Energetic | industry_other_demand_others_energetic | Others | EU | Energy demand | 0 | FEC
SE | TYNDP2026 | NT | 2035 | TWh | 180 | Sub_sector | Industry | Others | Industry (other, energetic) | Energetic | industry_other_demand_ammonia_energetic | Ammonia | EU | Energy demand | 0 | FEC
SE | TYNDP2026 | NT | 2035 | TWh | 182 | Sub_sector | Industry | Others | Industry (other, non-energetic) | Non-energetic | industry_other_demand_electricity_non_energetic | Electricity | EU | Energy demand | 0 | not_included_in_FEC
SE | TYNDP2026 | NT | 2035 | TWh | 183 | Sub_sector | Industry | Others | Industry (other, non-energetic) | Non-energetic | industry_other_demand_hydrogen_non_energetic | Hydrogen | EU | Energy demand | 22.6469 | not_included_in_FEC
SE | TYNDP2026 | NT | 2035 | TWh | 184 | Sub_sector | Industry | Others | Industry (other, non-energetic) | Non-energetic | industry_other_demand_methane_non_energetic | Methane | EU | Energy demand | 0 | not_included_in_FEC
SE | TYNDP2026 | NT | 2035 | TWh | 185 | Sub_sector | Industry | Others | Industry (other, non-energetic) | Non-energetic | industry_other_demand_heat_non_energetic | Heat | EU | Energy demand | 0 | not_included_in_FEC
SE | TYNDP2026 | NT | 2035 | TWh | 186 | Sub_sector | Industry | Others | Industry (other, non-energetic) | Non-energetic | industry_other_demand_biomass_non_energetic | Biomass | EU | Energy demand | 0 | not_included_in_FEC
SE | TYNDP2026 | NT | 2035 | TWh | 187 | Sub_sector | Industry | Others | Industry (other, non-energetic) | Non-energetic | industry_other_demand_coal_non_energetic | Solids | EU | Energy demand | 0 | not_included_in_FEC
SE | TYNDP2026 | NT | 2035 | TWh | 188 | Sub_sector | Industry | Others | Industry (other, non-energetic) | Non-energetic | industry_other_demand_oil_non_energetic | Liquids | EU | Energy demand | 0 | not_included_in_FEC
SE | TYNDP2026 | NT | 2035 | TWh | 189 | Sub_sector | Industry | Others | Industry (other, non-energetic) | Non-energetic | industry_other_demand_others_non_energetic | Others | EU | Energy demand | 0 | not_included_in_FEC
SE | TYNDP2026 | NT | 2035 | TWh | 190 | Sub_sector | Industry | Others | Industry (other, non-energetic) | Non-energetic | industry_other_demand_ammonia_non_energetic | Ammonia | EU | Energy demand | 0 | not_included_in_FEC
SE | TYNDP2026 | NT | 2035 | TWh | 192 | Sub_sector | Industry | Paper | Industry (paper) | Energetic | industry_paper_demand_electricity_energetic | Electricity | EU | Energy demand | 38.4477 | FEC
SE | TYNDP2026 | NT | 2035 | TWh | 193 | Sub_sector | Industry | Paper | Industry (paper) | Energetic | industry_paper_demand_hydrogen_energetic | Hydrogen | EU | Energy demand | 4.3439 | FEC
SE | TYNDP2026 | NT | 2035 | TWh | 194 | Sub_sector | Industry | Paper | Industry (paper) | Energetic | industry_paper_demand_methane_energetic | Methane | EU | Energy demand | 3.4634 | FEC
SE | TYNDP2026 | NT | 2035 | TWh | 195 | Sub_sector | Industry | Paper | Industry (paper) | Energetic | industry_paper_demand_heat_energetic | Heat | EU | Energy demand | 0 | FEC
SE | TYNDP2026 | NT | 2035 | TWh | 196 | Sub_sector | Industry | Paper | Industry (paper) | Energetic | industry_paper_demand_biomass_energetic | Biomass | EU | Energy demand | 21.0666 | FEC
SE | TYNDP2026 | NT | 2035 | TWh | 197 | Sub_sector | Industry | Paper | Industry (paper) | Energetic | industry_paper_demand_coal_energetic | Solids | EU | Energy demand | 1.0566 | FEC
SE | TYNDP2026 | NT | 2035 | TWh | 198 | Sub_sector | Industry | Paper | Industry (paper) | Energetic | industry_paper_demand_oil_energetic | Liquids | EU | Energy demand | 1.7823 | FEC
SE | TYNDP2026 | NT | 2035 | TWh | 199 | Sub_sector | Industry | Paper | Industry (paper) | Energetic | industry_paper_demand_others_energetic | Others | EU | Energy demand | 0 | FEC
SE | TYNDP2026 | NT | 2035 | TWh | 200 | Sub_sector | Industry | Paper | Industry (paper) | Energetic | industry_paper_demand_ammonia_energetic | Ammonia | EU | Energy demand | 0 | FEC
SE | TYNDP2026 | NT | 2035 | TWh | 202 | Sub_sector | Industry | Refineries | Industry (refineries, energetic) | Energetic | industry_refinery_demand_electricity_energetic | Electricity | EU | Energy demand | 0.50067 | not_included_in_FEC
SE | TYNDP2026 | NT | 2035 | TWh | 203 | Sub_sector | Industry | Refineries | Industry (refineries, energetic) | Energetic | industry_refinery_demand_hydrogen_energetic | Hydrogen | EU | Energy demand | 0.17092 | not_included_in_FEC
SE | TYNDP2026 | NT | 2035 | TWh | 204 | Sub_sector | Industry | Refineries | Industry (refineries, energetic) | Energetic | industry_refinery_demand_methane_energetic | Methane | EU | Energy demand | 0.19543 | not_included_in_FEC
SE | TYNDP2026 | NT | 2035 | TWh | 205 | Sub_sector | Industry | Refineries | Industry (refineries, energetic) | Energetic | industry_refinery_demand_heat_energetic | Heat | EU | Energy demand | 0 | not_included_in_FEC
SE | TYNDP2026 | NT | 2035 | TWh | 206 | Sub_sector | Industry | Refineries | Industry (refineries, energetic) | Energetic | industry_refinery_demand_biomass_energetic | Biomass | EU | Energy demand | 0 | not_included_in_FEC
SE | TYNDP2026 | NT | 2035 | TWh | 207 | Sub_sector | Industry | Refineries | Industry (refineries, energetic) | Energetic | industry_refinery_demand_coal_energetic | Solids | EU | Energy demand | 0 | not_included_in_FEC
SE | TYNDP2026 | NT | 2035 | TWh | 208 | Sub_sector | Industry | Refineries | Industry (refineries, energetic) | Energetic | industry_refinery_demand_oil_energetic | Liquids | EU | Energy demand | 1.4561 | not_included_in_FEC
SE | TYNDP2026 | NT | 2035 | TWh | 209 | Sub_sector | Industry | Refineries | Industry (refineries, energetic) | Energetic | industry_refinery_demand_others_energetic | Others | EU | Energy demand | 0 | not_included_in_FEC
SE | TYNDP2026 | NT | 2035 | TWh | 210 | Sub_sector | Industry | Refineries | Industry (refineries, energetic) | Energetic | industry_refinery_demand_ammonia_energetic | Ammonia | EU | Energy demand | 0 | not_included_in_FEC
SE | TYNDP2026 | NT | 2035 | TWh | 212 | Sub_sector | Industry | Refineries | Industry (refineries, non-energetic) | Non-energetic | industry_refinery_demand_electricity_non_energetic | Electricity | EU | Energy demand | 0 | not_included_in_FEC
SE | TYNDP2026 | NT | 2035 | TWh | 213 | Sub_sector | Industry | Refineries | Industry (refineries, non-energetic) | Non-energetic | industry_refinery_demand_hydrogen_non_energetic | Hydrogen | EU | Energy demand | 0 | not_included_in_FEC
SE | TYNDP2026 | NT | 2035 | TWh | 214 | Sub_sector | Industry | Refineries | Industry (refineries, non-energetic) | Non-energetic | industry_refinery_demand_methane_non_energetic | Methane | EU | Energy demand | 0 | not_included_in_FEC
SE | TYNDP2026 | NT | 2035 | TWh | 215 | Sub_sector | Industry | Refineries | Industry (refineries, non-energetic) | Non-energetic | industry_refinery_demand_heat_non_energetic | Heat | EU | Energy demand | 0 | not_included_in_FEC
SE | TYNDP2026 | NT | 2035 | TWh | 216 | Sub_sector | Industry | Refineries | Industry (refineries, non-energetic) | Non-energetic | industry_refinery_demand_biomass_non_energetic | Biomass | EU | Energy demand | 0 | not_included_in_FEC
SE | TYNDP2026 | NT | 2035 | TWh | 217 | Sub_sector | Industry | Refineries | Industry (refineries, non-energetic) | Non-energetic | industry_refinery_demand_coal_non_energetic | Solids | EU | Energy demand | 0 | not_included_in_FEC
SE | TYNDP2026 | NT | 2035 | TWh | 218 | Sub_sector | Industry | Refineries | Industry (refineries, non-energetic) | Non-energetic | industry_refinery_demand_oil_non_energetic | Liquids | EU | Energy demand | 0 | not_included_in_FEC
SE | TYNDP2026 | NT | 2035 | TWh | 219 | Sub_sector | Industry | Refineries | Industry (refineries, non-energetic) | Non-energetic | industry_refinery_demand_others_non_energetic | Others | EU | Energy demand | 0 | not_included_in_FEC
SE | TYNDP2026 | NT | 2035 | TWh | 220 | Sub_sector | Industry | Refineries | Industry (refineries, non-energetic) | Non-energetic | industry_refinery_demand_ammonia_non_energetic | Ammonia | EU | Energy demand | 0 | not_included_in_FEC
SE | TYNDP2026 | NT | 2035 | TWh | 222 | Sub_sector | Industry | Steel | Industry (steel) | Energetic | industry_steel_demand_electricity_energetic | Electricity | EU | Energy demand | 6.5425 | FEC
SE | TYNDP2026 | NT | 2035 | TWh | 223 | Sub_sector | Industry | Steel | Industry (steel) | Energetic | industry_steel_demand_hydrogen_energetic | Hydrogen | EU | Energy demand | 4.2268 | FEC
SE | TYNDP2026 | NT | 2035 | TWh | 224 | Sub_sector | Industry | Steel | Industry (steel) | Energetic | industry_steel_demand_methane_energetic | Methane | EU | Energy demand | 2.1083 | FEC
SE | TYNDP2026 | NT | 2035 | TWh | 225 | Sub_sector | Industry | Steel | Industry (steel) | Energetic | industry_steel_demand_heat_energetic | Heat | EU | Energy demand | 0 | FEC
SE | TYNDP2026 | NT | 2035 | TWh | 226 | Sub_sector | Industry | Steel | Industry (steel) | Energetic | industry_steel_demand_biomass_energetic | Biomass | EU | Energy demand | 0 | FEC
SE | TYNDP2026 | NT | 2035 | TWh | 227 | Sub_sector | Industry | Steel | Industry (steel) | Energetic | industry_steel_demand_coal_energetic | Solids | EU | Energy demand | 3.5785 | FEC
SE | TYNDP2026 | NT | 2035 | TWh | 228 | Sub_sector | Industry | Steel | Industry (steel) | Energetic | industry_steel_demand_oil_energetic | Liquids | EU | Energy demand | 1.768 | FEC
SE | TYNDP2026 | NT | 2035 | TWh | 229 | Sub_sector | Industry | Steel | Industry (steel) | Energetic | industry_steel_demand_others_energetic | Others | EU | Energy demand | 0 | FEC
SE | TYNDP2026 | NT | 2035 | TWh | 230 | Sub_sector | Industry | Steel | Industry (steel) | Energetic | industry_steel_demand_ammonia_energetic | Ammonia | EU | Energy demand | 0 | FEC
SE | TYNDP2026 | NT | 2035 | TWh | 232 | Sub_sector | Transport | Cars | Transport (cars) | Energetic | transport_cars_final_demand_electricity | Electricity | EU | Energy demand | 13.9283 | FEC
SE | TYNDP2026 | NT | 2035 | TWh | 233 | Sub_sector | Transport | Cars | Transport (cars) | Energetic | transport_cars_final_demand_hydrogen | Hydrogen | EU | Energy demand | 0 | FEC
SE | TYNDP2026 | NT | 2035 | TWh | 234 | Sub_sector | Transport | Cars | Transport (cars) | Energetic | transport_cars_final_demand_methane | Methane | EU | Energy demand | 0 | FEC
SE | TYNDP2026 | NT | 2035 | TWh | 235 | Sub_sector | Transport | Cars | Transport (cars) | Energetic | transport_cars_final_demand_heat | Heat | EU | Energy demand | 0 | FEC
SE | TYNDP2026 | NT | 2035 | TWh | 236 | Sub_sector | Transport | Cars | Transport (cars) | Energetic | transport_cars_final_demand_biomass | Biomass | EU | Energy demand | 0 | FEC
SE | TYNDP2026 | NT | 2035 | TWh | 237 | Sub_sector | Transport | Cars | Transport (cars) | Energetic | transport_cars_final_demand_coal | Solids | EU | Energy demand | 0 | FEC
SE | TYNDP2026 | NT | 2035 | TWh | 238 | Sub_sector | Transport | Cars | Transport (cars) | Energetic | transport_cars_final_demand_oil | Liquids | EU | Energy demand | 0 | FEC
SE | TYNDP2026 | NT | 2035 | TWh | 239 | Sub_sector | Transport | Cars | Transport (cars) | Energetic | transport_cars_final_demand_other | Others | EU | Energy demand | 0 | FEC
SE | TYNDP2026 | NT | 2035 | TWh | 240 | Sub_sector | Transport | Cars | Transport (cars) | Energetic | transport_cars_final_demand_ammonia | Ammonia | EU | Energy demand | 0 | FEC
SE | TYNDP2026 | NT | 2035 | TWh | 242 | Sub_sector | Transport | Busses | Transport (busses) | Energetic | transport_busses_final_demand_electricity | Electricity | EU | Energy demand | 0 | FEC
SE | TYNDP2026 | NT | 2035 | TWh | 243 | Sub_sector | Transport | Busses | Transport (busses) | Energetic | transport_busses_final_demand_hydrogen | Hydrogen | EU | Energy demand | 0 | FEC
SE | TYNDP2026 | NT | 2035 | TWh | 244 | Sub_sector | Transport | Busses | Transport (busses) | Energetic | transport_busses_final_demand_methane | Methane | EU | Energy demand | 0 | FEC
SE | TYNDP2026 | NT | 2035 | TWh | 245 | Sub_sector | Transport | Busses | Transport (busses) | Energetic | transport_busses_final_demand_heat | Heat | EU | Energy demand | 0 | FEC
SE | TYNDP2026 | NT | 2035 | TWh | 246 | Sub_sector | Transport | Busses | Transport (busses) | Energetic | transport_busses_final_demand_biomass | Biomass | EU | Energy demand | 0 | FEC
SE | TYNDP2026 | NT | 2035 | TWh | 247 | Sub_sector | Transport | Busses | Transport (busses) | Energetic | transport_busses_final_demand_coal | Solids | EU | Energy demand | 0 | FEC
SE | TYNDP2026 | NT | 2035 | TWh | 248 | Sub_sector | Transport | Busses | Transport (busses) | Energetic | transport_busses_final_demand_oil | Liquids | EU | Energy demand | 0 | FEC
SE | TYNDP2026 | NT | 2035 | TWh | 249 | Sub_sector | Transport | Busses | Transport (busses) | Energetic | transport_busses_final_demand_other | Others | EU | Energy demand | 0 | FEC
SE | TYNDP2026 | NT | 2035 | TWh | 250 | Sub_sector | Transport | Busses | Transport (busses) | Energetic | transport_busses_final_demand_ammonia | Ammonia | EU | Energy demand | 0 | FEC
SE | TYNDP2026 | NT | 2035 | TWh | 252 | Sub_sector | Transport | Trucks | Transport (trucks) | Energetic | transport_trucks_final_demand_electricity | Electricity | EU | Energy demand | 1.4068 | FEC
SE | TYNDP2026 | NT | 2035 | TWh | 253 | Sub_sector | Transport | Trucks | Transport (trucks) | Energetic | transport_trucks_final_demand_hydrogen | Hydrogen | EU | Energy demand | 1.2112 | FEC
SE | TYNDP2026 | NT | 2035 | TWh | 254 | Sub_sector | Transport | Trucks | Transport (trucks) | Energetic | transport_trucks_final_demand_methane | Methane | EU | Energy demand | 1.0407 | FEC
SE | TYNDP2026 | NT | 2035 | TWh | 255 | Sub_sector | Transport | Trucks | Transport (trucks) | Energetic | transport_trucks_final_demand_heat | Heat | EU | Energy demand | 0 | FEC
SE | TYNDP2026 | NT | 2035 | TWh | 256 | Sub_sector | Transport | Trucks | Transport (trucks) | Energetic | transport_trucks_final_demand_biomass | Biomass | EU | Energy demand | 0 | FEC
SE | TYNDP2026 | NT | 2035 | TWh | 257 | Sub_sector | Transport | Trucks | Transport (trucks) | Energetic | transport_trucks_final_demand_coal | Solids | EU | Energy demand | 0 | FEC
SE | TYNDP2026 | NT | 2035 | TWh | 258 | Sub_sector | Transport | Trucks | Transport (trucks) | Energetic | transport_trucks_final_demand_oil | Liquids | EU | Energy demand | 12.1631 | FEC
SE | TYNDP2026 | NT | 2035 | TWh | 259 | Sub_sector | Transport | Trucks | Transport (trucks) | Energetic | transport_trucks_final_demand_other | Others | EU | Energy demand | 0 | FEC
SE | TYNDP2026 | NT | 2035 | TWh | 260 | Sub_sector | Transport | Trucks | Transport (trucks) | Energetic | transport_trucks_final_demand_ammonia | Ammonia | EU | Energy demand | 0 | FEC
SE | TYNDP2026 | NT | 2035 | TWh | 262 | Sub_sector | Transport | Vans | Transport (vans) | Energetic | transport_vans_final_demand_electricity | Electricity | EU | Energy demand | 2.7067 | FEC
SE | TYNDP2026 | NT | 2035 | TWh | 263 | Sub_sector | Transport | Vans | Transport (vans) | Energetic | transport_vans_final_demand_hydrogen | Hydrogen | EU | Energy demand | 0.84742 | FEC
SE | TYNDP2026 | NT | 2035 | TWh | 264 | Sub_sector | Transport | Vans | Transport (vans) | Energetic | transport_vans_final_demand_methane | Methane | EU | Energy demand | 0.1753 | FEC
SE | TYNDP2026 | NT | 2035 | TWh | 265 | Sub_sector | Transport | Vans | Transport (vans) | Energetic | transport_vans_final_demand_heat | Heat | EU | Energy demand | 0 | FEC
SE | TYNDP2026 | NT | 2035 | TWh | 266 | Sub_sector | Transport | Vans | Transport (vans) | Energetic | transport_vans_final_demand_biomass | Biomass | EU | Energy demand | 0 | FEC
SE | TYNDP2026 | NT | 2035 | TWh | 267 | Sub_sector | Transport | Vans | Transport (vans) | Energetic | transport_vans_final_demand_coal | Solids | EU | Energy demand | 0 | FEC
SE | TYNDP2026 | NT | 2035 | TWh | 268 | Sub_sector | Transport | Vans | Transport (vans) | Energetic | transport_vans_final_demand_oil | Liquids | EU | Energy demand | 11.2697 | FEC
SE | TYNDP2026 | NT | 2035 | TWh | 269 | Sub_sector | Transport | Vans | Transport (vans) | Energetic | transport_vans_final_demand_other | Others | EU | Energy demand | 0 | FEC
SE | TYNDP2026 | NT | 2035 | TWh | 270 | Sub_sector | Transport | Vans | Transport (vans) | Energetic | transport_vans_final_demand_ammonia | Ammonia | EU | Energy demand | 0 | FEC
SE | TYNDP2026 | NT | 2035 | TWh | 272 | Sub_sector | Transport | Freight trains | Transport (trains) | Energetic | transport_trains_final_demand_electricity | Electricity | EU | Energy demand | 1.0256 | FEC
SE | TYNDP2026 | NT | 2035 | TWh | 273 | Sub_sector | Transport | Freight trains | Transport (trains) | Energetic | transport_trains_final_demand_hydrogen | Hydrogen | EU | Energy demand | 0.15858 | FEC
SE | TYNDP2026 | NT | 2035 | TWh | 274 | Sub_sector | Transport | Freight trains | Transport (trains) | Energetic | transport_trains_final_demand_methane | Methane | EU | Energy demand | 0 | FEC
SE | TYNDP2026 | NT | 2035 | TWh | 275 | Sub_sector | Transport | Freight trains | Transport (trains) | Energetic | transport_trains_final_demand_heat | Heat | EU | Energy demand | 0 | FEC
SE | TYNDP2026 | NT | 2035 | TWh | 276 | Sub_sector | Transport | Freight trains | Transport (trains) | Energetic | transport_trains_final_demand_biomass | Biomass | EU | Energy demand | 0 | FEC
SE | TYNDP2026 | NT | 2035 | TWh | 277 | Sub_sector | Transport | Freight trains | Transport (trains) | Energetic | transport_trains_final_demand_coal | Solids | EU | Energy demand | 0 | FEC
SE | TYNDP2026 | NT | 2035 | TWh | 278 | Sub_sector | Transport | Freight trains | Transport (trains) | Energetic | transport_trains_final_demand_oil | Liquids | EU | Energy demand | 0.23845 | FEC
SE | TYNDP2026 | NT | 2035 | TWh | 279 | Sub_sector | Transport | Freight trains | Transport (trains) | Energetic | transport_trains_final_demand_other | Others | EU | Energy demand | 0 | FEC
SE | TYNDP2026 | NT | 2035 | TWh | 280 | Sub_sector | Transport | Freight trains | Transport (trains) | Energetic | transport_trains_final_demand_ammonia | Ammonia | EU | Energy demand | 0 | FEC
SE | TYNDP2026 | NT | 2035 | TWh | 282 | Sub_sector | Transport | Ships | Transport (ships) | Energetic | transport_ships_final_demand_electricity | Electricity | EU | Energy demand | 0.0088616 | FEC
SE | TYNDP2026 | NT | 2035 | TWh | 283 | Sub_sector | Transport | Ships | Transport (ships) | Energetic | transport_ships_final_demand_hydrogen | Hydrogen | EU | Energy demand | 0.017525 | FEC
SE | TYNDP2026 | NT | 2035 | TWh | 284 | Sub_sector | Transport | Ships | Transport (ships) | Energetic | transport_ships_final_demand_methane | Methane | EU | Energy demand | 0.041046 | FEC
SE | TYNDP2026 | NT | 2035 | TWh | 285 | Sub_sector | Transport | Ships | Transport (ships) | Energetic | transport_ships_final_demand_heat | Heat | EU | Energy demand | 0 | FEC
SE | TYNDP2026 | NT | 2035 | TWh | 286 | Sub_sector | Transport | Ships | Transport (ships) | Energetic | transport_ships_final_demand_biomass | Biomass | EU | Energy demand | 0 | FEC
SE | TYNDP2026 | NT | 2035 | TWh | 287 | Sub_sector | Transport | Ships | Transport (ships) | Energetic | transport_ships_final_demand_coal | Solids | EU | Energy demand | 0 | FEC
SE | TYNDP2026 | NT | 2035 | TWh | 288 | Sub_sector | Transport | Ships | Transport (ships) | Energetic | transport_ships_final_demand_oil | Liquids | EU | Energy demand | 0.27204 | FEC
SE | TYNDP2026 | NT | 2035 | TWh | 289 | Sub_sector | Transport | Ships | Transport (ships) | Energetic | transport_ships_final_demand_other | Others | EU | Energy demand | 0 | FEC
SE | TYNDP2026 | NT | 2035 | TWh | 290 | Sub_sector | Transport | Ships | Transport (ships) | Energetic | transport_ships_final_demand_ammonia | Ammonia | EU | Energy demand | 0 | FEC
SE | TYNDP2026 | NT | 2035 | TWh | 292 | Sub_sector | Transport | Planes | Transport (planes) | Energetic | transport_planes_final_demand_electricity | Electricity | EU | Energy demand | 0 | FEC
SE | TYNDP2026 | NT | 2035 | TWh | 293 | Sub_sector | Transport | Planes | Transport (planes) | Energetic | transport_planes_final_demand_hydrogen | Hydrogen | EU | Energy demand | 0 | FEC
SE | TYNDP2026 | NT | 2035 | TWh | 294 | Sub_sector | Transport | Planes | Transport (planes) | Energetic | transport_planes_final_demand_methane | Methane | EU | Energy demand | 0 | FEC
SE | TYNDP2026 | NT | 2035 | TWh | 295 | Sub_sector | Transport | Planes | Transport (planes) | Energetic | transport_planes_final_demand_heat | Heat | EU | Energy demand | 0 | FEC
SE | TYNDP2026 | NT | 2035 | TWh | 296 | Sub_sector | Transport | Planes | Transport (planes) | Energetic | transport_planes_final_demand_biomass | Biomass | EU | Energy demand | 0 | FEC
SE | TYNDP2026 | NT | 2035 | TWh | 297 | Sub_sector | Transport | Planes | Transport (planes) | Energetic | transport_planes_final_demand_coal | Solids | EU | Energy demand | 0 | FEC
SE | TYNDP2026 | NT | 2035 | TWh | 298 | Sub_sector | Transport | Planes | Transport (planes) | Energetic | transport_planes_final_demand_oil | Liquids | EU | Energy demand | 0 | FEC
SE | TYNDP2026 | NT | 2035 | TWh | 299 | Sub_sector | Transport | Planes | Transport (planes) | Energetic | transport_planes_final_demand_other | Others | EU | Energy demand | 0 | FEC
SE | TYNDP2026 | NT | 2035 | TWh | 300 | Sub_sector | Transport | Planes | Transport (planes) | Energetic | transport_planes_final_demand_ammonia | Ammonia | EU | Energy demand | 0 | FEC
SE | TYNDP2026 | NT | 2035 | TWh | 302 | Sub_sector | Transport | Others | Transport (others) | Energetic | transport_other_final_demand_electricity | Electricity | EU | Energy demand | 0 | FEC
SE | TYNDP2026 | NT | 2035 | TWh | 303 | Sub_sector | Transport | Others | Transport (others) | Energetic | transport_other_final_demand_hydrogen | Hydrogen | EU | Energy demand | 0 | FEC
SE | TYNDP2026 | NT | 2035 | TWh | 304 | Sub_sector | Transport | Others | Transport (others) | Energetic | transport_other_final_demand_methane | Methane | EU | Energy demand | 0 | FEC
SE | TYNDP2026 | NT | 2035 | TWh | 305 | Sub_sector | Transport | Others | Transport (others) | Energetic | transport_other_final_demand_heat | Heat | EU | Energy demand | 0 | FEC
SE | TYNDP2026 | NT | 2035 | TWh | 306 | Sub_sector | Transport | Others | Transport (others) | Energetic | transport_other_final_demand_biomass | Biomass | EU | Energy demand | 0 | FEC
SE | TYNDP2026 | NT | 2035 | TWh | 307 | Sub_sector | Transport | Others | Transport (others) | Energetic | transport_other_final_demand_coal | Solids | EU | Energy demand | 0 | FEC
SE | TYNDP2026 | NT | 2035 | TWh | 308 | Sub_sector | Transport | Others | Transport (others) | Energetic | transport_other_final_demand_oil | Liquids | EU | Energy demand | 0 | FEC
SE | TYNDP2026 | NT | 2035 | TWh | 309 | Sub_sector | Transport | Others | Transport (others) | Energetic | transport_other_final_demand_other | Others | EU | Energy demand | 0 | FEC
SE | TYNDP2026 | NT | 2035 | TWh | 310 | Sub_sector | Transport | Others | Transport (others) | Energetic | transport_other_final_demand_ammonia | Ammonia | EU | Energy demand | 0 | FEC
SE | TYNDP2026 | NT | 2035 | TWh | 312 | Sub_sector | International transport | International aviation | Transport (int. aviation) | Energetic | transport_int_aviation_final_demand_electricity | Electricity | EU | Energy demand | 0 | FEC
SE | TYNDP2026 | NT | 2035 | TWh | 313 | Sub_sector | International transport | International aviation | Transport (int. aviation) | Energetic | transport_int_aviation_final_demand_hydrogen | Hydrogen | EU | Energy demand | 0 | FEC
SE | TYNDP2026 | NT | 2035 | TWh | 314 | Sub_sector | International transport | International aviation | Transport (int. aviation) | Energetic | transport_int_aviation_final_demand_methane | Methane | EU | Energy demand | 0 | FEC
SE | TYNDP2026 | NT | 2035 | TWh | 315 | Sub_sector | International transport | International aviation | Transport (int. aviation) | Energetic | transport_int_aviation_final_demand_heat | Heat | EU | Energy demand | 0 | FEC
SE | TYNDP2026 | NT | 2035 | TWh | 316 | Sub_sector | International transport | International aviation | Transport (int. aviation) | Energetic | transport_int_aviation_final_demand_biofuels | Biomass | EU | Energy demand | 0 | FEC
SE | TYNDP2026 | NT | 2035 | TWh | 317 | Sub_sector | International transport | International aviation | Transport (int. aviation) | Energetic | transport_int_aviation_final_demand_coal | Solids | EU | Energy demand | 0 | FEC
SE | TYNDP2026 | NT | 2035 | TWh | 318 | Sub_sector | International transport | International aviation | Transport (int. aviation) | Energetic | transport_int_aviation_final_demand_oil | Liquids | EU | Energy demand | 8.6977 | FEC
SE | TYNDP2026 | NT | 2035 | TWh | 319 | Sub_sector | International transport | International aviation | Transport (int. aviation) | Energetic | transport_int_aviation_final_demand_other | Others | EU | Energy demand | 0 | FEC
SE | TYNDP2026 | NT | 2035 | TWh | 320 | Sub_sector | International transport | International aviation | Transport (int. aviation) | Energetic | transport_int_aviation_final_demand_ammonia | Ammonia | EU | Energy demand | 0 | FEC
SE | TYNDP2026 | NT | 2035 | TWh | 322 | Sub_sector | International transport | International shipping | Transport (int. shipping) | Energetic | transport_int_shipping_final_demand_electricity | Electricity | EU | Energy demand | 0 | not_included_in_FEC
SE | TYNDP2026 | NT | 2035 | TWh | 323 | Sub_sector | International transport | International shipping | Transport (int. shipping) | Energetic | transport_int_shipping_final_demand_hydrogen | Hydrogen | EU | Energy demand | 2.3417 | not_included_in_FEC
SE | TYNDP2026 | NT | 2035 | TWh | 324 | Sub_sector | International transport | International shipping | Transport (int. shipping) | Energetic | transport_int_shipping_final_demand_methane | Methane | EU | Energy demand | 6.0031 | not_included_in_FEC
SE | TYNDP2026 | NT | 2035 | TWh | 325 | Sub_sector | International transport | International shipping | Transport (int. shipping) | Energetic | transport_int_shipping_final_demand_heat | Heat | EU | Energy demand | 0 | not_included_in_FEC
SE | TYNDP2026 | NT | 2035 | TWh | 326 | Sub_sector | International transport | International shipping | Transport (int. shipping) | Energetic | transport_int_shipping_final_demand_biofuels | Biomass | EU | Energy demand | 0 | not_included_in_FEC
SE | TYNDP2026 | NT | 2035 | TWh | 327 | Sub_sector | International transport | International shipping | Transport (int. shipping) | Energetic | transport_int_shipping_final_demand_coal | Solids | EU | Energy demand | 0 | not_included_in_FEC
SE | TYNDP2026 | NT | 2035 | TWh | 328 | Sub_sector | International transport | International shipping | Transport (int. shipping) | Energetic | transport_int_shipping_final_demand_oil | Liquids | EU | Energy demand | 12.448 | not_included_in_FEC
SE | TYNDP2026 | NT | 2035 | TWh | 329 | Sub_sector | International transport | International shipping | Transport (int. shipping) | Energetic | transport_int_shipping_final_demand_other | Others | EU | Energy demand | 0 | not_included_in_FEC
SE | TYNDP2026 | NT | 2035 | TWh | 330 | Sub_sector | International transport | International shipping | Transport (int. shipping) | Energetic | transport_int_shipping_final_demand_ammonia | Ammonia | EU | Energy demand | 0 | not_included_in_FEC
SE | TYNDP2026 | NT | 2035 | TWh | 332 | Sub_sector | Households | Space heating | Households (heating) | Energetic | households_heating_final_demand_electricity | Electricity | EU | Energy demand | 19.1964 | FEC
SE | TYNDP2026 | NT | 2035 | TWh | 333 | Sub_sector | Households | Space heating | Households (heating) | Energetic | households_heating_final_demand_hydrogen | Hydrogen | EU | Energy demand | 0 | FEC
SE | TYNDP2026 | NT | 2035 | TWh | 334 | Sub_sector | Households | Space heating | Households (heating) | Energetic | households_heating_final_demand_methane | Methane | EU | Energy demand | 0 | FEC
SE | TYNDP2026 | NT | 2035 | TWh | 335 | Sub_sector | Households | Space heating | Households (heating) | Energetic | households_heating_final_demand_heat | Heat | EU | Energy demand | 0 | FEC
SE | TYNDP2026 | NT | 2035 | TWh | 336 | Sub_sector | Households | Space heating | Households (heating) | Energetic | households_heating_final_demand_biomass | Biomass | EU | Energy demand | 0 | FEC
SE | TYNDP2026 | NT | 2035 | TWh | 337 | Sub_sector | Households | Space heating | Households (heating) | Energetic | households_heating_final_demand_coal | Solids | EU | Energy demand | 0 | FEC
SE | TYNDP2026 | NT | 2035 | TWh | 338 | Sub_sector | Households | Space heating | Households (heating) | Energetic | households_heating_final_demand_oil | Liquids | EU | Energy demand | 0 | FEC
SE | TYNDP2026 | NT | 2035 | TWh | 339 | Sub_sector | Households | Space heating | Households (heating) | Energetic | households_heating_final_demand_other | Others | EU | Energy demand | 0 | FEC
SE | TYNDP2026 | NT | 2035 | TWh | 340 | Sub_sector | Households | Space heating | Households (heating) | Energetic | households_heating_final_demand_ammonia | Ammonia | EU | Energy demand | 0 | FEC
SE | TYNDP2026 | NT | 2035 | TWh | 343 | Sub_sector | Households | Cooling | Households (cooling) | Energetic | households_cooling_final_demand_electricity | Electricity | EU | Energy demand | 0 | FEC
SE | TYNDP2026 | NT | 2035 | TWh | 344 | Sub_sector | Households | Cooling | Households (cooling) | Energetic | households_cooling_final_demand_hydrogen | Hydrogen | EU | Energy demand | 0 | FEC
SE | TYNDP2026 | NT | 2035 | TWh | 345 | Sub_sector | Households | Cooling | Households (cooling) | Energetic | households_cooling_final_demand_methane | Methane | EU | Energy demand | 0 | FEC
SE | TYNDP2026 | NT | 2035 | TWh | 346 | Sub_sector | Households | Cooling | Households (cooling) | Energetic | households_cooling_final_demand_heat | Heat | EU | Energy demand | 0 | FEC
SE | TYNDP2026 | NT | 2035 | TWh | 347 | Sub_sector | Households | Cooling | Households (cooling) | Energetic | households_cooling_final_demand_biomass | Biomass | EU | Energy demand | 0 | FEC
SE | TYNDP2026 | NT | 2035 | TWh | 348 | Sub_sector | Households | Cooling | Households (cooling) | Energetic | households_cooling_final_demand_coal | Solids | EU | Energy demand | 0 | FEC
SE | TYNDP2026 | NT | 2035 | TWh | 349 | Sub_sector | Households | Cooling | Households (cooling) | Energetic | households_cooling_final_demand_oil | Liquids | EU | Energy demand | 0 | FEC
SE | TYNDP2026 | NT | 2035 | TWh | 350 | Sub_sector | Households | Cooling | Households (cooling) | Energetic | households_cooling_final_demand_other | Others | EU | Energy demand | 0 | FEC
SE | TYNDP2026 | NT | 2035 | TWh | 351 | Sub_sector | Households | Cooling | Households (cooling) | Energetic | households_cooling_final_demand_ammonia | Ammonia | EU | Energy demand | 0 | FEC
SE | TYNDP2026 | NT | 2035 | TWh | 354 | Sub_sector | Households | Hot water | Households (hot water) | Energetic | households_hot_water_final_demand_electricity | Electricity | EU | Energy demand | 4.354 | FEC
SE | TYNDP2026 | NT | 2035 | TWh | 355 | Sub_sector | Households | Hot water | Households (hot water) | Energetic | households_hot_water_final_demand_hydrogen | Hydrogen | EU | Energy demand | 0 | FEC
SE | TYNDP2026 | NT | 2035 | TWh | 356 | Sub_sector | Households | Hot water | Households (hot water) | Energetic | households_hot_water_final_demand_methane | Methane | EU | Energy demand | 0 | FEC
SE | TYNDP2026 | NT | 2035 | TWh | 357 | Sub_sector | Households | Hot water | Households (hot water) | Energetic | households_hot_water_final_demand_heat | Heat | EU | Energy demand | 0 | FEC
SE | TYNDP2026 | NT | 2035 | TWh | 358 | Sub_sector | Households | Hot water | Households (hot water) | Energetic | households_hot_water_final_demand_biomass | Biomass | EU | Energy demand | 0 | FEC
SE | TYNDP2026 | NT | 2035 | TWh | 359 | Sub_sector | Households | Hot water | Households (hot water) | Energetic | households_hot_water_final_demand_coal | Solids | EU | Energy demand | 0 | FEC
SE | TYNDP2026 | NT | 2035 | TWh | 360 | Sub_sector | Households | Hot water | Households (hot water) | Energetic | households_hot_water_final_demand_oil | Liquids | EU | Energy demand | 0 | FEC
SE | TYNDP2026 | NT | 2035 | TWh | 361 | Sub_sector | Households | Hot water | Households (hot water) | Energetic | households_hot_water_final_demand_other | Others | EU | Energy demand | 0.073384 | FEC
SE | TYNDP2026 | NT | 2035 | TWh | 362 | Sub_sector | Households | Hot water | Households (hot water) | Energetic | households_hot_water_final_demand_ammonia | Ammonia | EU | Energy demand | 0 | FEC
SE | TYNDP2026 | NT | 2035 | TWh | 365 | Sub_sector | Households | Appliances | Households (appliances) | Energetic | households_appliances_final_demand_electricity | Electricity | EU | Energy demand | 17.5312 | FEC
SE | TYNDP2026 | NT | 2035 | TWh | 366 | Sub_sector | Households | Appliances | Households (appliances) | Energetic | households_appliances_final_demand_hydrogen | Hydrogen | EU | Energy demand | 0 | FEC
SE | TYNDP2026 | NT | 2035 | TWh | 367 | Sub_sector | Households | Appliances | Households (appliances) | Energetic | households_appliances_final_demand_methane | Methane | EU | Energy demand | 0.25593 | FEC
SE | TYNDP2026 | NT | 2035 | TWh | 368 | Sub_sector | Households | Appliances | Households (appliances) | Energetic | households_appliances_final_demand_heat | Heat | EU | Energy demand | 0 | FEC
SE | TYNDP2026 | NT | 2035 | TWh | 369 | Sub_sector | Households | Appliances | Households (appliances) | Energetic | households_appliances_final_demand_biomass | Biomass | EU | Energy demand | 0.041132 | FEC
SE | TYNDP2026 | NT | 2035 | TWh | 370 | Sub_sector | Households | Appliances | Households (appliances) | Energetic | households_appliances_final_demand_coal | Solids | EU | Energy demand | 0 | FEC
SE | TYNDP2026 | NT | 2035 | TWh | 371 | Sub_sector | Households | Appliances | Households (appliances) | Energetic | households_appliances_final_demand_oil | Liquids | EU | Energy demand | 0 | FEC
SE | TYNDP2026 | NT | 2035 | TWh | 372 | Sub_sector | Households | Appliances | Households (appliances) | Energetic | households_appliances_final_demand_other | Others | EU | Energy demand | 0 | FEC
SE | TYNDP2026 | NT | 2035 | TWh | 373 | Sub_sector | Households | Appliances | Households (appliances) | Energetic | households_appliances_final_demand_ammonia | Ammonia | EU | Energy demand | 0 | FEC
SE | TYNDP2026 | NT | 2035 | TWh | 375 | Sub_sector | Buildings | Space heating | Buildings (heat) | Energetic | buildings_heat_final_demand_electricity | Electricity | EU | Energy demand | 16.8847 | FEC
SE | TYNDP2026 | NT | 2035 | TWh | 376 | Sub_sector | Buildings | Space heating | Buildings (heat) | Energetic | buildings_heat_final_demand_hydrogen | Hydrogen | EU | Energy demand | 0 | FEC
SE | TYNDP2026 | NT | 2035 | TWh | 377 | Sub_sector | Buildings | Space heating | Buildings (heat) | Energetic | buildings_heat_final_demand_methane | Methane | EU | Energy demand | 0 | FEC
SE | TYNDP2026 | NT | 2035 | TWh | 378 | Sub_sector | Buildings | Space heating | Buildings (heat) | Energetic | buildings_heat_final_demand_heat | Heat | EU | Energy demand | 0 | FEC
SE | TYNDP2026 | NT | 2035 | TWh | 379 | Sub_sector | Buildings | Space heating | Buildings (heat) | Energetic | buildings_heat_final_demand_biomass | Biomass | EU | Energy demand | 0 | FEC
SE | TYNDP2026 | NT | 2035 | TWh | 380 | Sub_sector | Buildings | Space heating | Buildings (heat) | Energetic | buildings_heat_final_demand_coal | Solids | EU | Energy demand | 0 | FEC
SE | TYNDP2026 | NT | 2035 | TWh | 381 | Sub_sector | Buildings | Space heating | Buildings (heat) | Energetic | buildings_heat_final_demand_oil | Liquids | EU | Energy demand | 0 | FEC
SE | TYNDP2026 | NT | 2035 | TWh | 382 | Sub_sector | Buildings | Space heating | Buildings (heat) | Energetic | buildings_heat_final_demand_other | Others | EU | Energy demand | 0 | FEC
SE | TYNDP2026 | NT | 2035 | TWh | 383 | Sub_sector | Buildings | Space heating | Buildings (heat) | Energetic | buildings_heat_final_demand_ammonia | Ammonia | EU | Energy demand | 0 | FEC
SE | TYNDP2026 | NT | 2035 | TWh | 386 | Sub_sector | Buildings | Cooling | Buildings (cooling) | Energetic | buildings_cooling_final_demand_electricity | Electricity | EU | Energy demand | 0.91292 | FEC
SE | TYNDP2026 | NT | 2035 | TWh | 387 | Sub_sector | Buildings | Cooling | Buildings (cooling) | Energetic | buildings_cooling_final_demand_hydrogen | Hydrogen | EU | Energy demand | 0 | FEC
SE | TYNDP2026 | NT | 2035 | TWh | 388 | Sub_sector | Buildings | Cooling | Buildings (cooling) | Energetic | buildings_cooling_final_demand_methane | Methane | EU | Energy demand | 0 | FEC
SE | TYNDP2026 | NT | 2035 | TWh | 389 | Sub_sector | Buildings | Cooling | Buildings (cooling) | Energetic | buildings_cooling_final_demand_heat | Heat | EU | Energy demand | 0 | FEC
SE | TYNDP2026 | NT | 2035 | TWh | 390 | Sub_sector | Buildings | Cooling | Buildings (cooling) | Energetic | buildings_cooling_final_demand_biomass | Biomass | EU | Energy demand | 0 | FEC
SE | TYNDP2026 | NT | 2035 | TWh | 391 | Sub_sector | Buildings | Cooling | Buildings (cooling) | Energetic | buildings_cooling_final_demand_coal | Solids | EU | Energy demand | 0 | FEC
SE | TYNDP2026 | NT | 2035 | TWh | 392 | Sub_sector | Buildings | Cooling | Buildings (cooling) | Energetic | buildings_cooling_final_demand_oil | Liquids | EU | Energy demand | 0 | FEC
SE | TYNDP2026 | NT | 2035 | TWh | 393 | Sub_sector | Buildings | Cooling | Buildings (cooling) | Energetic | buildings_cooling_final_demand_other | Others | EU | Energy demand | 0 | FEC
SE | TYNDP2026 | NT | 2035 | TWh | 394 | Sub_sector | Buildings | Cooling | Buildings (cooling) | Energetic | buildings_cooling_final_demand_ammonia | Ammonia | EU | Energy demand | 0 | FEC
SE | TYNDP2026 | NT | 2035 | TWh | 397 | Sub_sector | Buildings | Appliances | Buildings (appliances) | Energetic | buildings_appliances_final_demand_electricity | Electricity | EU | Energy demand | 7.9108 | FEC
SE | TYNDP2026 | NT | 2035 | TWh | 398 | Sub_sector | Buildings | Appliances | Buildings (appliances) | Energetic | buildings_appliances_final_demand_hydrogen | Hydrogen | EU | Energy demand | 0 | FEC
SE | TYNDP2026 | NT | 2035 | TWh | 399 | Sub_sector | Buildings | Appliances | Buildings (appliances) | Energetic | buildings_appliances_final_demand_methane | Methane | EU | Energy demand | 0.10862 | FEC
SE | TYNDP2026 | NT | 2035 | TWh | 400 | Sub_sector | Buildings | Appliances | Buildings (appliances) | Energetic | buildings_appliances_final_demand_heat | Heat | EU | Energy demand | 0 | FEC
SE | TYNDP2026 | NT | 2035 | TWh | 401 | Sub_sector | Buildings | Appliances | Buildings (appliances) | Energetic | buildings_appliances_final_demand_biomass | Biomass | EU | Energy demand | 0 | FEC
SE | TYNDP2026 | NT | 2035 | TWh | 402 | Sub_sector | Buildings | Appliances | Buildings (appliances) | Energetic | buildings_appliances_final_demand_coal | Solids | EU | Energy demand | 0 | FEC
SE | TYNDP2026 | NT | 2035 | TWh | 403 | Sub_sector | Buildings | Appliances | Buildings (appliances) | Energetic | buildings_appliances_final_demand_oil | Liquids | EU | Energy demand | 0 | FEC
SE | TYNDP2026 | NT | 2035 | TWh | 404 | Sub_sector | Buildings | Appliances | Buildings (appliances) | Energetic | buildings_appliances_final_demand_other | Others | EU | Energy demand | 0 | FEC
SE | TYNDP2026 | NT | 2035 | TWh | 405 | Sub_sector | Buildings | Appliances | Buildings (appliances) | Energetic | buildings_appliances_final_demand_ammonia | Ammonia | EU | Energy demand | 0 | FEC
SE | TYNDP2026 | NT | 2035 | TWh | 407 | Sub_sector | Buildings | Datacenters | Datacenters & ICT | Energetic | datacentres_final_demand_electricity_energetic | Electricity | EU | Energy demand | 8.609 | FEC
SE | TYNDP2026 | NT | 2035 | TWh | 408 | Sub_sector | Buildings | Datacenters | Datacenters & ICT | Energetic | datacentres_final_demand_hydrogen_energetic | Hydrogen | EU | Energy demand | 0 | FEC
SE | TYNDP2026 | NT | 2035 | TWh | 409 | Sub_sector | Buildings | Datacenters | Datacenters & ICT | Energetic | datacentres_final_demand_methane_energetic | Methane | EU | Energy demand | 0 | FEC
SE | TYNDP2026 | NT | 2035 | TWh | 410 | Sub_sector | Buildings | Datacenters | Datacenters & ICT | Energetic | datacentres_final_demand_heat_energetic | Heat | EU | Energy demand | 0 | FEC
SE | TYNDP2026 | NT | 2035 | TWh | 411 | Sub_sector | Buildings | Datacenters | Datacenters & ICT | Energetic | datacentres_final_demand_biomass_energetic | Biomass | EU | Energy demand | 0 | FEC
SE | TYNDP2026 | NT | 2035 | TWh | 412 | Sub_sector | Buildings | Datacenters | Datacenters & ICT | Energetic | datacentres_final_demand_coal_energetic | Solids | EU | Energy demand | 0 | FEC
SE | TYNDP2026 | NT | 2035 | TWh | 413 | Sub_sector | Buildings | Datacenters | Datacenters & ICT | Energetic | datacentres_final_demand_oil_energetic | Liquids | EU | Energy demand | 0 | FEC
SE | TYNDP2026 | NT | 2035 | TWh | 414 | Sub_sector | Buildings | Datacenters | Datacenters & ICT | Energetic | datacentres_final_demand_other_energetic | Others | EU | Energy demand | 0 | FEC
SE | TYNDP2026 | NT | 2035 | TWh | 415 | Sub_sector | Buildings | Datacenters | Datacenters & ICT | Energetic | datacentres_final_demand_ammonia_energetic | Ammonia | EU | Energy demand | 0 | FEC
SE | TYNDP2026 | NT | 2035 | TWh | 417 | Sub_sector | Transport | Others_Sector | Others_Sector | Energetic | other_final_demand_electricity_energetic | Electricity | EU | Energy demand | 0 | FEC
SE | TYNDP2026 | NT | 2035 | TWh | 418 | Sub_sector | Transport | Others_Sector | Others_Sector | Energetic | other_final_demand_hydrogen_energetic | Hydrogen | EU | Energy demand | 0 | FEC
SE | TYNDP2026 | NT | 2035 | TWh | 419 | Sub_sector | Transport | Pipeline Transport | Others_Sector | Energetic | other_final_demand_methane_energetic | Methane | EU | Energy demand | 0 | FEC
SE | TYNDP2026 | NT | 2035 | TWh | 420 | Sub_sector | Transport | Others_Sector | Others_Sector | Energetic | other_final_demand_heat_energetic | Heat | EU | Energy demand | 0 | FEC
SE | TYNDP2026 | NT | 2035 | TWh | 421 | Sub_sector | Transport | Others_Sector | Others_Sector | Energetic | other_final_demand_biomass_energetic | Biomass | EU | Energy demand | 0 | FEC
SE | TYNDP2026 | NT | 2035 | TWh | 422 | Sub_sector | Transport | Others_Sector | Others_Sector | Energetic | other_final_demand_coal_energetic | Solids | EU | Energy demand | 0 | FEC
SE | TYNDP2026 | NT | 2035 | TWh | 423 | Sub_sector | Transport | Others_Sector | Others_Sector | Energetic | other_final_demand_oil_energetic | Liquids | EU | Energy demand | 0 | FEC
SE | TYNDP2026 | NT | 2035 | TWh | 424 | Sub_sector | Others_Sector | Others_Sector | Others_Sector | Non-energetic | other_final_demand_oil_non_energetic | Liquids | EU | Energy demand | 0 | not_included_in_FEC
SE | TYNDP2026 | NT | 2035 | TWh | 425 | Sub_sector | Transport | Others_Sector | Others_Sector | Energetic | other_final_demand_other_energetic | Others | EU | Energy demand | 0 | FEC
SE | TYNDP2026 | NT | 2035 | TWh | 426 | Sub_sector | Transport | Others_Sector | Others_Sector | Energetic | other_final_demand_ammonia_energetic | Ammonia | EU | Energy demand | 0 | FEC
SE | TYNDP2026 | NT | 2035 | TWh | 427 | Sub_sector | Industry | Surplus_Heat_in_Industry | Surplus_Heat_in_Industry | Energetic | final_demand_of_industry_unused_local_production_steam_hot_water | Heat | EU | Energy demand | 0.56871 | FEC
SE | TYNDP2026 | NT | 2035 | TWh | 429 | Sub_sector | Agriculture | Total | Agriculture | Energetic | agriculture_final_demand_electricity_energetic | Electricity | EU | Energy demand | 1.1495 | FEC
SE | TYNDP2026 | NT | 2035 | TWh | 430 | Sub_sector | Agriculture | Total | Agriculture | Energetic | agriculture_final_demand_hydrogen_energetic | Hydrogen | EU | Energy demand | 0 | FEC
SE | TYNDP2026 | NT | 2035 | TWh | 431 | Sub_sector | Agriculture | Total | Agriculture | Energetic | agriculture_final_demand_methane_energetic | Methane | EU | Energy demand | 0.19939 | FEC
SE | TYNDP2026 | NT | 2035 | TWh | 432 | Sub_sector | Agriculture | Total | Agriculture | Energetic | agriculture_final_demand_heat_energetic | Heat | EU | Energy demand | 0.086308 | FEC
SE | TYNDP2026 | NT | 2035 | TWh | 433 | Sub_sector | Agriculture | Total | Agriculture | Energetic | agriculture_final_demand_biomass_energetic | Biomass | EU | Energy demand | 2.6775 | FEC
SE | TYNDP2026 | NT | 2035 | TWh | 434 | Sub_sector | Agriculture | Total | Agriculture | Energetic | agriculture_final_demand_coal_energetic | Solids | EU | Energy demand | 0 | FEC
SE | TYNDP2026 | NT | 2035 | TWh | 435 | Sub_sector | Agriculture | Total | Agriculture | Energetic | agriculture_final_demand_oil_energetic | Liquids | EU | Energy demand | 1.517 | FEC
SE | TYNDP2026 | NT | 2035 | TWh | 436 | Sub_sector | Agriculture | Total | Agriculture | Energetic | agriculture_final_demand_other_energetic | Others | EU | Energy demand | 0 | FEC
SE | TYNDP2026 | NT | 2035 | TWh | 437 | Sub_sector | Agriculture | Total | Agriculture | Energetic | agriculture_final_demand_ammonia_energetic | Ammonia | EU | Energy demand | 0 | FEC
SE | TYNDP2026 | NT | 2035 | TWh | 447 | Sub_sector | Buildings | Surplus Energy | Buildings | Energetic | GAP | Electricity | EU | Energy demand | 0 | FEC
SE | TYNDP2026 | NT | 2035 | TWh | 448 | Sub_sector | Buildings | Surplus Energy | Buildings | Energetic | GAP | Hydrogen | EU | Energy demand | 0 | FEC
SE | TYNDP2026 | NT | 2035 | TWh | 449 | Sub_sector | Buildings | Surplus Energy | Buildings | Energetic | GAP | Methane | EU | Energy demand | 0.0096138 | FEC
SE | TYNDP2026 | NT | 2035 | TWh | 450 | Sub_sector | Buildings | Surplus Energy | Buildings | Energetic | GAP | Heat | EU | Energy demand | 0 | FEC
SE | TYNDP2026 | NT | 2035 | TWh | 451 | Sub_sector | Buildings | Surplus Energy | Buildings | Energetic | GAP | Biomass | EU | Energy demand | 0.00087601 | FEC
SE | TYNDP2026 | NT | 2035 | TWh | 452 | Sub_sector | Buildings | Surplus Energy | Buildings | Energetic | GAP | Solids | EU | Energy demand | 0 | FEC
SE | TYNDP2026 | NT | 2035 | TWh | 453 | Sub_sector | Buildings | Surplus Energy | Buildings | Energetic | GAP | Liquids | EU | Energy demand | 0.22996 | FEC
SE | TYNDP2026 | NT | 2035 | TWh | 454 | Sub_sector | Buildings | Surplus Energy | Buildings | Energetic | GAP | Others | EU | Energy demand | 0 | FEC
SE | TYNDP2026 | NT | 2035 | TWh | 455 | Sub_sector | Buildings | Surplus Energy | Buildings | Energetic | GAP | Ammonia | EU | Energy demand | 0 | FEC
SE | TYNDP2026 | NT | 2035 | TWh | 456 | Sub_sector | Households | Surplus Energy | Households | Energetic | GAP | Electricity | EU | Energy demand | 0 | FEC
SE | TYNDP2026 | NT | 2035 | TWh | 457 | Sub_sector | Households | Surplus Energy | Households | Energetic | GAP | Hydrogen | EU | Energy demand | 0 | FEC
SE | TYNDP2026 | NT | 2035 | TWh | 458 | Sub_sector | Households | Surplus Energy | Households | Energetic | GAP | Methane | EU | Energy demand | 0.022652 | FEC
SE | TYNDP2026 | NT | 2035 | TWh | 459 | Sub_sector | Households | Surplus Energy | Households | Energetic | GAP | Heat | EU | Energy demand | 0 | FEC
SE | TYNDP2026 | NT | 2035 | TWh | 460 | Sub_sector | Households | Surplus Energy | Households | Energetic | GAP | Biomass | EU | Energy demand | 0 | FEC
SE | TYNDP2026 | NT | 2035 | TWh | 461 | Sub_sector | Households | Surplus Energy | Households | Energetic | GAP | Solids | EU | Energy demand | 0 | FEC
SE | TYNDP2026 | NT | 2035 | TWh | 462 | Sub_sector | Households | Surplus Energy | Households | Energetic | GAP | Liquids | EU | Energy demand | 0 | FEC
SE | TYNDP2026 | NT | 2035 | TWh | 463 | Sub_sector | Households | Surplus Energy | Households | Energetic | GAP | Others | EU | Energy demand | 0 | FEC
SE | TYNDP2026 | NT | 2035 | TWh | 464 | Sub_sector | Households | Surplus Energy | Households | Energetic | GAP | Ammonia | EU | Energy demand | 0 | FEC
SE | TYNDP2026 | NT | 2040 | TWh | 102 | Sub_sector | Industry | Aluminium | Industry (aluminium) | Energetic | industry_aluminium_demand_electricity_energetic | Electricity | EU | Energy demand | 24.0417 | FEC
SE | TYNDP2026 | NT | 2040 | TWh | 103 | Sub_sector | Industry | Aluminium | Industry (aluminium) | Energetic | industry_aluminium_demand_hydrogen_energetic | Hydrogen | EU | Energy demand | 0 | FEC
SE | TYNDP2026 | NT | 2040 | TWh | 104 | Sub_sector | Industry | Aluminium | Industry (aluminium) | Energetic | industry_aluminium_demand_methane_energetic | Methane | EU | Energy demand | 1.0241 | FEC
SE | TYNDP2026 | NT | 2040 | TWh | 105 | Sub_sector | Industry | Aluminium | Industry (aluminium) | Energetic | industry_aluminium_demand_heat_energetic | Heat | EU | Energy demand | 0 | FEC
SE | TYNDP2026 | NT | 2040 | TWh | 106 | Sub_sector | Industry | Aluminium | Industry (aluminium) | Energetic | industry_aluminium_demand_biomass_energetic | Biomass | EU | Energy demand | 0 | FEC
SE | TYNDP2026 | NT | 2040 | TWh | 107 | Sub_sector | Industry | Aluminium | Industry (aluminium) | Energetic | industry_aluminium_demand_coal_energetic | Solids | EU | Energy demand | 0 | FEC
SE | TYNDP2026 | NT | 2040 | TWh | 108 | Sub_sector | Industry | Aluminium | Industry (aluminium) | Energetic | industry_aluminium_demand_oil_energetic | Liquids | EU | Energy demand | 0 | FEC
SE | TYNDP2026 | NT | 2040 | TWh | 109 | Sub_sector | Industry | Aluminium | Industry (aluminium) | Energetic | industry_aluminium_demand_others_energetic | Others | EU | Energy demand | 0 | FEC
SE | TYNDP2026 | NT | 2040 | TWh | 110 | Sub_sector | Industry | Aluminium | Industry (aluminium) | Energetic | industry_ammonia_demand_others_energetic | Ammonia | EU | Energy demand | 0 | FEC
SE | TYNDP2026 | NT | 2040 | TWh | 112 | Sub_sector | Industry | Chemicals | Industry (chemicals, energetic) | Energetic | industry_chemical_demand_electricity_energetic | Electricity | EU | Energy demand | 5.4039 | FEC
SE | TYNDP2026 | NT | 2040 | TWh | 113 | Sub_sector | Industry | Chemicals | Industry (chemicals, energetic) | Energetic | industry_chemical_demand_hydrogen_energetic | Hydrogen | EU | Energy demand | 0.25148 | FEC
SE | TYNDP2026 | NT | 2040 | TWh | 114 | Sub_sector | Industry | Chemicals | Industry (chemicals, energetic) | Energetic | industry_chemical_demand_methane_energetic | Methane | EU | Energy demand | 0 | FEC
SE | TYNDP2026 | NT | 2040 | TWh | 115 | Sub_sector | Industry | Chemicals | Industry (chemicals, energetic) | Energetic | industry_chemical_demand_heat_energetic | Heat | EU | Energy demand | 0.16975 | FEC
SE | TYNDP2026 | NT | 2040 | TWh | 116 | Sub_sector | Industry | Chemicals | Industry (chemicals, energetic) | Energetic | industry_chemical_demand_biomass_energetic | Biomass | EU | Energy demand | 0.389 | FEC
SE | TYNDP2026 | NT | 2040 | TWh | 117 | Sub_sector | Industry | Chemicals | Industry (chemicals, energetic) | Energetic | industry_chemical_demand_coal_energetic | Solids | EU | Energy demand | 0 | FEC
SE | TYNDP2026 | NT | 2040 | TWh | 118 | Sub_sector | Industry | Chemicals | Industry (chemicals, energetic) | Energetic | industry_chemical_demand_oil_energetic | Liquids | EU | Energy demand | 0 | FEC
SE | TYNDP2026 | NT | 2040 | TWh | 119 | Sub_sector | Industry | Chemicals | Industry (chemicals, energetic) | Energetic | industry_chemical_demand_others_energetic | Others | EU | Energy demand | 0 | FEC
SE | TYNDP2026 | NT | 2040 | TWh | 120 | Sub_sector | Industry | Chemicals | Industry (chemicals, energetic) | Energetic | industry_chemical_demand_ammonia_energetic | Ammonia | EU | Energy demand | 0 | FEC
SE | TYNDP2026 | NT | 2040 | TWh | 122 | Sub_sector | Industry | Chemicals | Industry (chemicals, non-energetic) | Non-energetic | industry_chemical_demand_electricity_non_energetic | Electricity | EU | Energy demand | 0 | not_included_in_FEC
SE | TYNDP2026 | NT | 2040 | TWh | 123 | Sub_sector | Industry | Chemicals | Industry (chemicals, non-energetic) | Non-energetic | industry_chemical_demand_hydrogen_non_energetic | Hydrogen | EU | Energy demand | 18.4917 | not_included_in_FEC
SE | TYNDP2026 | NT | 2040 | TWh | 124 | Sub_sector | Industry | Chemicals | Industry (chemicals, non-energetic) | Non-energetic | industry_chemical_demand_methane_non_energetic | Methane | EU | Energy demand | 0 | not_included_in_FEC
SE | TYNDP2026 | NT | 2040 | TWh | 125 | Sub_sector | Industry | Chemicals | Industry (chemicals, non-energetic) | Non-energetic | industry_chemical_demand_heat_non_energetic | Heat | EU | Energy demand | 0 | not_included_in_FEC
SE | TYNDP2026 | NT | 2040 | TWh | 126 | Sub_sector | Industry | Chemicals | Industry (chemicals, non-energetic) | Non-energetic | industry_chemical_demand_biomass_non_energetic | Biomass | EU | Energy demand | 4.6229 | not_included_in_FEC
SE | TYNDP2026 | NT | 2040 | TWh | 127 | Sub_sector | Industry | Chemicals | Industry (chemicals, non-energetic) | Non-energetic | industry_chemical_demand_coal_non_energetic | Solids | EU | Energy demand | 0 | not_included_in_FEC
SE | TYNDP2026 | NT | 2040 | TWh | 128 | Sub_sector | Industry | Chemicals | Industry (chemicals, non-energetic) | Non-energetic | industry_chemical_demand_oil_non_energetic | Liquids | EU | Energy demand | 0 | not_included_in_FEC
SE | TYNDP2026 | NT | 2040 | TWh | 129 | Sub_sector | Industry | Chemicals | Industry (chemicals, non-energetic) | Non-energetic | industry_chemical_demand_others_non_energetic | Others | EU | Energy demand | 0 | not_included_in_FEC
SE | TYNDP2026 | NT | 2040 | TWh | 130 | Sub_sector | Industry | Chemicals | Industry (chemicals, non-energetic) | Non-energetic | industry_chemical_demand_ammonia_non_energetic | Ammonia | EU | Energy demand | 0 | not_included_in_FEC
SE | TYNDP2026 | NT | 2040 | TWh | 132 | Sub_sector | Industry | Fertilizers | Industry (fertilizers, energetic) | Energetic | industry_fertilizers_demand_electricity_energetic | Electricity | EU | Energy demand | 0 | FEC
SE | TYNDP2026 | NT | 2040 | TWh | 133 | Sub_sector | Industry | Fertilizers | Industry (fertilizers, energetic) | Energetic | industry_fertilizers_demand_hydrogen_energetic | Hydrogen | EU | Energy demand | 0 | FEC
SE | TYNDP2026 | NT | 2040 | TWh | 134 | Sub_sector | Industry | Fertilizers | Industry (fertilizers, energetic) | Energetic | industry_fertilizers_demand_methane_energetic | Methane | EU | Energy demand | 0 | FEC
SE | TYNDP2026 | NT | 2040 | TWh | 135 | Sub_sector | Industry | Fertilizers | Industry (fertilizers, energetic) | Energetic | industry_fertilizers_demand_heat_energetic | Heat | EU | Energy demand | 0 | FEC
SE | TYNDP2026 | NT | 2040 | TWh | 136 | Sub_sector | Industry | Fertilizers | Industry (fertilizers, energetic) | Energetic | industry_fertilizers_demand_biomass_energetic | Biomass | EU | Energy demand | 0 | FEC
SE | TYNDP2026 | NT | 2040 | TWh | 137 | Sub_sector | Industry | Fertilizers | Industry (fertilizers, energetic) | Energetic | industry_fertilizers_demand_coal_energetic | Solids | EU | Energy demand | 0 | FEC
SE | TYNDP2026 | NT | 2040 | TWh | 138 | Sub_sector | Industry | Fertilizers | Industry (fertilizers, energetic) | Energetic | industry_fertilizers_demand_oil_energetic | Liquids | EU | Energy demand | 0 | FEC
SE | TYNDP2026 | NT | 2040 | TWh | 139 | Sub_sector | Industry | Fertilizers | Industry (fertilizers, energetic) | Energetic | industry_fertilizers_demand_others_energetic | Others | EU | Energy demand | 0 | FEC
SE | TYNDP2026 | NT | 2040 | TWh | 140 | Sub_sector | Industry | Fertilizers | Industry (fertilizers, energetic) | Energetic | industry_fertilizers_demand_ammonia_energetic | Ammonia | EU | Energy demand | 0 | FEC
SE | TYNDP2026 | NT | 2040 | TWh | 142 | Sub_sector | Industry | Fertilizers | Industry (fertilizers, non-energetic) | Non-energetic | industry_fertilizers_demand_electricity_non_energetic | Electricity | EU | Energy demand | 0 | not_included_in_FEC
SE | TYNDP2026 | NT | 2040 | TWh | 143 | Sub_sector | Industry | Fertilizers | Industry (fertilizers, non-energetic) | Non-energetic | industry_fertilizers_demand_hydrogen_non_energetic | Hydrogen | EU | Energy demand | 0 | not_included_in_FEC
SE | TYNDP2026 | NT | 2040 | TWh | 144 | Sub_sector | Industry | Fertilizers | Industry (fertilizers, non-energetic) | Non-energetic | industry_fertilizers_demand_methane_non_energetic | Methane | EU | Energy demand | 0 | not_included_in_FEC
SE | TYNDP2026 | NT | 2040 | TWh | 145 | Sub_sector | Industry | Fertilizers | Industry (fertilizers, non-energetic) | Non-energetic | industry_fertilizers_demand_heat_non_energetic | Heat | EU | Energy demand | 0 | not_included_in_FEC
SE | TYNDP2026 | NT | 2040 | TWh | 146 | Sub_sector | Industry | Fertilizers | Industry (fertilizers, non-energetic) | Non-energetic | industry_fertilizers_demand_biomass_non_energetic | Biomass | EU | Energy demand | 0 | not_included_in_FEC
SE | TYNDP2026 | NT | 2040 | TWh | 147 | Sub_sector | Industry | Fertilizers | Industry (fertilizers, non-energetic) | Non-energetic | industry_fertilizers_demand_coal_non_energetic | Solids | EU | Energy demand | 0 | not_included_in_FEC
SE | TYNDP2026 | NT | 2040 | TWh | 148 | Sub_sector | Industry | Fertilizers | Industry (fertilizers, non-energetic) | Non-energetic | industry_fertilizers_demand_oil_non_energetic | Liquids | EU | Energy demand | 0 | not_included_in_FEC
SE | TYNDP2026 | NT | 2040 | TWh | 149 | Sub_sector | Industry | Fertilizers | Industry (fertilizers, non-energetic) | Non-energetic | industry_fertilizers_demand_others_non_energetic | Others | EU | Energy demand | 0 | not_included_in_FEC
SE | TYNDP2026 | NT | 2040 | TWh | 150 | Sub_sector | Industry | Fertilizers | Industry (fertilizers, non-energetic) | Non-energetic | industry_fertilizers_demand_ammonia_non_energetic | Ammonia | EU | Energy demand | 0 | not_included_in_FEC
SE | TYNDP2026 | NT | 2040 | TWh | 152 | Sub_sector | Industry | Food | Industry (food) | Energetic | industry_food_demand_electricity_energetic | Electricity | EU | Energy demand | 2.2426 | FEC
SE | TYNDP2026 | NT | 2040 | TWh | 153 | Sub_sector | Industry | Food | Industry (food) | Energetic | industry_food_demand_hydrogen_energetic | Hydrogen | EU | Energy demand | 0 | FEC
SE | TYNDP2026 | NT | 2040 | TWh | 154 | Sub_sector | Industry | Food | Industry (food) | Energetic | industry_food_demand_methane_energetic | Methane | EU | Energy demand | 0.36473 | FEC
SE | TYNDP2026 | NT | 2040 | TWh | 155 | Sub_sector | Industry | Food | Industry (food) | Energetic | industry_food_demand_heat_energetic | Heat | EU | Energy demand | 0 | FEC
SE | TYNDP2026 | NT | 2040 | TWh | 156 | Sub_sector | Industry | Food | Industry (food) | Energetic | industry_food_demand_biomass_energetic | Biomass | EU | Energy demand | 0 | FEC
SE | TYNDP2026 | NT | 2040 | TWh | 157 | Sub_sector | Industry | Food | Industry (food) | Energetic | industry_food_demand_coal_energetic | Solids | EU | Energy demand | 0 | FEC
SE | TYNDP2026 | NT | 2040 | TWh | 158 | Sub_sector | Industry | Food | Industry (food) | Energetic | industry_food_demand_oil_energetic | Liquids | EU | Energy demand | 0.023264 | FEC
SE | TYNDP2026 | NT | 2040 | TWh | 159 | Sub_sector | Industry | Food | Industry (food) | Energetic | industry_food_demand_others_energetic | Others | EU | Energy demand | 0 | FEC
SE | TYNDP2026 | NT | 2040 | TWh | 160 | Sub_sector | Industry | Food | Industry (food) | Energetic | industry_food_demand_ammonia_energetic | Ammonia | EU | Energy demand | 0 | FEC
SE | TYNDP2026 | NT | 2040 | TWh | 162 | Sub_sector | Industry | Metals | Industry (metal) | Energetic | industry_metal_demand_electricity_energetic | Electricity | EU | Energy demand | 0.89921 | FEC
SE | TYNDP2026 | NT | 2040 | TWh | 163 | Sub_sector | Industry | Metals | Industry (metal) | Energetic | industry_metal_demand_hydrogen_energetic | Hydrogen | EU | Energy demand | 0 | FEC
SE | TYNDP2026 | NT | 2040 | TWh | 164 | Sub_sector | Industry | Metals | Industry (metal) | Energetic | industry_metal_demand_methane_energetic | Methane | EU | Energy demand | 0 | FEC
SE | TYNDP2026 | NT | 2040 | TWh | 165 | Sub_sector | Industry | Metals | Industry (metal) | Energetic | industry_metal_demand_heat_energetic | Heat | EU | Energy demand | 0 | FEC
SE | TYNDP2026 | NT | 2040 | TWh | 166 | Sub_sector | Industry | Metals | Industry (metal) | Energetic | industry_metal_demand_biomass_energetic | Biomass | EU | Energy demand | 0 | FEC
SE | TYNDP2026 | NT | 2040 | TWh | 167 | Sub_sector | Industry | Metals | Industry (metal) | Energetic | industry_metal_demand_coal_energetic | Solids | EU | Energy demand | 0.36215 | FEC
SE | TYNDP2026 | NT | 2040 | TWh | 168 | Sub_sector | Industry | Metals | Industry (metal) | Energetic | industry_metal_demand_oil_energetic | Liquids | EU | Energy demand | 0.41712 | FEC
SE | TYNDP2026 | NT | 2040 | TWh | 169 | Sub_sector | Industry | Metals | Industry (metal) | Energetic | industry_metal_demand_others_energetic | Others | EU | Energy demand | 0 | FEC
SE | TYNDP2026 | NT | 2040 | TWh | 170 | Sub_sector | Industry | Metals | Industry (metal) | Energetic | industry_metal_demand_ammonia_energetic | Ammonia | EU | Energy demand | 0 | FEC
SE | TYNDP2026 | NT | 2040 | TWh | 172 | Sub_sector | Industry | Others | Industry (other, energetic) | Energetic | industry_other_demand_electricity_energetic | Electricity | EU | Energy demand | 7.985 | FEC
SE | TYNDP2026 | NT | 2040 | TWh | 173 | Sub_sector | Industry | Others | Industry (other, energetic) | Energetic | industry_other_demand_hydrogen_energetic | Hydrogen | EU | Energy demand | 1.7111 | FEC
SE | TYNDP2026 | NT | 2040 | TWh | 174 | Sub_sector | Industry | Others | Industry (other, energetic) | Energetic | industry_other_demand_methane_energetic | Methane | EU | Energy demand | 0 | FEC
SE | TYNDP2026 | NT | 2040 | TWh | 175 | Sub_sector | Industry | Others | Industry (other, energetic) | Energetic | industry_other_demand_heat_energetic | Heat | EU | Energy demand | 0 | FEC
SE | TYNDP2026 | NT | 2040 | TWh | 176 | Sub_sector | Industry | Others | Industry (other, energetic) | Energetic | industry_other_demand_biomass_energetic | Biomass | EU | Energy demand | 1.7111 | FEC
SE | TYNDP2026 | NT | 2040 | TWh | 177 | Sub_sector | Industry | Others | Industry (other, energetic) | Energetic | industry_other_demand_coal_energetic | Solids | EU | Energy demand | 0 | FEC
SE | TYNDP2026 | NT | 2040 | TWh | 178 | Sub_sector | Industry | Others | Industry (other, energetic) | Energetic | industry_other_demand_oil_energetic | Liquids | EU | Energy demand | 0 | FEC
SE | TYNDP2026 | NT | 2040 | TWh | 179 | Sub_sector | Industry | Others | Industry (other, energetic) | Energetic | industry_other_demand_others_energetic | Others | EU | Energy demand | 0 | FEC
SE | TYNDP2026 | NT | 2040 | TWh | 180 | Sub_sector | Industry | Others | Industry (other, energetic) | Energetic | industry_other_demand_ammonia_energetic | Ammonia | EU | Energy demand | 0 | FEC
SE | TYNDP2026 | NT | 2040 | TWh | 182 | Sub_sector | Industry | Others | Industry (other, non-energetic) | Non-energetic | industry_other_demand_electricity_non_energetic | Electricity | EU | Energy demand | 0 | not_included_in_FEC
SE | TYNDP2026 | NT | 2040 | TWh | 183 | Sub_sector | Industry | Others | Industry (other, non-energetic) | Non-energetic | industry_other_demand_hydrogen_non_energetic | Hydrogen | EU | Energy demand | 20.9898 | not_included_in_FEC
SE | TYNDP2026 | NT | 2040 | TWh | 184 | Sub_sector | Industry | Others | Industry (other, non-energetic) | Non-energetic | industry_other_demand_methane_non_energetic | Methane | EU | Energy demand | 0 | not_included_in_FEC
SE | TYNDP2026 | NT | 2040 | TWh | 185 | Sub_sector | Industry | Others | Industry (other, non-energetic) | Non-energetic | industry_other_demand_heat_non_energetic | Heat | EU | Energy demand | 0 | not_included_in_FEC
SE | TYNDP2026 | NT | 2040 | TWh | 186 | Sub_sector | Industry | Others | Industry (other, non-energetic) | Non-energetic | industry_other_demand_biomass_non_energetic | Biomass | EU | Energy demand | 0 | not_included_in_FEC
SE | TYNDP2026 | NT | 2040 | TWh | 187 | Sub_sector | Industry | Others | Industry (other, non-energetic) | Non-energetic | industry_other_demand_coal_non_energetic | Solids | EU | Energy demand | 0 | not_included_in_FEC
SE | TYNDP2026 | NT | 2040 | TWh | 188 | Sub_sector | Industry | Others | Industry (other, non-energetic) | Non-energetic | industry_other_demand_oil_non_energetic | Liquids | EU | Energy demand | 0 | not_included_in_FEC
SE | TYNDP2026 | NT | 2040 | TWh | 189 | Sub_sector | Industry | Others | Industry (other, non-energetic) | Non-energetic | industry_other_demand_others_non_energetic | Others | EU | Energy demand | 0 | not_included_in_FEC
SE | TYNDP2026 | NT | 2040 | TWh | 190 | Sub_sector | Industry | Others | Industry (other, non-energetic) | Non-energetic | industry_other_demand_ammonia_non_energetic | Ammonia | EU | Energy demand | 0 | not_included_in_FEC
SE | TYNDP2026 | NT | 2040 | TWh | 192 | Sub_sector | Industry | Paper | Industry (paper) | Energetic | industry_paper_demand_electricity_energetic | Electricity | EU | Energy demand | 42.0743 | FEC
SE | TYNDP2026 | NT | 2040 | TWh | 193 | Sub_sector | Industry | Paper | Industry (paper) | Energetic | industry_paper_demand_hydrogen_energetic | Hydrogen | EU | Energy demand | 7.9729 | FEC
SE | TYNDP2026 | NT | 2040 | TWh | 194 | Sub_sector | Industry | Paper | Industry (paper) | Energetic | industry_paper_demand_methane_energetic | Methane | EU | Energy demand | 0 | FEC
SE | TYNDP2026 | NT | 2040 | TWh | 195 | Sub_sector | Industry | Paper | Industry (paper) | Energetic | industry_paper_demand_heat_energetic | Heat | EU | Energy demand | 0 | FEC
SE | TYNDP2026 | NT | 2040 | TWh | 196 | Sub_sector | Industry | Paper | Industry (paper) | Energetic | industry_paper_demand_biomass_energetic | Biomass | EU | Energy demand | 29.8984 | FEC
SE | TYNDP2026 | NT | 2040 | TWh | 197 | Sub_sector | Industry | Paper | Industry (paper) | Energetic | industry_paper_demand_coal_energetic | Solids | EU | Energy demand | 0 | FEC
SE | TYNDP2026 | NT | 2040 | TWh | 198 | Sub_sector | Industry | Paper | Industry (paper) | Energetic | industry_paper_demand_oil_energetic | Liquids | EU | Energy demand | 0 | FEC
SE | TYNDP2026 | NT | 2040 | TWh | 199 | Sub_sector | Industry | Paper | Industry (paper) | Energetic | industry_paper_demand_others_energetic | Others | EU | Energy demand | 0 | FEC
SE | TYNDP2026 | NT | 2040 | TWh | 200 | Sub_sector | Industry | Paper | Industry (paper) | Energetic | industry_paper_demand_ammonia_energetic | Ammonia | EU | Energy demand | 0 | FEC
SE | TYNDP2026 | NT | 2040 | TWh | 202 | Sub_sector | Industry | Refineries | Industry (refineries, energetic) | Energetic | industry_refinery_demand_electricity_energetic | Electricity | EU | Energy demand | 0.41722 | not_included_in_FEC
SE | TYNDP2026 | NT | 2040 | TWh | 203 | Sub_sector | Industry | Refineries | Industry (refineries, energetic) | Energetic | industry_refinery_demand_hydrogen_energetic | Hydrogen | EU | Energy demand | 0.28486 | not_included_in_FEC
SE | TYNDP2026 | NT | 2040 | TWh | 204 | Sub_sector | Industry | Refineries | Industry (refineries, energetic) | Energetic | industry_refinery_demand_methane_energetic | Methane | EU | Energy demand | 0.16286 | not_included_in_FEC
SE | TYNDP2026 | NT | 2040 | TWh | 205 | Sub_sector | Industry | Refineries | Industry (refineries, energetic) | Energetic | industry_refinery_demand_heat_energetic | Heat | EU | Energy demand | 0 | not_included_in_FEC
SE | TYNDP2026 | NT | 2040 | TWh | 206 | Sub_sector | Industry | Refineries | Industry (refineries, energetic) | Energetic | industry_refinery_demand_biomass_energetic | Biomass | EU | Energy demand | 0 | not_included_in_FEC
SE | TYNDP2026 | NT | 2040 | TWh | 207 | Sub_sector | Industry | Refineries | Industry (refineries, energetic) | Energetic | industry_refinery_demand_coal_energetic | Solids | EU | Energy demand | 0 | not_included_in_FEC
SE | TYNDP2026 | NT | 2040 | TWh | 208 | Sub_sector | Industry | Refineries | Industry (refineries, energetic) | Energetic | industry_refinery_demand_oil_energetic | Liquids | EU | Energy demand | 1.0589 | not_included_in_FEC
SE | TYNDP2026 | NT | 2040 | TWh | 209 | Sub_sector | Industry | Refineries | Industry (refineries, energetic) | Energetic | industry_refinery_demand_others_energetic | Others | EU | Energy demand | 0 | not_included_in_FEC
SE | TYNDP2026 | NT | 2040 | TWh | 210 | Sub_sector | Industry | Refineries | Industry (refineries, energetic) | Energetic | industry_refinery_demand_ammonia_energetic | Ammonia | EU | Energy demand | 0 | not_included_in_FEC
SE | TYNDP2026 | NT | 2040 | TWh | 212 | Sub_sector | Industry | Refineries | Industry (refineries, non-energetic) | Non-energetic | industry_refinery_demand_electricity_non_energetic | Electricity | EU | Energy demand | 0 | not_included_in_FEC
SE | TYNDP2026 | NT | 2040 | TWh | 213 | Sub_sector | Industry | Refineries | Industry (refineries, non-energetic) | Non-energetic | industry_refinery_demand_hydrogen_non_energetic | Hydrogen | EU | Energy demand | 0 | not_included_in_FEC
SE | TYNDP2026 | NT | 2040 | TWh | 214 | Sub_sector | Industry | Refineries | Industry (refineries, non-energetic) | Non-energetic | industry_refinery_demand_methane_non_energetic | Methane | EU | Energy demand | 0 | not_included_in_FEC
SE | TYNDP2026 | NT | 2040 | TWh | 215 | Sub_sector | Industry | Refineries | Industry (refineries, non-energetic) | Non-energetic | industry_refinery_demand_heat_non_energetic | Heat | EU | Energy demand | 0 | not_included_in_FEC
SE | TYNDP2026 | NT | 2040 | TWh | 216 | Sub_sector | Industry | Refineries | Industry (refineries, non-energetic) | Non-energetic | industry_refinery_demand_biomass_non_energetic | Biomass | EU | Energy demand | 0 | not_included_in_FEC
SE | TYNDP2026 | NT | 2040 | TWh | 217 | Sub_sector | Industry | Refineries | Industry (refineries, non-energetic) | Non-energetic | industry_refinery_demand_coal_non_energetic | Solids | EU | Energy demand | 0 | not_included_in_FEC
SE | TYNDP2026 | NT | 2040 | TWh | 218 | Sub_sector | Industry | Refineries | Industry (refineries, non-energetic) | Non-energetic | industry_refinery_demand_oil_non_energetic | Liquids | EU | Energy demand | 0 | not_included_in_FEC
SE | TYNDP2026 | NT | 2040 | TWh | 219 | Sub_sector | Industry | Refineries | Industry (refineries, non-energetic) | Non-energetic | industry_refinery_demand_others_non_energetic | Others | EU | Energy demand | 0 | not_included_in_FEC
SE | TYNDP2026 | NT | 2040 | TWh | 220 | Sub_sector | Industry | Refineries | Industry (refineries, non-energetic) | Non-energetic | industry_refinery_demand_ammonia_non_energetic | Ammonia | EU | Energy demand | 0 | not_included_in_FEC
SE | TYNDP2026 | NT | 2040 | TWh | 222 | Sub_sector | Industry | Steel | Industry (steel) | Energetic | industry_steel_demand_electricity_energetic | Electricity | EU | Energy demand | 8.3853 | FEC
SE | TYNDP2026 | NT | 2040 | TWh | 223 | Sub_sector | Industry | Steel | Industry (steel) | Energetic | industry_steel_demand_hydrogen_energetic | Hydrogen | EU | Energy demand | 8.4412 | FEC
SE | TYNDP2026 | NT | 2040 | TWh | 224 | Sub_sector | Industry | Steel | Industry (steel) | Energetic | industry_steel_demand_methane_energetic | Methane | EU | Energy demand | 2.6661 | FEC
SE | TYNDP2026 | NT | 2040 | TWh | 225 | Sub_sector | Industry | Steel | Industry (steel) | Energetic | industry_steel_demand_heat_energetic | Heat | EU | Energy demand | 0 | FEC
SE | TYNDP2026 | NT | 2040 | TWh | 226 | Sub_sector | Industry | Steel | Industry (steel) | Energetic | industry_steel_demand_biomass_energetic | Biomass | EU | Energy demand | 0 | FEC
SE | TYNDP2026 | NT | 2040 | TWh | 227 | Sub_sector | Industry | Steel | Industry (steel) | Energetic | industry_steel_demand_coal_energetic | Solids | EU | Energy demand | 3.2347 | FEC
SE | TYNDP2026 | NT | 2040 | TWh | 228 | Sub_sector | Industry | Steel | Industry (steel) | Energetic | industry_steel_demand_oil_energetic | Liquids | EU | Energy demand | 1.35 | FEC
SE | TYNDP2026 | NT | 2040 | TWh | 229 | Sub_sector | Industry | Steel | Industry (steel) | Energetic | industry_steel_demand_others_energetic | Others | EU | Energy demand | 0 | FEC
SE | TYNDP2026 | NT | 2040 | TWh | 230 | Sub_sector | Industry | Steel | Industry (steel) | Energetic | industry_steel_demand_ammonia_energetic | Ammonia | EU | Energy demand | 0 | FEC
SE | TYNDP2026 | NT | 2040 | TWh | 232 | Sub_sector | Transport | Cars | Transport (cars) | Energetic | transport_cars_final_demand_electricity | Electricity | EU | Energy demand | 18.7828 | FEC
SE | TYNDP2026 | NT | 2040 | TWh | 233 | Sub_sector | Transport | Cars | Transport (cars) | Energetic | transport_cars_final_demand_hydrogen | Hydrogen | EU | Energy demand | 0 | FEC
SE | TYNDP2026 | NT | 2040 | TWh | 234 | Sub_sector | Transport | Cars | Transport (cars) | Energetic | transport_cars_final_demand_methane | Methane | EU | Energy demand | 0 | FEC
SE | TYNDP2026 | NT | 2040 | TWh | 235 | Sub_sector | Transport | Cars | Transport (cars) | Energetic | transport_cars_final_demand_heat | Heat | EU | Energy demand | 0 | FEC
SE | TYNDP2026 | NT | 2040 | TWh | 236 | Sub_sector | Transport | Cars | Transport (cars) | Energetic | transport_cars_final_demand_biomass | Biomass | EU | Energy demand | 0 | FEC
SE | TYNDP2026 | NT | 2040 | TWh | 237 | Sub_sector | Transport | Cars | Transport (cars) | Energetic | transport_cars_final_demand_coal | Solids | EU | Energy demand | 0 | FEC
SE | TYNDP2026 | NT | 2040 | TWh | 238 | Sub_sector | Transport | Cars | Transport (cars) | Energetic | transport_cars_final_demand_oil | Liquids | EU | Energy demand | 0 | FEC
SE | TYNDP2026 | NT | 2040 | TWh | 239 | Sub_sector | Transport | Cars | Transport (cars) | Energetic | transport_cars_final_demand_other | Others | EU | Energy demand | 0 | FEC
SE | TYNDP2026 | NT | 2040 | TWh | 240 | Sub_sector | Transport | Cars | Transport (cars) | Energetic | transport_cars_final_demand_ammonia | Ammonia | EU | Energy demand | 0 | FEC
SE | TYNDP2026 | NT | 2040 | TWh | 242 | Sub_sector | Transport | Busses | Transport (busses) | Energetic | transport_busses_final_demand_electricity | Electricity | EU | Energy demand | 0 | FEC
SE | TYNDP2026 | NT | 2040 | TWh | 243 | Sub_sector | Transport | Busses | Transport (busses) | Energetic | transport_busses_final_demand_hydrogen | Hydrogen | EU | Energy demand | 0 | FEC
SE | TYNDP2026 | NT | 2040 | TWh | 244 | Sub_sector | Transport | Busses | Transport (busses) | Energetic | transport_busses_final_demand_methane | Methane | EU | Energy demand | 0 | FEC
SE | TYNDP2026 | NT | 2040 | TWh | 245 | Sub_sector | Transport | Busses | Transport (busses) | Energetic | transport_busses_final_demand_heat | Heat | EU | Energy demand | 0 | FEC
SE | TYNDP2026 | NT | 2040 | TWh | 246 | Sub_sector | Transport | Busses | Transport (busses) | Energetic | transport_busses_final_demand_biomass | Biomass | EU | Energy demand | 0 | FEC
SE | TYNDP2026 | NT | 2040 | TWh | 247 | Sub_sector | Transport | Busses | Transport (busses) | Energetic | transport_busses_final_demand_coal | Solids | EU | Energy demand | 0 | FEC
SE | TYNDP2026 | NT | 2040 | TWh | 248 | Sub_sector | Transport | Busses | Transport (busses) | Energetic | transport_busses_final_demand_oil | Liquids | EU | Energy demand | 0 | FEC
SE | TYNDP2026 | NT | 2040 | TWh | 249 | Sub_sector | Transport | Busses | Transport (busses) | Energetic | transport_busses_final_demand_other | Others | EU | Energy demand | 0 | FEC
SE | TYNDP2026 | NT | 2040 | TWh | 250 | Sub_sector | Transport | Busses | Transport (busses) | Energetic | transport_busses_final_demand_ammonia | Ammonia | EU | Energy demand | 0 | FEC
SE | TYNDP2026 | NT | 2040 | TWh | 252 | Sub_sector | Transport | Trucks | Transport (trucks) | Energetic | transport_trucks_final_demand_electricity | Electricity | EU | Energy demand | 2.6834 | FEC
SE | TYNDP2026 | NT | 2040 | TWh | 253 | Sub_sector | Transport | Trucks | Transport (trucks) | Energetic | transport_trucks_final_demand_hydrogen | Hydrogen | EU | Energy demand | 1.8726 | FEC
SE | TYNDP2026 | NT | 2040 | TWh | 254 | Sub_sector | Transport | Trucks | Transport (trucks) | Energetic | transport_trucks_final_demand_methane | Methane | EU | Energy demand | 0.84501 | FEC
SE | TYNDP2026 | NT | 2040 | TWh | 255 | Sub_sector | Transport | Trucks | Transport (trucks) | Energetic | transport_trucks_final_demand_heat | Heat | EU | Energy demand | 0 | FEC
SE | TYNDP2026 | NT | 2040 | TWh | 256 | Sub_sector | Transport | Trucks | Transport (trucks) | Energetic | transport_trucks_final_demand_biomass | Biomass | EU | Energy demand | 0 | FEC
SE | TYNDP2026 | NT | 2040 | TWh | 257 | Sub_sector | Transport | Trucks | Transport (trucks) | Energetic | transport_trucks_final_demand_coal | Solids | EU | Energy demand | 0 | FEC
SE | TYNDP2026 | NT | 2040 | TWh | 258 | Sub_sector | Transport | Trucks | Transport (trucks) | Energetic | transport_trucks_final_demand_oil | Liquids | EU | Energy demand | 8.7882 | FEC
SE | TYNDP2026 | NT | 2040 | TWh | 259 | Sub_sector | Transport | Trucks | Transport (trucks) | Energetic | transport_trucks_final_demand_other | Others | EU | Energy demand | 0 | FEC
SE | TYNDP2026 | NT | 2040 | TWh | 260 | Sub_sector | Transport | Trucks | Transport (trucks) | Energetic | transport_trucks_final_demand_ammonia | Ammonia | EU | Energy demand | 0 | FEC
SE | TYNDP2026 | NT | 2040 | TWh | 262 | Sub_sector | Transport | Vans | Transport (vans) | Energetic | transport_vans_final_demand_electricity | Electricity | EU | Energy demand | 4.4904 | FEC
SE | TYNDP2026 | NT | 2040 | TWh | 263 | Sub_sector | Transport | Vans | Transport (vans) | Energetic | transport_vans_final_demand_hydrogen | Hydrogen | EU | Energy demand | 1.2989 | FEC
SE | TYNDP2026 | NT | 2040 | TWh | 264 | Sub_sector | Transport | Vans | Transport (vans) | Energetic | transport_vans_final_demand_methane | Methane | EU | Energy demand | 0 | FEC
SE | TYNDP2026 | NT | 2040 | TWh | 265 | Sub_sector | Transport | Vans | Transport (vans) | Energetic | transport_vans_final_demand_heat | Heat | EU | Energy demand | 0 | FEC
SE | TYNDP2026 | NT | 2040 | TWh | 266 | Sub_sector | Transport | Vans | Transport (vans) | Energetic | transport_vans_final_demand_biomass | Biomass | EU | Energy demand | 0 | FEC
SE | TYNDP2026 | NT | 2040 | TWh | 267 | Sub_sector | Transport | Vans | Transport (vans) | Energetic | transport_vans_final_demand_coal | Solids | EU | Energy demand | 0 | FEC
SE | TYNDP2026 | NT | 2040 | TWh | 268 | Sub_sector | Transport | Vans | Transport (vans) | Energetic | transport_vans_final_demand_oil | Liquids | EU | Energy demand | 6.9028 | FEC
SE | TYNDP2026 | NT | 2040 | TWh | 269 | Sub_sector | Transport | Vans | Transport (vans) | Energetic | transport_vans_final_demand_other | Others | EU | Energy demand | 0 | FEC
SE | TYNDP2026 | NT | 2040 | TWh | 270 | Sub_sector | Transport | Vans | Transport (vans) | Energetic | transport_vans_final_demand_ammonia | Ammonia | EU | Energy demand | 0 | FEC
SE | TYNDP2026 | NT | 2040 | TWh | 272 | Sub_sector | Transport | Freight trains | Transport (trains) | Energetic | transport_trains_final_demand_electricity | Electricity | EU | Energy demand | 1.0248 | FEC
SE | TYNDP2026 | NT | 2040 | TWh | 273 | Sub_sector | Transport | Freight trains | Transport (trains) | Energetic | transport_trains_final_demand_hydrogen | Hydrogen | EU | Energy demand | 0.21666 | FEC
SE | TYNDP2026 | NT | 2040 | TWh | 274 | Sub_sector | Transport | Freight trains | Transport (trains) | Energetic | transport_trains_final_demand_methane | Methane | EU | Energy demand | 0 | FEC
SE | TYNDP2026 | NT | 2040 | TWh | 275 | Sub_sector | Transport | Freight trains | Transport (trains) | Energetic | transport_trains_final_demand_heat | Heat | EU | Energy demand | 0 | FEC
SE | TYNDP2026 | NT | 2040 | TWh | 276 | Sub_sector | Transport | Freight trains | Transport (trains) | Energetic | transport_trains_final_demand_biomass | Biomass | EU | Energy demand | 0 | FEC
SE | TYNDP2026 | NT | 2040 | TWh | 277 | Sub_sector | Transport | Freight trains | Transport (trains) | Energetic | transport_trains_final_demand_coal | Solids | EU | Energy demand | 0 | FEC
SE | TYNDP2026 | NT | 2040 | TWh | 278 | Sub_sector | Transport | Freight trains | Transport (trains) | Energetic | transport_trains_final_demand_oil | Liquids | EU | Energy demand | 0.12597 | FEC
SE | TYNDP2026 | NT | 2040 | TWh | 279 | Sub_sector | Transport | Freight trains | Transport (trains) | Energetic | transport_trains_final_demand_other | Others | EU | Energy demand | 0 | FEC
SE | TYNDP2026 | NT | 2040 | TWh | 280 | Sub_sector | Transport | Freight trains | Transport (trains) | Energetic | transport_trains_final_demand_ammonia | Ammonia | EU | Energy demand | 0 | FEC
SE | TYNDP2026 | NT | 2040 | TWh | 282 | Sub_sector | Transport | Ships | Transport (ships) | Energetic | transport_ships_final_demand_electricity | Electricity | EU | Energy demand | 0.016828 | FEC
SE | TYNDP2026 | NT | 2040 | TWh | 283 | Sub_sector | Transport | Ships | Transport (ships) | Energetic | transport_ships_final_demand_hydrogen | Hydrogen | EU | Energy demand | 0.030958 | FEC
SE | TYNDP2026 | NT | 2040 | TWh | 284 | Sub_sector | Transport | Ships | Transport (ships) | Energetic | transport_ships_final_demand_methane | Methane | EU | Energy demand | 0 | FEC
SE | TYNDP2026 | NT | 2040 | TWh | 285 | Sub_sector | Transport | Ships | Transport (ships) | Energetic | transport_ships_final_demand_heat | Heat | EU | Energy demand | 0 | FEC
SE | TYNDP2026 | NT | 2040 | TWh | 286 | Sub_sector | Transport | Ships | Transport (ships) | Energetic | transport_ships_final_demand_biomass | Biomass | EU | Energy demand | 0 | FEC
SE | TYNDP2026 | NT | 2040 | TWh | 287 | Sub_sector | Transport | Ships | Transport (ships) | Energetic | transport_ships_final_demand_coal | Solids | EU | Energy demand | 0 | FEC
SE | TYNDP2026 | NT | 2040 | TWh | 288 | Sub_sector | Transport | Ships | Transport (ships) | Energetic | transport_ships_final_demand_oil | Liquids | EU | Energy demand | 0.26535 | FEC
SE | TYNDP2026 | NT | 2040 | TWh | 289 | Sub_sector | Transport | Ships | Transport (ships) | Energetic | transport_ships_final_demand_other | Others | EU | Energy demand | 0 | FEC
SE | TYNDP2026 | NT | 2040 | TWh | 290 | Sub_sector | Transport | Ships | Transport (ships) | Energetic | transport_ships_final_demand_ammonia | Ammonia | EU | Energy demand | 0 | FEC
SE | TYNDP2026 | NT | 2040 | TWh | 292 | Sub_sector | Transport | Planes | Transport (planes) | Energetic | transport_planes_final_demand_electricity | Electricity | EU | Energy demand | 0 | FEC
SE | TYNDP2026 | NT | 2040 | TWh | 293 | Sub_sector | Transport | Planes | Transport (planes) | Energetic | transport_planes_final_demand_hydrogen | Hydrogen | EU | Energy demand | 0 | FEC
SE | TYNDP2026 | NT | 2040 | TWh | 294 | Sub_sector | Transport | Planes | Transport (planes) | Energetic | transport_planes_final_demand_methane | Methane | EU | Energy demand | 0 | FEC
SE | TYNDP2026 | NT | 2040 | TWh | 295 | Sub_sector | Transport | Planes | Transport (planes) | Energetic | transport_planes_final_demand_heat | Heat | EU | Energy demand | 0 | FEC
SE | TYNDP2026 | NT | 2040 | TWh | 296 | Sub_sector | Transport | Planes | Transport (planes) | Energetic | transport_planes_final_demand_biomass | Biomass | EU | Energy demand | 0 | FEC
SE | TYNDP2026 | NT | 2040 | TWh | 297 | Sub_sector | Transport | Planes | Transport (planes) | Energetic | transport_planes_final_demand_coal | Solids | EU | Energy demand | 0 | FEC
SE | TYNDP2026 | NT | 2040 | TWh | 298 | Sub_sector | Transport | Planes | Transport (planes) | Energetic | transport_planes_final_demand_oil | Liquids | EU | Energy demand | 0 | FEC
SE | TYNDP2026 | NT | 2040 | TWh | 299 | Sub_sector | Transport | Planes | Transport (planes) | Energetic | transport_planes_final_demand_other | Others | EU | Energy demand | 0 | FEC
SE | TYNDP2026 | NT | 2040 | TWh | 300 | Sub_sector | Transport | Planes | Transport (planes) | Energetic | transport_planes_final_demand_ammonia | Ammonia | EU | Energy demand | 0 | FEC
SE | TYNDP2026 | NT | 2040 | TWh | 302 | Sub_sector | Transport | Others | Transport (others) | Energetic | transport_other_final_demand_electricity | Electricity | EU | Energy demand | 0 | FEC
SE | TYNDP2026 | NT | 2040 | TWh | 303 | Sub_sector | Transport | Others | Transport (others) | Energetic | transport_other_final_demand_hydrogen | Hydrogen | EU | Energy demand | 0 | FEC
SE | TYNDP2026 | NT | 2040 | TWh | 304 | Sub_sector | Transport | Others | Transport (others) | Energetic | transport_other_final_demand_methane | Methane | EU | Energy demand | 0 | FEC
SE | TYNDP2026 | NT | 2040 | TWh | 305 | Sub_sector | Transport | Others | Transport (others) | Energetic | transport_other_final_demand_heat | Heat | EU | Energy demand | 0 | FEC
SE | TYNDP2026 | NT | 2040 | TWh | 306 | Sub_sector | Transport | Others | Transport (others) | Energetic | transport_other_final_demand_biomass | Biomass | EU | Energy demand | 0 | FEC
SE | TYNDP2026 | NT | 2040 | TWh | 307 | Sub_sector | Transport | Others | Transport (others) | Energetic | transport_other_final_demand_coal | Solids | EU | Energy demand | 0 | FEC
SE | TYNDP2026 | NT | 2040 | TWh | 308 | Sub_sector | Transport | Others | Transport (others) | Energetic | transport_other_final_demand_oil | Liquids | EU | Energy demand | 0 | FEC
SE | TYNDP2026 | NT | 2040 | TWh | 309 | Sub_sector | Transport | Others | Transport (others) | Energetic | transport_other_final_demand_other | Others | EU | Energy demand | 0 | FEC
SE | TYNDP2026 | NT | 2040 | TWh | 310 | Sub_sector | Transport | Others | Transport (others) | Energetic | transport_other_final_demand_ammonia | Ammonia | EU | Energy demand | 0 | FEC
SE | TYNDP2026 | NT | 2040 | TWh | 312 | Sub_sector | International transport | International aviation | Transport (int. aviation) | Energetic | transport_int_aviation_final_demand_electricity | Electricity | EU | Energy demand | 0 | FEC
SE | TYNDP2026 | NT | 2040 | TWh | 313 | Sub_sector | International transport | International aviation | Transport (int. aviation) | Energetic | transport_int_aviation_final_demand_hydrogen | Hydrogen | EU | Energy demand | 0 | FEC
SE | TYNDP2026 | NT | 2040 | TWh | 314 | Sub_sector | International transport | International aviation | Transport (int. aviation) | Energetic | transport_int_aviation_final_demand_methane | Methane | EU | Energy demand | 0 | FEC
SE | TYNDP2026 | NT | 2040 | TWh | 315 | Sub_sector | International transport | International aviation | Transport (int. aviation) | Energetic | transport_int_aviation_final_demand_heat | Heat | EU | Energy demand | 0 | FEC
SE | TYNDP2026 | NT | 2040 | TWh | 316 | Sub_sector | International transport | International aviation | Transport (int. aviation) | Energetic | transport_int_aviation_final_demand_biofuels | Biomass | EU | Energy demand | 0 | FEC
SE | TYNDP2026 | NT | 2040 | TWh | 317 | Sub_sector | International transport | International aviation | Transport (int. aviation) | Energetic | transport_int_aviation_final_demand_coal | Solids | EU | Energy demand | 0 | FEC
SE | TYNDP2026 | NT | 2040 | TWh | 318 | Sub_sector | International transport | International aviation | Transport (int. aviation) | Energetic | transport_int_aviation_final_demand_oil | Liquids | EU | Energy demand | 7.3987 | FEC
SE | TYNDP2026 | NT | 2040 | TWh | 319 | Sub_sector | International transport | International aviation | Transport (int. aviation) | Energetic | transport_int_aviation_final_demand_other | Others | EU | Energy demand | 0 | FEC
SE | TYNDP2026 | NT | 2040 | TWh | 320 | Sub_sector | International transport | International aviation | Transport (int. aviation) | Energetic | transport_int_aviation_final_demand_ammonia | Ammonia | EU | Energy demand | 0 | FEC
SE | TYNDP2026 | NT | 2040 | TWh | 322 | Sub_sector | International transport | International shipping | Transport (int. shipping) | Energetic | transport_int_shipping_final_demand_electricity | Electricity | EU | Energy demand | 0 | not_included_in_FEC
SE | TYNDP2026 | NT | 2040 | TWh | 323 | Sub_sector | International transport | International shipping | Transport (int. shipping) | Energetic | transport_int_shipping_final_demand_hydrogen | Hydrogen | EU | Energy demand | 4.1963 | not_included_in_FEC
SE | TYNDP2026 | NT | 2040 | TWh | 324 | Sub_sector | International transport | International shipping | Transport (int. shipping) | Energetic | transport_int_shipping_final_demand_methane | Methane | EU | Energy demand | 7.5404 | not_included_in_FEC
SE | TYNDP2026 | NT | 2040 | TWh | 325 | Sub_sector | International transport | International shipping | Transport (int. shipping) | Energetic | transport_int_shipping_final_demand_heat | Heat | EU | Energy demand | 0 | not_included_in_FEC
SE | TYNDP2026 | NT | 2040 | TWh | 326 | Sub_sector | International transport | International shipping | Transport (int. shipping) | Energetic | transport_int_shipping_final_demand_biofuels | Biomass | EU | Energy demand | 0 | not_included_in_FEC
SE | TYNDP2026 | NT | 2040 | TWh | 327 | Sub_sector | International transport | International shipping | Transport (int. shipping) | Energetic | transport_int_shipping_final_demand_coal | Solids | EU | Energy demand | 0 | not_included_in_FEC
SE | TYNDP2026 | NT | 2040 | TWh | 328 | Sub_sector | International transport | International shipping | Transport (int. shipping) | Energetic | transport_int_shipping_final_demand_oil | Liquids | EU | Energy demand | 8.1452 | not_included_in_FEC
SE | TYNDP2026 | NT | 2040 | TWh | 329 | Sub_sector | International transport | International shipping | Transport (int. shipping) | Energetic | transport_int_shipping_final_demand_other | Others | EU | Energy demand | 0 | not_included_in_FEC
SE | TYNDP2026 | NT | 2040 | TWh | 330 | Sub_sector | International transport | International shipping | Transport (int. shipping) | Energetic | transport_int_shipping_final_demand_ammonia | Ammonia | EU | Energy demand | 0 | not_included_in_FEC
SE | TYNDP2026 | NT | 2040 | TWh | 332 | Sub_sector | Households | Space heating | Households (heating) | Energetic | households_heating_final_demand_electricity | Electricity | EU | Energy demand | 17.082 | FEC
SE | TYNDP2026 | NT | 2040 | TWh | 333 | Sub_sector | Households | Space heating | Households (heating) | Energetic | households_heating_final_demand_hydrogen | Hydrogen | EU | Energy demand | 0 | FEC
SE | TYNDP2026 | NT | 2040 | TWh | 334 | Sub_sector | Households | Space heating | Households (heating) | Energetic | households_heating_final_demand_methane | Methane | EU | Energy demand | 0 | FEC
SE | TYNDP2026 | NT | 2040 | TWh | 335 | Sub_sector | Households | Space heating | Households (heating) | Energetic | households_heating_final_demand_heat | Heat | EU | Energy demand | 0 | FEC
SE | TYNDP2026 | NT | 2040 | TWh | 336 | Sub_sector | Households | Space heating | Households (heating) | Energetic | households_heating_final_demand_biomass | Biomass | EU | Energy demand | 0 | FEC
SE | TYNDP2026 | NT | 2040 | TWh | 337 | Sub_sector | Households | Space heating | Households (heating) | Energetic | households_heating_final_demand_coal | Solids | EU | Energy demand | 0 | FEC
SE | TYNDP2026 | NT | 2040 | TWh | 338 | Sub_sector | Households | Space heating | Households (heating) | Energetic | households_heating_final_demand_oil | Liquids | EU | Energy demand | 0 | FEC
SE | TYNDP2026 | NT | 2040 | TWh | 339 | Sub_sector | Households | Space heating | Households (heating) | Energetic | households_heating_final_demand_other | Others | EU | Energy demand | 0 | FEC
SE | TYNDP2026 | NT | 2040 | TWh | 340 | Sub_sector | Households | Space heating | Households (heating) | Energetic | households_heating_final_demand_ammonia | Ammonia | EU | Energy demand | 0 | FEC
SE | TYNDP2026 | NT | 2040 | TWh | 343 | Sub_sector | Households | Cooling | Households (cooling) | Energetic | households_cooling_final_demand_electricity | Electricity | EU | Energy demand | 0 | FEC
SE | TYNDP2026 | NT | 2040 | TWh | 344 | Sub_sector | Households | Cooling | Households (cooling) | Energetic | households_cooling_final_demand_hydrogen | Hydrogen | EU | Energy demand | 0 | FEC
SE | TYNDP2026 | NT | 2040 | TWh | 345 | Sub_sector | Households | Cooling | Households (cooling) | Energetic | households_cooling_final_demand_methane | Methane | EU | Energy demand | 0 | FEC
SE | TYNDP2026 | NT | 2040 | TWh | 346 | Sub_sector | Households | Cooling | Households (cooling) | Energetic | households_cooling_final_demand_heat | Heat | EU | Energy demand | 0 | FEC
SE | TYNDP2026 | NT | 2040 | TWh | 347 | Sub_sector | Households | Cooling | Households (cooling) | Energetic | households_cooling_final_demand_biomass | Biomass | EU | Energy demand | 0 | FEC
SE | TYNDP2026 | NT | 2040 | TWh | 348 | Sub_sector | Households | Cooling | Households (cooling) | Energetic | households_cooling_final_demand_coal | Solids | EU | Energy demand | 0 | FEC
SE | TYNDP2026 | NT | 2040 | TWh | 349 | Sub_sector | Households | Cooling | Households (cooling) | Energetic | households_cooling_final_demand_oil | Liquids | EU | Energy demand | 0 | FEC
SE | TYNDP2026 | NT | 2040 | TWh | 350 | Sub_sector | Households | Cooling | Households (cooling) | Energetic | households_cooling_final_demand_other | Others | EU | Energy demand | 0 | FEC
SE | TYNDP2026 | NT | 2040 | TWh | 351 | Sub_sector | Households | Cooling | Households (cooling) | Energetic | households_cooling_final_demand_ammonia | Ammonia | EU | Energy demand | 0 | FEC
SE | TYNDP2026 | NT | 2040 | TWh | 354 | Sub_sector | Households | Hot water | Households (hot water) | Energetic | households_hot_water_final_demand_electricity | Electricity | EU | Energy demand | 6.6683 | FEC
SE | TYNDP2026 | NT | 2040 | TWh | 355 | Sub_sector | Households | Hot water | Households (hot water) | Energetic | households_hot_water_final_demand_hydrogen | Hydrogen | EU | Energy demand | 0 | FEC
SE | TYNDP2026 | NT | 2040 | TWh | 356 | Sub_sector | Households | Hot water | Households (hot water) | Energetic | households_hot_water_final_demand_methane | Methane | EU | Energy demand | 0 | FEC
SE | TYNDP2026 | NT | 2040 | TWh | 357 | Sub_sector | Households | Hot water | Households (hot water) | Energetic | households_hot_water_final_demand_heat | Heat | EU | Energy demand | 0 | FEC
SE | TYNDP2026 | NT | 2040 | TWh | 358 | Sub_sector | Households | Hot water | Households (hot water) | Energetic | households_hot_water_final_demand_biomass | Biomass | EU | Energy demand | 0 | FEC
SE | TYNDP2026 | NT | 2040 | TWh | 359 | Sub_sector | Households | Hot water | Households (hot water) | Energetic | households_hot_water_final_demand_coal | Solids | EU | Energy demand | 0 | FEC
SE | TYNDP2026 | NT | 2040 | TWh | 360 | Sub_sector | Households | Hot water | Households (hot water) | Energetic | households_hot_water_final_demand_oil | Liquids | EU | Energy demand | 0 | FEC
SE | TYNDP2026 | NT | 2040 | TWh | 361 | Sub_sector | Households | Hot water | Households (hot water) | Energetic | households_hot_water_final_demand_other | Others | EU | Energy demand | 0.11239 | FEC
SE | TYNDP2026 | NT | 2040 | TWh | 362 | Sub_sector | Households | Hot water | Households (hot water) | Energetic | households_hot_water_final_demand_ammonia | Ammonia | EU | Energy demand | 0 | FEC
SE | TYNDP2026 | NT | 2040 | TWh | 365 | Sub_sector | Households | Appliances | Households (appliances) | Energetic | households_appliances_final_demand_electricity | Electricity | EU | Energy demand | 14.8356 | FEC
SE | TYNDP2026 | NT | 2040 | TWh | 366 | Sub_sector | Households | Appliances | Households (appliances) | Energetic | households_appliances_final_demand_hydrogen | Hydrogen | EU | Energy demand | 0 | FEC
SE | TYNDP2026 | NT | 2040 | TWh | 367 | Sub_sector | Households | Appliances | Households (appliances) | Energetic | households_appliances_final_demand_methane | Methane | EU | Energy demand | 0.23027 | FEC
SE | TYNDP2026 | NT | 2040 | TWh | 368 | Sub_sector | Households | Appliances | Households (appliances) | Energetic | households_appliances_final_demand_heat | Heat | EU | Energy demand | 0 | FEC
SE | TYNDP2026 | NT | 2040 | TWh | 369 | Sub_sector | Households | Appliances | Households (appliances) | Energetic | households_appliances_final_demand_biomass | Biomass | EU | Energy demand | 0.034754 | FEC
SE | TYNDP2026 | NT | 2040 | TWh | 370 | Sub_sector | Households | Appliances | Households (appliances) | Energetic | households_appliances_final_demand_coal | Solids | EU | Energy demand | 0 | FEC
SE | TYNDP2026 | NT | 2040 | TWh | 371 | Sub_sector | Households | Appliances | Households (appliances) | Energetic | households_appliances_final_demand_oil | Liquids | EU | Energy demand | 0 | FEC
SE | TYNDP2026 | NT | 2040 | TWh | 372 | Sub_sector | Households | Appliances | Households (appliances) | Energetic | households_appliances_final_demand_other | Others | EU | Energy demand | 0 | FEC
SE | TYNDP2026 | NT | 2040 | TWh | 373 | Sub_sector | Households | Appliances | Households (appliances) | Energetic | households_appliances_final_demand_ammonia | Ammonia | EU | Energy demand | 0 | FEC
SE | TYNDP2026 | NT | 2040 | TWh | 375 | Sub_sector | Buildings | Space heating | Buildings (heat) | Energetic | buildings_heat_final_demand_electricity | Electricity | EU | Energy demand | 16.8847 | FEC
SE | TYNDP2026 | NT | 2040 | TWh | 376 | Sub_sector | Buildings | Space heating | Buildings (heat) | Energetic | buildings_heat_final_demand_hydrogen | Hydrogen | EU | Energy demand | 0 | FEC
SE | TYNDP2026 | NT | 2040 | TWh | 377 | Sub_sector | Buildings | Space heating | Buildings (heat) | Energetic | buildings_heat_final_demand_methane | Methane | EU | Energy demand | 0 | FEC
SE | TYNDP2026 | NT | 2040 | TWh | 378 | Sub_sector | Buildings | Space heating | Buildings (heat) | Energetic | buildings_heat_final_demand_heat | Heat | EU | Energy demand | 0 | FEC
SE | TYNDP2026 | NT | 2040 | TWh | 379 | Sub_sector | Buildings | Space heating | Buildings (heat) | Energetic | buildings_heat_final_demand_biomass | Biomass | EU | Energy demand | 0 | FEC
SE | TYNDP2026 | NT | 2040 | TWh | 380 | Sub_sector | Buildings | Space heating | Buildings (heat) | Energetic | buildings_heat_final_demand_coal | Solids | EU | Energy demand | 0 | FEC
SE | TYNDP2026 | NT | 2040 | TWh | 381 | Sub_sector | Buildings | Space heating | Buildings (heat) | Energetic | buildings_heat_final_demand_oil | Liquids | EU | Energy demand | 0 | FEC
SE | TYNDP2026 | NT | 2040 | TWh | 382 | Sub_sector | Buildings | Space heating | Buildings (heat) | Energetic | buildings_heat_final_demand_other | Others | EU | Energy demand | 0 | FEC
SE | TYNDP2026 | NT | 2040 | TWh | 383 | Sub_sector | Buildings | Space heating | Buildings (heat) | Energetic | buildings_heat_final_demand_ammonia | Ammonia | EU | Energy demand | 0 | FEC
SE | TYNDP2026 | NT | 2040 | TWh | 386 | Sub_sector | Buildings | Cooling | Buildings (cooling) | Energetic | buildings_cooling_final_demand_electricity | Electricity | EU | Energy demand | 0.91983 | FEC
SE | TYNDP2026 | NT | 2040 | TWh | 387 | Sub_sector | Buildings | Cooling | Buildings (cooling) | Energetic | buildings_cooling_final_demand_hydrogen | Hydrogen | EU | Energy demand | 0 | FEC
SE | TYNDP2026 | NT | 2040 | TWh | 388 | Sub_sector | Buildings | Cooling | Buildings (cooling) | Energetic | buildings_cooling_final_demand_methane | Methane | EU | Energy demand | 0 | FEC
SE | TYNDP2026 | NT | 2040 | TWh | 389 | Sub_sector | Buildings | Cooling | Buildings (cooling) | Energetic | buildings_cooling_final_demand_heat | Heat | EU | Energy demand | 0 | FEC
SE | TYNDP2026 | NT | 2040 | TWh | 390 | Sub_sector | Buildings | Cooling | Buildings (cooling) | Energetic | buildings_cooling_final_demand_biomass | Biomass | EU | Energy demand | 0 | FEC
SE | TYNDP2026 | NT | 2040 | TWh | 391 | Sub_sector | Buildings | Cooling | Buildings (cooling) | Energetic | buildings_cooling_final_demand_coal | Solids | EU | Energy demand | 0 | FEC
SE | TYNDP2026 | NT | 2040 | TWh | 392 | Sub_sector | Buildings | Cooling | Buildings (cooling) | Energetic | buildings_cooling_final_demand_oil | Liquids | EU | Energy demand | 0 | FEC
SE | TYNDP2026 | NT | 2040 | TWh | 393 | Sub_sector | Buildings | Cooling | Buildings (cooling) | Energetic | buildings_cooling_final_demand_other | Others | EU | Energy demand | 0 | FEC
SE | TYNDP2026 | NT | 2040 | TWh | 394 | Sub_sector | Buildings | Cooling | Buildings (cooling) | Energetic | buildings_cooling_final_demand_ammonia | Ammonia | EU | Energy demand | 0 | FEC
SE | TYNDP2026 | NT | 2040 | TWh | 397 | Sub_sector | Buildings | Appliances | Buildings (appliances) | Energetic | buildings_appliances_final_demand_electricity | Electricity | EU | Energy demand | 19.0668 | FEC
SE | TYNDP2026 | NT | 2040 | TWh | 398 | Sub_sector | Buildings | Appliances | Buildings (appliances) | Energetic | buildings_appliances_final_demand_hydrogen | Hydrogen | EU | Energy demand | 0 | FEC
SE | TYNDP2026 | NT | 2040 | TWh | 399 | Sub_sector | Buildings | Appliances | Buildings (appliances) | Energetic | buildings_appliances_final_demand_methane | Methane | EU | Energy demand | 0.25674 | FEC
SE | TYNDP2026 | NT | 2040 | TWh | 400 | Sub_sector | Buildings | Appliances | Buildings (appliances) | Energetic | buildings_appliances_final_demand_heat | Heat | EU | Energy demand | 0 | FEC
SE | TYNDP2026 | NT | 2040 | TWh | 401 | Sub_sector | Buildings | Appliances | Buildings (appliances) | Energetic | buildings_appliances_final_demand_biomass | Biomass | EU | Energy demand | 0 | FEC
SE | TYNDP2026 | NT | 2040 | TWh | 402 | Sub_sector | Buildings | Appliances | Buildings (appliances) | Energetic | buildings_appliances_final_demand_coal | Solids | EU | Energy demand | 0 | FEC
SE | TYNDP2026 | NT | 2040 | TWh | 403 | Sub_sector | Buildings | Appliances | Buildings (appliances) | Energetic | buildings_appliances_final_demand_oil | Liquids | EU | Energy demand | 0 | FEC
SE | TYNDP2026 | NT | 2040 | TWh | 404 | Sub_sector | Buildings | Appliances | Buildings (appliances) | Energetic | buildings_appliances_final_demand_other | Others | EU | Energy demand | 0 | FEC
SE | TYNDP2026 | NT | 2040 | TWh | 405 | Sub_sector | Buildings | Appliances | Buildings (appliances) | Energetic | buildings_appliances_final_demand_ammonia | Ammonia | EU | Energy demand | 0 | FEC
SE | TYNDP2026 | NT | 2040 | TWh | 407 | Sub_sector | Buildings | Datacenters | Datacenters & ICT | Energetic | datacentres_final_demand_electricity_energetic | Electricity | EU | Energy demand | 15.2194 | FEC
SE | TYNDP2026 | NT | 2040 | TWh | 408 | Sub_sector | Buildings | Datacenters | Datacenters & ICT | Energetic | datacentres_final_demand_hydrogen_energetic | Hydrogen | EU | Energy demand | 0 | FEC
SE | TYNDP2026 | NT | 2040 | TWh | 409 | Sub_sector | Buildings | Datacenters | Datacenters & ICT | Energetic | datacentres_final_demand_methane_energetic | Methane | EU | Energy demand | 0 | FEC
SE | TYNDP2026 | NT | 2040 | TWh | 410 | Sub_sector | Buildings | Datacenters | Datacenters & ICT | Energetic | datacentres_final_demand_heat_energetic | Heat | EU | Energy demand | 0 | FEC
SE | TYNDP2026 | NT | 2040 | TWh | 411 | Sub_sector | Buildings | Datacenters | Datacenters & ICT | Energetic | datacentres_final_demand_biomass_energetic | Biomass | EU | Energy demand | 0 | FEC
SE | TYNDP2026 | NT | 2040 | TWh | 412 | Sub_sector | Buildings | Datacenters | Datacenters & ICT | Energetic | datacentres_final_demand_coal_energetic | Solids | EU | Energy demand | 0 | FEC
SE | TYNDP2026 | NT | 2040 | TWh | 413 | Sub_sector | Buildings | Datacenters | Datacenters & ICT | Energetic | datacentres_final_demand_oil_energetic | Liquids | EU | Energy demand | 0 | FEC
SE | TYNDP2026 | NT | 2040 | TWh | 414 | Sub_sector | Buildings | Datacenters | Datacenters & ICT | Energetic | datacentres_final_demand_other_energetic | Others | EU | Energy demand | 0 | FEC
SE | TYNDP2026 | NT | 2040 | TWh | 415 | Sub_sector | Buildings | Datacenters | Datacenters & ICT | Energetic | datacentres_final_demand_ammonia_energetic | Ammonia | EU | Energy demand | 0 | FEC
SE | TYNDP2026 | NT | 2040 | TWh | 417 | Sub_sector | Transport | Others_Sector | Others_Sector | Energetic | other_final_demand_electricity_energetic | Electricity | EU | Energy demand | 0 | FEC
SE | TYNDP2026 | NT | 2040 | TWh | 418 | Sub_sector | Transport | Others_Sector | Others_Sector | Energetic | other_final_demand_hydrogen_energetic | Hydrogen | EU | Energy demand | 0 | FEC
SE | TYNDP2026 | NT | 2040 | TWh | 419 | Sub_sector | Transport | Pipeline Transport | Others_Sector | Energetic | other_final_demand_methane_energetic | Methane | EU | Energy demand | 0 | FEC
SE | TYNDP2026 | NT | 2040 | TWh | 420 | Sub_sector | Transport | Others_Sector | Others_Sector | Energetic | other_final_demand_heat_energetic | Heat | EU | Energy demand | 0 | FEC
SE | TYNDP2026 | NT | 2040 | TWh | 421 | Sub_sector | Transport | Others_Sector | Others_Sector | Energetic | other_final_demand_biomass_energetic | Biomass | EU | Energy demand | 0 | FEC
SE | TYNDP2026 | NT | 2040 | TWh | 422 | Sub_sector | Transport | Others_Sector | Others_Sector | Energetic | other_final_demand_coal_energetic | Solids | EU | Energy demand | 0 | FEC
SE | TYNDP2026 | NT | 2040 | TWh | 423 | Sub_sector | Transport | Others_Sector | Others_Sector | Energetic | other_final_demand_oil_energetic | Liquids | EU | Energy demand | 0 | FEC
SE | TYNDP2026 | NT | 2040 | TWh | 424 | Sub_sector | Others_Sector | Others_Sector | Others_Sector | Non-energetic | other_final_demand_oil_non_energetic | Liquids | EU | Energy demand | 0 | not_included_in_FEC
SE | TYNDP2026 | NT | 2040 | TWh | 425 | Sub_sector | Transport | Others_Sector | Others_Sector | Energetic | other_final_demand_other_energetic | Others | EU | Energy demand | 0 | FEC
SE | TYNDP2026 | NT | 2040 | TWh | 426 | Sub_sector | Transport | Others_Sector | Others_Sector | Energetic | other_final_demand_ammonia_energetic | Ammonia | EU | Energy demand | 0 | FEC
SE | TYNDP2026 | NT | 2040 | TWh | 427 | Sub_sector | Industry | Surplus_Heat_in_Industry | Surplus_Heat_in_Industry | Energetic | final_demand_of_industry_unused_local_production_steam_hot_water | Heat | EU | Energy demand | 0.38823 | FEC
SE | TYNDP2026 | NT | 2040 | TWh | 429 | Sub_sector | Agriculture | Total | Agriculture | Energetic | agriculture_final_demand_electricity_energetic | Electricity | EU | Energy demand | 1.1925 | FEC
SE | TYNDP2026 | NT | 2040 | TWh | 430 | Sub_sector | Agriculture | Total | Agriculture | Energetic | agriculture_final_demand_hydrogen_energetic | Hydrogen | EU | Energy demand | 0 | FEC
SE | TYNDP2026 | NT | 2040 | TWh | 431 | Sub_sector | Agriculture | Total | Agriculture | Energetic | agriculture_final_demand_methane_energetic | Methane | EU | Energy demand | 0.23737 | FEC
SE | TYNDP2026 | NT | 2040 | TWh | 432 | Sub_sector | Agriculture | Total | Agriculture | Energetic | agriculture_final_demand_heat_energetic | Heat | EU | Energy demand | 0.089107 | FEC
SE | TYNDP2026 | NT | 2040 | TWh | 433 | Sub_sector | Agriculture | Total | Agriculture | Energetic | agriculture_final_demand_biomass_energetic | Biomass | EU | Energy demand | 2.7223 | FEC
SE | TYNDP2026 | NT | 2040 | TWh | 434 | Sub_sector | Agriculture | Total | Agriculture | Energetic | agriculture_final_demand_coal_energetic | Solids | EU | Energy demand | 0 | FEC
SE | TYNDP2026 | NT | 2040 | TWh | 435 | Sub_sector | Agriculture | Total | Agriculture | Energetic | agriculture_final_demand_oil_energetic | Liquids | EU | Energy demand | 1.4028 | FEC
SE | TYNDP2026 | NT | 2040 | TWh | 436 | Sub_sector | Agriculture | Total | Agriculture | Energetic | agriculture_final_demand_other_energetic | Others | EU | Energy demand | 0 | FEC
SE | TYNDP2026 | NT | 2040 | TWh | 437 | Sub_sector | Agriculture | Total | Agriculture | Energetic | agriculture_final_demand_ammonia_energetic | Ammonia | EU | Energy demand | 0 | FEC
SE | TYNDP2026 | NT | 2040 | TWh | 447 | Sub_sector | Buildings | Surplus Energy | Buildings | Energetic | GAP | Electricity | EU | Energy demand | 0 | FEC
SE | TYNDP2026 | NT | 2040 | TWh | 448 | Sub_sector | Buildings | Surplus Energy | Buildings | Energetic | GAP | Hydrogen | EU | Energy demand | 0 | FEC
SE | TYNDP2026 | NT | 2040 | TWh | 449 | Sub_sector | Buildings | Surplus Energy | Buildings | Energetic | GAP | Methane | EU | Energy demand | 0.022723 | FEC
SE | TYNDP2026 | NT | 2040 | TWh | 450 | Sub_sector | Buildings | Surplus Energy | Buildings | Energetic | GAP | Heat | EU | Energy demand | 0 | FEC
SE | TYNDP2026 | NT | 2040 | TWh | 451 | Sub_sector | Buildings | Surplus Energy | Buildings | Energetic | GAP | Biomass | EU | Energy demand | 0.0020706 | FEC
SE | TYNDP2026 | NT | 2040 | TWh | 452 | Sub_sector | Buildings | Surplus Energy | Buildings | Energetic | GAP | Solids | EU | Energy demand | 0 | FEC
SE | TYNDP2026 | NT | 2040 | TWh | 453 | Sub_sector | Buildings | Surplus Energy | Buildings | Energetic | GAP | Liquids | EU | Energy demand | 0.54353 | FEC
SE | TYNDP2026 | NT | 2040 | TWh | 454 | Sub_sector | Buildings | Surplus Energy | Buildings | Energetic | GAP | Others | EU | Energy demand | 0 | FEC
SE | TYNDP2026 | NT | 2040 | TWh | 455 | Sub_sector | Buildings | Surplus Energy | Buildings | Energetic | GAP | Ammonia | EU | Energy demand | 0 | FEC
SE | TYNDP2026 | NT | 2040 | TWh | 456 | Sub_sector | Households | Surplus Energy | Households | Energetic | GAP | Electricity | EU | Energy demand | 0 | FEC
SE | TYNDP2026 | NT | 2040 | TWh | 457 | Sub_sector | Households | Surplus Energy | Households | Energetic | GAP | Hydrogen | EU | Energy demand | 0 | FEC
SE | TYNDP2026 | NT | 2040 | TWh | 458 | Sub_sector | Households | Surplus Energy | Households | Energetic | GAP | Methane | EU | Energy demand | 0.02038 | FEC
SE | TYNDP2026 | NT | 2040 | TWh | 459 | Sub_sector | Households | Surplus Energy | Households | Energetic | GAP | Heat | EU | Energy demand | 0 | FEC
SE | TYNDP2026 | NT | 2040 | TWh | 460 | Sub_sector | Households | Surplus Energy | Households | Energetic | GAP | Biomass | EU | Energy demand | 0 | FEC
SE | TYNDP2026 | NT | 2040 | TWh | 461 | Sub_sector | Households | Surplus Energy | Households | Energetic | GAP | Solids | EU | Energy demand | 0 | FEC
SE | TYNDP2026 | NT | 2040 | TWh | 462 | Sub_sector | Households | Surplus Energy | Households | Energetic | GAP | Liquids | EU | Energy demand | 0 | FEC
SE | TYNDP2026 | NT | 2040 | TWh | 463 | Sub_sector | Households | Surplus Energy | Households | Energetic | GAP | Others | EU | Energy demand | 0 | FEC
SE | TYNDP2026 | NT | 2040 | TWh | 464 | Sub_sector | Households | Surplus Energy | Households | Energetic | GAP | Ammonia | EU | Energy demand | 0 | FEC
SE | TYNDP2026 | NT | 2050 | TWh | 102 | Sub_sector | Industry | Aluminium | Industry (aluminium) | Energetic | industry_aluminium_demand_electricity_energetic | Electricity | EU | Energy demand | 32.6967 | FEC
SE | TYNDP2026 | NT | 2050 | TWh | 103 | Sub_sector | Industry | Aluminium | Industry (aluminium) | Energetic | industry_aluminium_demand_hydrogen_energetic | Hydrogen | EU | Energy demand | 0 | FEC
SE | TYNDP2026 | NT | 2050 | TWh | 104 | Sub_sector | Industry | Aluminium | Industry (aluminium) | Energetic | industry_aluminium_demand_methane_energetic | Methane | EU | Energy demand | 1.3927 | FEC
SE | TYNDP2026 | NT | 2050 | TWh | 105 | Sub_sector | Industry | Aluminium | Industry (aluminium) | Energetic | industry_aluminium_demand_heat_energetic | Heat | EU | Energy demand | 0 | FEC
SE | TYNDP2026 | NT | 2050 | TWh | 106 | Sub_sector | Industry | Aluminium | Industry (aluminium) | Energetic | industry_aluminium_demand_biomass_energetic | Biomass | EU | Energy demand | 0 | FEC
SE | TYNDP2026 | NT | 2050 | TWh | 107 | Sub_sector | Industry | Aluminium | Industry (aluminium) | Energetic | industry_aluminium_demand_coal_energetic | Solids | EU | Energy demand | 0 | FEC
SE | TYNDP2026 | NT | 2050 | TWh | 108 | Sub_sector | Industry | Aluminium | Industry (aluminium) | Energetic | industry_aluminium_demand_oil_energetic | Liquids | EU | Energy demand | 0 | FEC
SE | TYNDP2026 | NT | 2050 | TWh | 109 | Sub_sector | Industry | Aluminium | Industry (aluminium) | Energetic | industry_aluminium_demand_others_energetic | Others | EU | Energy demand | 0 | FEC
SE | TYNDP2026 | NT | 2050 | TWh | 110 | Sub_sector | Industry | Aluminium | Industry (aluminium) | Energetic | industry_ammonia_demand_others_energetic | Ammonia | EU | Energy demand | 0 | FEC
SE | TYNDP2026 | NT | 2050 | TWh | 112 | Sub_sector | Industry | Chemicals | Industry (chemicals, energetic) | Energetic | industry_chemical_demand_electricity_energetic | Electricity | EU | Energy demand | 5.4039 | FEC
SE | TYNDP2026 | NT | 2050 | TWh | 113 | Sub_sector | Industry | Chemicals | Industry (chemicals, energetic) | Energetic | industry_chemical_demand_hydrogen_energetic | Hydrogen | EU | Energy demand | 0.25148 | FEC
SE | TYNDP2026 | NT | 2050 | TWh | 114 | Sub_sector | Industry | Chemicals | Industry (chemicals, energetic) | Energetic | industry_chemical_demand_methane_energetic | Methane | EU | Energy demand | 0 | FEC
SE | TYNDP2026 | NT | 2050 | TWh | 115 | Sub_sector | Industry | Chemicals | Industry (chemicals, energetic) | Energetic | industry_chemical_demand_heat_energetic | Heat | EU | Energy demand | 0.16975 | FEC
SE | TYNDP2026 | NT | 2050 | TWh | 116 | Sub_sector | Industry | Chemicals | Industry (chemicals, energetic) | Energetic | industry_chemical_demand_biomass_energetic | Biomass | EU | Energy demand | 0.389 | FEC
SE | TYNDP2026 | NT | 2050 | TWh | 117 | Sub_sector | Industry | Chemicals | Industry (chemicals, energetic) | Energetic | industry_chemical_demand_coal_energetic | Solids | EU | Energy demand | 0 | FEC
SE | TYNDP2026 | NT | 2050 | TWh | 118 | Sub_sector | Industry | Chemicals | Industry (chemicals, energetic) | Energetic | industry_chemical_demand_oil_energetic | Liquids | EU | Energy demand | 0 | FEC
SE | TYNDP2026 | NT | 2050 | TWh | 119 | Sub_sector | Industry | Chemicals | Industry (chemicals, energetic) | Energetic | industry_chemical_demand_others_energetic | Others | EU | Energy demand | 0 | FEC
SE | TYNDP2026 | NT | 2050 | TWh | 120 | Sub_sector | Industry | Chemicals | Industry (chemicals, energetic) | Energetic | industry_chemical_demand_ammonia_energetic | Ammonia | EU | Energy demand | 0 | FEC
SE | TYNDP2026 | NT | 2050 | TWh | 122 | Sub_sector | Industry | Chemicals | Industry (chemicals, non-energetic) | Non-energetic | industry_chemical_demand_electricity_non_energetic | Electricity | EU | Energy demand | 0 | not_included_in_FEC
SE | TYNDP2026 | NT | 2050 | TWh | 123 | Sub_sector | Industry | Chemicals | Industry (chemicals, non-energetic) | Non-energetic | industry_chemical_demand_hydrogen_non_energetic | Hydrogen | EU | Energy demand | 15.5423 | not_included_in_FEC
SE | TYNDP2026 | NT | 2050 | TWh | 124 | Sub_sector | Industry | Chemicals | Industry (chemicals, non-energetic) | Non-energetic | industry_chemical_demand_methane_non_energetic | Methane | EU | Energy demand | 0.60907 | not_included_in_FEC
SE | TYNDP2026 | NT | 2050 | TWh | 125 | Sub_sector | Industry | Chemicals | Industry (chemicals, non-energetic) | Non-energetic | industry_chemical_demand_heat_non_energetic | Heat | EU | Energy demand | 0 | not_included_in_FEC
SE | TYNDP2026 | NT | 2050 | TWh | 126 | Sub_sector | Industry | Chemicals | Industry (chemicals, non-energetic) | Non-energetic | industry_chemical_demand_biomass_non_energetic | Biomass | EU | Energy demand | 3.5828 | not_included_in_FEC
SE | TYNDP2026 | NT | 2050 | TWh | 127 | Sub_sector | Industry | Chemicals | Industry (chemicals, non-energetic) | Non-energetic | industry_chemical_demand_coal_non_energetic | Solids | EU | Energy demand | 0.012713 | not_included_in_FEC
SE | TYNDP2026 | NT | 2050 | TWh | 128 | Sub_sector | Industry | Chemicals | Industry (chemicals, non-energetic) | Non-energetic | industry_chemical_demand_oil_non_energetic | Liquids | EU | Energy demand | 3.3678 | not_included_in_FEC
SE | TYNDP2026 | NT | 2050 | TWh | 129 | Sub_sector | Industry | Chemicals | Industry (chemicals, non-energetic) | Non-energetic | industry_chemical_demand_others_non_energetic | Others | EU | Energy demand | 0 | not_included_in_FEC
SE | TYNDP2026 | NT | 2050 | TWh | 130 | Sub_sector | Industry | Chemicals | Industry (chemicals, non-energetic) | Non-energetic | industry_chemical_demand_ammonia_non_energetic | Ammonia | EU | Energy demand | 0 | not_included_in_FEC
SE | TYNDP2026 | NT | 2050 | TWh | 132 | Sub_sector | Industry | Fertilizers | Industry (fertilizers, energetic) | Energetic | industry_fertilizers_demand_electricity_energetic | Electricity | EU | Energy demand | 0 | FEC
SE | TYNDP2026 | NT | 2050 | TWh | 133 | Sub_sector | Industry | Fertilizers | Industry (fertilizers, energetic) | Energetic | industry_fertilizers_demand_hydrogen_energetic | Hydrogen | EU | Energy demand | 0 | FEC
SE | TYNDP2026 | NT | 2050 | TWh | 134 | Sub_sector | Industry | Fertilizers | Industry (fertilizers, energetic) | Energetic | industry_fertilizers_demand_methane_energetic | Methane | EU | Energy demand | 0 | FEC
SE | TYNDP2026 | NT | 2050 | TWh | 135 | Sub_sector | Industry | Fertilizers | Industry (fertilizers, energetic) | Energetic | industry_fertilizers_demand_heat_energetic | Heat | EU | Energy demand | 0 | FEC
SE | TYNDP2026 | NT | 2050 | TWh | 136 | Sub_sector | Industry | Fertilizers | Industry (fertilizers, energetic) | Energetic | industry_fertilizers_demand_biomass_energetic | Biomass | EU | Energy demand | 0 | FEC
SE | TYNDP2026 | NT | 2050 | TWh | 137 | Sub_sector | Industry | Fertilizers | Industry (fertilizers, energetic) | Energetic | industry_fertilizers_demand_coal_energetic | Solids | EU | Energy demand | 0 | FEC
SE | TYNDP2026 | NT | 2050 | TWh | 138 | Sub_sector | Industry | Fertilizers | Industry (fertilizers, energetic) | Energetic | industry_fertilizers_demand_oil_energetic | Liquids | EU | Energy demand | 0 | FEC
SE | TYNDP2026 | NT | 2050 | TWh | 139 | Sub_sector | Industry | Fertilizers | Industry (fertilizers, energetic) | Energetic | industry_fertilizers_demand_others_energetic | Others | EU | Energy demand | 0 | FEC
SE | TYNDP2026 | NT | 2050 | TWh | 140 | Sub_sector | Industry | Fertilizers | Industry (fertilizers, energetic) | Energetic | industry_fertilizers_demand_ammonia_energetic | Ammonia | EU | Energy demand | 0 | FEC
SE | TYNDP2026 | NT | 2050 | TWh | 142 | Sub_sector | Industry | Fertilizers | Industry (fertilizers, non-energetic) | Non-energetic | industry_fertilizers_demand_electricity_non_energetic | Electricity | EU | Energy demand | 0 | not_included_in_FEC
SE | TYNDP2026 | NT | 2050 | TWh | 143 | Sub_sector | Industry | Fertilizers | Industry (fertilizers, non-energetic) | Non-energetic | industry_fertilizers_demand_hydrogen_non_energetic | Hydrogen | EU | Energy demand | 0 | not_included_in_FEC
SE | TYNDP2026 | NT | 2050 | TWh | 144 | Sub_sector | Industry | Fertilizers | Industry (fertilizers, non-energetic) | Non-energetic | industry_fertilizers_demand_methane_non_energetic | Methane | EU | Energy demand | 0 | not_included_in_FEC
SE | TYNDP2026 | NT | 2050 | TWh | 145 | Sub_sector | Industry | Fertilizers | Industry (fertilizers, non-energetic) | Non-energetic | industry_fertilizers_demand_heat_non_energetic | Heat | EU | Energy demand | 0 | not_included_in_FEC
SE | TYNDP2026 | NT | 2050 | TWh | 146 | Sub_sector | Industry | Fertilizers | Industry (fertilizers, non-energetic) | Non-energetic | industry_fertilizers_demand_biomass_non_energetic | Biomass | EU | Energy demand | 0 | not_included_in_FEC
SE | TYNDP2026 | NT | 2050 | TWh | 147 | Sub_sector | Industry | Fertilizers | Industry (fertilizers, non-energetic) | Non-energetic | industry_fertilizers_demand_coal_non_energetic | Solids | EU | Energy demand | 0 | not_included_in_FEC
SE | TYNDP2026 | NT | 2050 | TWh | 148 | Sub_sector | Industry | Fertilizers | Industry (fertilizers, non-energetic) | Non-energetic | industry_fertilizers_demand_oil_non_energetic | Liquids | EU | Energy demand | 0 | not_included_in_FEC
SE | TYNDP2026 | NT | 2050 | TWh | 149 | Sub_sector | Industry | Fertilizers | Industry (fertilizers, non-energetic) | Non-energetic | industry_fertilizers_demand_others_non_energetic | Others | EU | Energy demand | 0 | not_included_in_FEC
SE | TYNDP2026 | NT | 2050 | TWh | 150 | Sub_sector | Industry | Fertilizers | Industry (fertilizers, non-energetic) | Non-energetic | industry_fertilizers_demand_ammonia_non_energetic | Ammonia | EU | Energy demand | 0 | not_included_in_FEC
SE | TYNDP2026 | NT | 2050 | TWh | 152 | Sub_sector | Industry | Food | Industry (food) | Energetic | industry_food_demand_electricity_energetic | Electricity | EU | Energy demand | 1.9774 | FEC
SE | TYNDP2026 | NT | 2050 | TWh | 153 | Sub_sector | Industry | Food | Industry (food) | Energetic | industry_food_demand_hydrogen_energetic | Hydrogen | EU | Energy demand | 0 | FEC
SE | TYNDP2026 | NT | 2050 | TWh | 154 | Sub_sector | Industry | Food | Industry (food) | Energetic | industry_food_demand_methane_energetic | Methane | EU | Energy demand | 0.089182 | FEC
SE | TYNDP2026 | NT | 2050 | TWh | 155 | Sub_sector | Industry | Food | Industry (food) | Energetic | industry_food_demand_heat_energetic | Heat | EU | Energy demand | 0 | FEC
SE | TYNDP2026 | NT | 2050 | TWh | 156 | Sub_sector | Industry | Food | Industry (food) | Energetic | industry_food_demand_biomass_energetic | Biomass | EU | Energy demand | 0.11036 | FEC
SE | TYNDP2026 | NT | 2050 | TWh | 157 | Sub_sector | Industry | Food | Industry (food) | Energetic | industry_food_demand_coal_energetic | Solids | EU | Energy demand | 0 | FEC
SE | TYNDP2026 | NT | 2050 | TWh | 158 | Sub_sector | Industry | Food | Industry (food) | Energetic | industry_food_demand_oil_energetic | Liquids | EU | Energy demand | 0.0096704 | FEC
SE | TYNDP2026 | NT | 2050 | TWh | 159 | Sub_sector | Industry | Food | Industry (food) | Energetic | industry_food_demand_others_energetic | Others | EU | Energy demand | 0 | FEC
SE | TYNDP2026 | NT | 2050 | TWh | 160 | Sub_sector | Industry | Food | Industry (food) | Energetic | industry_food_demand_ammonia_energetic | Ammonia | EU | Energy demand | 0 | FEC
SE | TYNDP2026 | NT | 2050 | TWh | 162 | Sub_sector | Industry | Metals | Industry (metal) | Energetic | industry_metal_demand_electricity_energetic | Electricity | EU | Energy demand | 0.89921 | FEC
SE | TYNDP2026 | NT | 2050 | TWh | 163 | Sub_sector | Industry | Metals | Industry (metal) | Energetic | industry_metal_demand_hydrogen_energetic | Hydrogen | EU | Energy demand | 0 | FEC
SE | TYNDP2026 | NT | 2050 | TWh | 164 | Sub_sector | Industry | Metals | Industry (metal) | Energetic | industry_metal_demand_methane_energetic | Methane | EU | Energy demand | 0 | FEC
SE | TYNDP2026 | NT | 2050 | TWh | 165 | Sub_sector | Industry | Metals | Industry (metal) | Energetic | industry_metal_demand_heat_energetic | Heat | EU | Energy demand | 0 | FEC
SE | TYNDP2026 | NT | 2050 | TWh | 166 | Sub_sector | Industry | Metals | Industry (metal) | Energetic | industry_metal_demand_biomass_energetic | Biomass | EU | Energy demand | 0 | FEC
SE | TYNDP2026 | NT | 2050 | TWh | 167 | Sub_sector | Industry | Metals | Industry (metal) | Energetic | industry_metal_demand_coal_energetic | Solids | EU | Energy demand | 0.36215 | FEC
SE | TYNDP2026 | NT | 2050 | TWh | 168 | Sub_sector | Industry | Metals | Industry (metal) | Energetic | industry_metal_demand_oil_energetic | Liquids | EU | Energy demand | 0.41712 | FEC
SE | TYNDP2026 | NT | 2050 | TWh | 169 | Sub_sector | Industry | Metals | Industry (metal) | Energetic | industry_metal_demand_others_energetic | Others | EU | Energy demand | 0 | FEC
SE | TYNDP2026 | NT | 2050 | TWh | 170 | Sub_sector | Industry | Metals | Industry (metal) | Energetic | industry_metal_demand_ammonia_energetic | Ammonia | EU | Energy demand | 0 | FEC
SE | TYNDP2026 | NT | 2050 | TWh | 172 | Sub_sector | Industry | Others | Industry (other, energetic) | Energetic | industry_other_demand_electricity_energetic | Electricity | EU | Energy demand | 12.3905 | FEC
SE | TYNDP2026 | NT | 2050 | TWh | 173 | Sub_sector | Industry | Others | Industry (other, energetic) | Energetic | industry_other_demand_hydrogen_energetic | Hydrogen | EU | Energy demand | 2.6551 | FEC
SE | TYNDP2026 | NT | 2050 | TWh | 174 | Sub_sector | Industry | Others | Industry (other, energetic) | Energetic | industry_other_demand_methane_energetic | Methane | EU | Energy demand | 0 | FEC
SE | TYNDP2026 | NT | 2050 | TWh | 175 | Sub_sector | Industry | Others | Industry (other, energetic) | Energetic | industry_other_demand_heat_energetic | Heat | EU | Energy demand | 0 | FEC
SE | TYNDP2026 | NT | 2050 | TWh | 176 | Sub_sector | Industry | Others | Industry (other, energetic) | Energetic | industry_other_demand_biomass_energetic | Biomass | EU | Energy demand | 2.6551 | FEC
SE | TYNDP2026 | NT | 2050 | TWh | 177 | Sub_sector | Industry | Others | Industry (other, energetic) | Energetic | industry_other_demand_coal_energetic | Solids | EU | Energy demand | 0 | FEC
SE | TYNDP2026 | NT | 2050 | TWh | 178 | Sub_sector | Industry | Others | Industry (other, energetic) | Energetic | industry_other_demand_oil_energetic | Liquids | EU | Energy demand | 0 | FEC
SE | TYNDP2026 | NT | 2050 | TWh | 179 | Sub_sector | Industry | Others | Industry (other, energetic) | Energetic | industry_other_demand_others_energetic | Others | EU | Energy demand | 0 | FEC
SE | TYNDP2026 | NT | 2050 | TWh | 180 | Sub_sector | Industry | Others | Industry (other, energetic) | Energetic | industry_other_demand_ammonia_energetic | Ammonia | EU | Energy demand | 0 | FEC
SE | TYNDP2026 | NT | 2050 | TWh | 182 | Sub_sector | Industry | Others | Industry (other, non-energetic) | Non-energetic | industry_other_demand_electricity_non_energetic | Electricity | EU | Energy demand | 0 | not_included_in_FEC
SE | TYNDP2026 | NT | 2050 | TWh | 183 | Sub_sector | Industry | Others | Industry (other, non-energetic) | Non-energetic | industry_other_demand_hydrogen_non_energetic | Hydrogen | EU | Energy demand | 31.7609 | not_included_in_FEC
SE | TYNDP2026 | NT | 2050 | TWh | 184 | Sub_sector | Industry | Others | Industry (other, non-energetic) | Non-energetic | industry_other_demand_methane_non_energetic | Methane | EU | Energy demand | 0 | not_included_in_FEC
SE | TYNDP2026 | NT | 2050 | TWh | 185 | Sub_sector | Industry | Others | Industry (other, non-energetic) | Non-energetic | industry_other_demand_heat_non_energetic | Heat | EU | Energy demand | 0 | not_included_in_FEC
SE | TYNDP2026 | NT | 2050 | TWh | 186 | Sub_sector | Industry | Others | Industry (other, non-energetic) | Non-energetic | industry_other_demand_biomass_non_energetic | Biomass | EU | Energy demand | 0 | not_included_in_FEC
SE | TYNDP2026 | NT | 2050 | TWh | 187 | Sub_sector | Industry | Others | Industry (other, non-energetic) | Non-energetic | industry_other_demand_coal_non_energetic | Solids | EU | Energy demand | 0 | not_included_in_FEC
SE | TYNDP2026 | NT | 2050 | TWh | 188 | Sub_sector | Industry | Others | Industry (other, non-energetic) | Non-energetic | industry_other_demand_oil_non_energetic | Liquids | EU | Energy demand | 0 | not_included_in_FEC
SE | TYNDP2026 | NT | 2050 | TWh | 189 | Sub_sector | Industry | Others | Industry (other, non-energetic) | Non-energetic | industry_other_demand_others_non_energetic | Others | EU | Energy demand | 0 | not_included_in_FEC
SE | TYNDP2026 | NT | 2050 | TWh | 190 | Sub_sector | Industry | Others | Industry (other, non-energetic) | Non-energetic | industry_other_demand_ammonia_non_energetic | Ammonia | EU | Energy demand | 0 | not_included_in_FEC
SE | TYNDP2026 | NT | 2050 | TWh | 192 | Sub_sector | Industry | Paper | Industry (paper) | Energetic | industry_paper_demand_electricity_energetic | Electricity | EU | Energy demand | 32.9803 | FEC
SE | TYNDP2026 | NT | 2050 | TWh | 193 | Sub_sector | Industry | Paper | Industry (paper) | Energetic | industry_paper_demand_hydrogen_energetic | Hydrogen | EU | Energy demand | 8.8378 | FEC
SE | TYNDP2026 | NT | 2050 | TWh | 194 | Sub_sector | Industry | Paper | Industry (paper) | Energetic | industry_paper_demand_methane_energetic | Methane | EU | Energy demand | 0 | FEC
SE | TYNDP2026 | NT | 2050 | TWh | 195 | Sub_sector | Industry | Paper | Industry (paper) | Energetic | industry_paper_demand_heat_energetic | Heat | EU | Energy demand | 0 | FEC
SE | TYNDP2026 | NT | 2050 | TWh | 196 | Sub_sector | Industry | Paper | Industry (paper) | Energetic | industry_paper_demand_biomass_energetic | Biomass | EU | Energy demand | 24.8563 | FEC
SE | TYNDP2026 | NT | 2050 | TWh | 197 | Sub_sector | Industry | Paper | Industry (paper) | Energetic | industry_paper_demand_coal_energetic | Solids | EU | Energy demand | 0 | FEC
SE | TYNDP2026 | NT | 2050 | TWh | 198 | Sub_sector | Industry | Paper | Industry (paper) | Energetic | industry_paper_demand_oil_energetic | Liquids | EU | Energy demand | 0 | FEC
SE | TYNDP2026 | NT | 2050 | TWh | 199 | Sub_sector | Industry | Paper | Industry (paper) | Energetic | industry_paper_demand_others_energetic | Others | EU | Energy demand | 0 | FEC
SE | TYNDP2026 | NT | 2050 | TWh | 200 | Sub_sector | Industry | Paper | Industry (paper) | Energetic | industry_paper_demand_ammonia_energetic | Ammonia | EU | Energy demand | 0 | FEC
SE | TYNDP2026 | NT | 2050 | TWh | 202 | Sub_sector | Industry | Refineries | Industry (refineries, energetic) | Energetic | industry_refinery_demand_electricity_energetic | Electricity | EU | Energy demand | 0.24199 | not_included_in_FEC
SE | TYNDP2026 | NT | 2050 | TWh | 203 | Sub_sector | Industry | Refineries | Industry (refineries, energetic) | Energetic | industry_refinery_demand_hydrogen_energetic | Hydrogen | EU | Energy demand | 0.33044 | not_included_in_FEC
SE | TYNDP2026 | NT | 2050 | TWh | 204 | Sub_sector | Industry | Refineries | Industry (refineries, energetic) | Energetic | industry_refinery_demand_methane_energetic | Methane | EU | Energy demand | 0.094459 | not_included_in_FEC
SE | TYNDP2026 | NT | 2050 | TWh | 205 | Sub_sector | Industry | Refineries | Industry (refineries, energetic) | Energetic | industry_refinery_demand_heat_energetic | Heat | EU | Energy demand | 0 | not_included_in_FEC
SE | TYNDP2026 | NT | 2050 | TWh | 206 | Sub_sector | Industry | Refineries | Industry (refineries, energetic) | Energetic | industry_refinery_demand_biomass_energetic | Biomass | EU | Energy demand | 0 | not_included_in_FEC
SE | TYNDP2026 | NT | 2050 | TWh | 207 | Sub_sector | Industry | Refineries | Industry (refineries, energetic) | Energetic | industry_refinery_demand_coal_energetic | Solids | EU | Energy demand | 0 | not_included_in_FEC
SE | TYNDP2026 | NT | 2050 | TWh | 208 | Sub_sector | Industry | Refineries | Industry (refineries, energetic) | Energetic | industry_refinery_demand_oil_energetic | Liquids | EU | Energy demand | 0.43503 | not_included_in_FEC
SE | TYNDP2026 | NT | 2050 | TWh | 209 | Sub_sector | Industry | Refineries | Industry (refineries, energetic) | Energetic | industry_refinery_demand_others_energetic | Others | EU | Energy demand | 0 | not_included_in_FEC
SE | TYNDP2026 | NT | 2050 | TWh | 210 | Sub_sector | Industry | Refineries | Industry (refineries, energetic) | Energetic | industry_refinery_demand_ammonia_energetic | Ammonia | EU | Energy demand | 0 | not_included_in_FEC
SE | TYNDP2026 | NT | 2050 | TWh | 212 | Sub_sector | Industry | Refineries | Industry (refineries, non-energetic) | Non-energetic | industry_refinery_demand_electricity_non_energetic | Electricity | EU | Energy demand | 0 | not_included_in_FEC
SE | TYNDP2026 | NT | 2050 | TWh | 213 | Sub_sector | Industry | Refineries | Industry (refineries, non-energetic) | Non-energetic | industry_refinery_demand_hydrogen_non_energetic | Hydrogen | EU | Energy demand | 0 | not_included_in_FEC
SE | TYNDP2026 | NT | 2050 | TWh | 214 | Sub_sector | Industry | Refineries | Industry (refineries, non-energetic) | Non-energetic | industry_refinery_demand_methane_non_energetic | Methane | EU | Energy demand | 0 | not_included_in_FEC
SE | TYNDP2026 | NT | 2050 | TWh | 215 | Sub_sector | Industry | Refineries | Industry (refineries, non-energetic) | Non-energetic | industry_refinery_demand_heat_non_energetic | Heat | EU | Energy demand | 0 | not_included_in_FEC
SE | TYNDP2026 | NT | 2050 | TWh | 216 | Sub_sector | Industry | Refineries | Industry (refineries, non-energetic) | Non-energetic | industry_refinery_demand_biomass_non_energetic | Biomass | EU | Energy demand | 0 | not_included_in_FEC
SE | TYNDP2026 | NT | 2050 | TWh | 217 | Sub_sector | Industry | Refineries | Industry (refineries, non-energetic) | Non-energetic | industry_refinery_demand_coal_non_energetic | Solids | EU | Energy demand | 0 | not_included_in_FEC
SE | TYNDP2026 | NT | 2050 | TWh | 218 | Sub_sector | Industry | Refineries | Industry (refineries, non-energetic) | Non-energetic | industry_refinery_demand_oil_non_energetic | Liquids | EU | Energy demand | 0 | not_included_in_FEC
SE | TYNDP2026 | NT | 2050 | TWh | 219 | Sub_sector | Industry | Refineries | Industry (refineries, non-energetic) | Non-energetic | industry_refinery_demand_others_non_energetic | Others | EU | Energy demand | 0 | not_included_in_FEC
SE | TYNDP2026 | NT | 2050 | TWh | 220 | Sub_sector | Industry | Refineries | Industry (refineries, non-energetic) | Non-energetic | industry_refinery_demand_ammonia_non_energetic | Ammonia | EU | Energy demand | 0 | not_included_in_FEC
SE | TYNDP2026 | NT | 2050 | TWh | 222 | Sub_sector | Industry | Steel | Industry (steel) | Energetic | industry_steel_demand_electricity_energetic | Electricity | EU | Energy demand | 9.8709 | FEC
SE | TYNDP2026 | NT | 2050 | TWh | 223 | Sub_sector | Industry | Steel | Industry (steel) | Energetic | industry_steel_demand_hydrogen_energetic | Hydrogen | EU | Energy demand | 22.5858 | FEC
SE | TYNDP2026 | NT | 2050 | TWh | 224 | Sub_sector | Industry | Steel | Industry (steel) | Energetic | industry_steel_demand_methane_energetic | Methane | EU | Energy demand | 4.2189 | FEC
SE | TYNDP2026 | NT | 2050 | TWh | 225 | Sub_sector | Industry | Steel | Industry (steel) | Energetic | industry_steel_demand_heat_energetic | Heat | EU | Energy demand | 0 | FEC
SE | TYNDP2026 | NT | 2050 | TWh | 226 | Sub_sector | Industry | Steel | Industry (steel) | Energetic | industry_steel_demand_biomass_energetic | Biomass | EU | Energy demand | 0 | FEC
SE | TYNDP2026 | NT | 2050 | TWh | 227 | Sub_sector | Industry | Steel | Industry (steel) | Energetic | industry_steel_demand_coal_energetic | Solids | EU | Energy demand | 2.2374 | FEC
SE | TYNDP2026 | NT | 2050 | TWh | 228 | Sub_sector | Industry | Steel | Industry (steel) | Energetic | industry_steel_demand_oil_energetic | Liquids | EU | Energy demand | 0 | FEC
SE | TYNDP2026 | NT | 2050 | TWh | 229 | Sub_sector | Industry | Steel | Industry (steel) | Energetic | industry_steel_demand_others_energetic | Others | EU | Energy demand | 0 | FEC
SE | TYNDP2026 | NT | 2050 | TWh | 230 | Sub_sector | Industry | Steel | Industry (steel) | Energetic | industry_steel_demand_ammonia_energetic | Ammonia | EU | Energy demand | 0 | FEC
SE | TYNDP2026 | NT | 2050 | TWh | 232 | Sub_sector | Transport | Cars | Transport (cars) | Energetic | transport_cars_final_demand_electricity | Electricity | EU | Energy demand | 29.0958 | FEC
SE | TYNDP2026 | NT | 2050 | TWh | 233 | Sub_sector | Transport | Cars | Transport (cars) | Energetic | transport_cars_final_demand_hydrogen | Hydrogen | EU | Energy demand | 0 | FEC
SE | TYNDP2026 | NT | 2050 | TWh | 234 | Sub_sector | Transport | Cars | Transport (cars) | Energetic | transport_cars_final_demand_methane | Methane | EU | Energy demand | 0 | FEC
SE | TYNDP2026 | NT | 2050 | TWh | 235 | Sub_sector | Transport | Cars | Transport (cars) | Energetic | transport_cars_final_demand_heat | Heat | EU | Energy demand | 0 | FEC
SE | TYNDP2026 | NT | 2050 | TWh | 236 | Sub_sector | Transport | Cars | Transport (cars) | Energetic | transport_cars_final_demand_biomass | Biomass | EU | Energy demand | 0 | FEC
SE | TYNDP2026 | NT | 2050 | TWh | 237 | Sub_sector | Transport | Cars | Transport (cars) | Energetic | transport_cars_final_demand_coal | Solids | EU | Energy demand | 0 | FEC
SE | TYNDP2026 | NT | 2050 | TWh | 238 | Sub_sector | Transport | Cars | Transport (cars) | Energetic | transport_cars_final_demand_oil | Liquids | EU | Energy demand | 0 | FEC
SE | TYNDP2026 | NT | 2050 | TWh | 239 | Sub_sector | Transport | Cars | Transport (cars) | Energetic | transport_cars_final_demand_other | Others | EU | Energy demand | 0 | FEC
SE | TYNDP2026 | NT | 2050 | TWh | 240 | Sub_sector | Transport | Cars | Transport (cars) | Energetic | transport_cars_final_demand_ammonia | Ammonia | EU | Energy demand | 0 | FEC
SE | TYNDP2026 | NT | 2050 | TWh | 242 | Sub_sector | Transport | Busses | Transport (busses) | Energetic | transport_busses_final_demand_electricity | Electricity | EU | Energy demand | 0 | FEC
SE | TYNDP2026 | NT | 2050 | TWh | 243 | Sub_sector | Transport | Busses | Transport (busses) | Energetic | transport_busses_final_demand_hydrogen | Hydrogen | EU | Energy demand | 0 | FEC
SE | TYNDP2026 | NT | 2050 | TWh | 244 | Sub_sector | Transport | Busses | Transport (busses) | Energetic | transport_busses_final_demand_methane | Methane | EU | Energy demand | 0 | FEC
SE | TYNDP2026 | NT | 2050 | TWh | 245 | Sub_sector | Transport | Busses | Transport (busses) | Energetic | transport_busses_final_demand_heat | Heat | EU | Energy demand | 0 | FEC
SE | TYNDP2026 | NT | 2050 | TWh | 246 | Sub_sector | Transport | Busses | Transport (busses) | Energetic | transport_busses_final_demand_biomass | Biomass | EU | Energy demand | 0 | FEC
SE | TYNDP2026 | NT | 2050 | TWh | 247 | Sub_sector | Transport | Busses | Transport (busses) | Energetic | transport_busses_final_demand_coal | Solids | EU | Energy demand | 0 | FEC
SE | TYNDP2026 | NT | 2050 | TWh | 248 | Sub_sector | Transport | Busses | Transport (busses) | Energetic | transport_busses_final_demand_oil | Liquids | EU | Energy demand | 0 | FEC
SE | TYNDP2026 | NT | 2050 | TWh | 249 | Sub_sector | Transport | Busses | Transport (busses) | Energetic | transport_busses_final_demand_other | Others | EU | Energy demand | 0 | FEC
SE | TYNDP2026 | NT | 2050 | TWh | 250 | Sub_sector | Transport | Busses | Transport (busses) | Energetic | transport_busses_final_demand_ammonia | Ammonia | EU | Energy demand | 0 | FEC
SE | TYNDP2026 | NT | 2050 | TWh | 252 | Sub_sector | Transport | Trucks | Transport (trucks) | Energetic | transport_trucks_final_demand_electricity | Electricity | EU | Energy demand | 4.1383 | FEC
SE | TYNDP2026 | NT | 2050 | TWh | 253 | Sub_sector | Transport | Trucks | Transport (trucks) | Energetic | transport_trucks_final_demand_hydrogen | Hydrogen | EU | Energy demand | 4.8458 | FEC
SE | TYNDP2026 | NT | 2050 | TWh | 254 | Sub_sector | Transport | Trucks | Transport (trucks) | Energetic | transport_trucks_final_demand_methane | Methane | EU | Energy demand | 1.7861 | FEC
SE | TYNDP2026 | NT | 2050 | TWh | 255 | Sub_sector | Transport | Trucks | Transport (trucks) | Energetic | transport_trucks_final_demand_heat | Heat | EU | Energy demand | 0 | FEC
SE | TYNDP2026 | NT | 2050 | TWh | 256 | Sub_sector | Transport | Trucks | Transport (trucks) | Energetic | transport_trucks_final_demand_biomass | Biomass | EU | Energy demand | 0 | FEC
SE | TYNDP2026 | NT | 2050 | TWh | 257 | Sub_sector | Transport | Trucks | Transport (trucks) | Energetic | transport_trucks_final_demand_coal | Solids | EU | Energy demand | 0 | FEC
SE | TYNDP2026 | NT | 2050 | TWh | 258 | Sub_sector | Transport | Trucks | Transport (trucks) | Energetic | transport_trucks_final_demand_oil | Liquids | EU | Energy demand | 0.73067 | FEC
SE | TYNDP2026 | NT | 2050 | TWh | 259 | Sub_sector | Transport | Trucks | Transport (trucks) | Energetic | transport_trucks_final_demand_other | Others | EU | Energy demand | 0 | FEC
SE | TYNDP2026 | NT | 2050 | TWh | 260 | Sub_sector | Transport | Trucks | Transport (trucks) | Energetic | transport_trucks_final_demand_ammonia | Ammonia | EU | Energy demand | 0 | FEC
SE | TYNDP2026 | NT | 2050 | TWh | 262 | Sub_sector | Transport | Vans | Transport (vans) | Energetic | transport_vans_final_demand_electricity | Electricity | EU | Energy demand | 1.493 | FEC
SE | TYNDP2026 | NT | 2050 | TWh | 263 | Sub_sector | Transport | Vans | Transport (vans) | Energetic | transport_vans_final_demand_hydrogen | Hydrogen | EU | Energy demand | 0.44569 | FEC
SE | TYNDP2026 | NT | 2050 | TWh | 264 | Sub_sector | Transport | Vans | Transport (vans) | Energetic | transport_vans_final_demand_methane | Methane | EU | Energy demand | 0 | FEC
SE | TYNDP2026 | NT | 2050 | TWh | 265 | Sub_sector | Transport | Vans | Transport (vans) | Energetic | transport_vans_final_demand_heat | Heat | EU | Energy demand | 0 | FEC
SE | TYNDP2026 | NT | 2050 | TWh | 266 | Sub_sector | Transport | Vans | Transport (vans) | Energetic | transport_vans_final_demand_biomass | Biomass | EU | Energy demand | 0 | FEC
SE | TYNDP2026 | NT | 2050 | TWh | 267 | Sub_sector | Transport | Vans | Transport (vans) | Energetic | transport_vans_final_demand_coal | Solids | EU | Energy demand | 0 | FEC
SE | TYNDP2026 | NT | 2050 | TWh | 268 | Sub_sector | Transport | Vans | Transport (vans) | Energetic | transport_vans_final_demand_oil | Liquids | EU | Energy demand | 0 | FEC
SE | TYNDP2026 | NT | 2050 | TWh | 269 | Sub_sector | Transport | Vans | Transport (vans) | Energetic | transport_vans_final_demand_other | Others | EU | Energy demand | 0 | FEC
SE | TYNDP2026 | NT | 2050 | TWh | 270 | Sub_sector | Transport | Vans | Transport (vans) | Energetic | transport_vans_final_demand_ammonia | Ammonia | EU | Energy demand | 0 | FEC
SE | TYNDP2026 | NT | 2050 | TWh | 272 | Sub_sector | Transport | Freight trains | Transport (trains) | Energetic | transport_trains_final_demand_electricity | Electricity | EU | Energy demand | 1.1192 | FEC
SE | TYNDP2026 | NT | 2050 | TWh | 273 | Sub_sector | Transport | Freight trains | Transport (trains) | Energetic | transport_trains_final_demand_hydrogen | Hydrogen | EU | Energy demand | 0.27749 | FEC
SE | TYNDP2026 | NT | 2050 | TWh | 274 | Sub_sector | Transport | Freight trains | Transport (trains) | Energetic | transport_trains_final_demand_methane | Methane | EU | Energy demand | 0 | FEC
SE | TYNDP2026 | NT | 2050 | TWh | 275 | Sub_sector | Transport | Freight trains | Transport (trains) | Energetic | transport_trains_final_demand_heat | Heat | EU | Energy demand | 0 | FEC
SE | TYNDP2026 | NT | 2050 | TWh | 276 | Sub_sector | Transport | Freight trains | Transport (trains) | Energetic | transport_trains_final_demand_biomass | Biomass | EU | Energy demand | 0 | FEC
SE | TYNDP2026 | NT | 2050 | TWh | 277 | Sub_sector | Transport | Freight trains | Transport (trains) | Energetic | transport_trains_final_demand_coal | Solids | EU | Energy demand | 0 | FEC
SE | TYNDP2026 | NT | 2050 | TWh | 278 | Sub_sector | Transport | Freight trains | Transport (trains) | Energetic | transport_trains_final_demand_oil | Liquids | EU | Energy demand | 0 | FEC
SE | TYNDP2026 | NT | 2050 | TWh | 279 | Sub_sector | Transport | Freight trains | Transport (trains) | Energetic | transport_trains_final_demand_other | Others | EU | Energy demand | 0 | FEC
SE | TYNDP2026 | NT | 2050 | TWh | 280 | Sub_sector | Transport | Freight trains | Transport (trains) | Energetic | transport_trains_final_demand_ammonia | Ammonia | EU | Energy demand | 0 | FEC
SE | TYNDP2026 | NT | 2050 | TWh | 282 | Sub_sector | Transport | Ships | Transport (ships) | Energetic | transport_ships_final_demand_electricity | Electricity | EU | Energy demand | 0.086917 | FEC
SE | TYNDP2026 | NT | 2050 | TWh | 283 | Sub_sector | Transport | Ships | Transport (ships) | Energetic | transport_ships_final_demand_hydrogen | Hydrogen | EU | Energy demand | 0.15989 | FEC
SE | TYNDP2026 | NT | 2050 | TWh | 284 | Sub_sector | Transport | Ships | Transport (ships) | Energetic | transport_ships_final_demand_methane | Methane | EU | Energy demand | 0 | FEC
SE | TYNDP2026 | NT | 2050 | TWh | 285 | Sub_sector | Transport | Ships | Transport (ships) | Energetic | transport_ships_final_demand_heat | Heat | EU | Energy demand | 0 | FEC
SE | TYNDP2026 | NT | 2050 | TWh | 286 | Sub_sector | Transport | Ships | Transport (ships) | Energetic | transport_ships_final_demand_biomass | Biomass | EU | Energy demand | 0 | FEC
SE | TYNDP2026 | NT | 2050 | TWh | 287 | Sub_sector | Transport | Ships | Transport (ships) | Energetic | transport_ships_final_demand_coal | Solids | EU | Energy demand | 0 | FEC
SE | TYNDP2026 | NT | 2050 | TWh | 288 | Sub_sector | Transport | Ships | Transport (ships) | Energetic | transport_ships_final_demand_oil | Liquids | EU | Energy demand | 0 | FEC
SE | TYNDP2026 | NT | 2050 | TWh | 289 | Sub_sector | Transport | Ships | Transport (ships) | Energetic | transport_ships_final_demand_other | Others | EU | Energy demand | 0 | FEC
SE | TYNDP2026 | NT | 2050 | TWh | 290 | Sub_sector | Transport | Ships | Transport (ships) | Energetic | transport_ships_final_demand_ammonia | Ammonia | EU | Energy demand | 0 | FEC
SE | TYNDP2026 | NT | 2050 | TWh | 292 | Sub_sector | Transport | Planes | Transport (planes) | Energetic | transport_planes_final_demand_electricity | Electricity | EU | Energy demand | 0 | FEC
SE | TYNDP2026 | NT | 2050 | TWh | 293 | Sub_sector | Transport | Planes | Transport (planes) | Energetic | transport_planes_final_demand_hydrogen | Hydrogen | EU | Energy demand | 0 | FEC
SE | TYNDP2026 | NT | 2050 | TWh | 294 | Sub_sector | Transport | Planes | Transport (planes) | Energetic | transport_planes_final_demand_methane | Methane | EU | Energy demand | 0 | FEC
SE | TYNDP2026 | NT | 2050 | TWh | 295 | Sub_sector | Transport | Planes | Transport (planes) | Energetic | transport_planes_final_demand_heat | Heat | EU | Energy demand | 0 | FEC
SE | TYNDP2026 | NT | 2050 | TWh | 296 | Sub_sector | Transport | Planes | Transport (planes) | Energetic | transport_planes_final_demand_biomass | Biomass | EU | Energy demand | 0 | FEC
SE | TYNDP2026 | NT | 2050 | TWh | 297 | Sub_sector | Transport | Planes | Transport (planes) | Energetic | transport_planes_final_demand_coal | Solids | EU | Energy demand | 0 | FEC
SE | TYNDP2026 | NT | 2050 | TWh | 298 | Sub_sector | Transport | Planes | Transport (planes) | Energetic | transport_planes_final_demand_oil | Liquids | EU | Energy demand | 0 | FEC
SE | TYNDP2026 | NT | 2050 | TWh | 299 | Sub_sector | Transport | Planes | Transport (planes) | Energetic | transport_planes_final_demand_other | Others | EU | Energy demand | 0 | FEC
SE | TYNDP2026 | NT | 2050 | TWh | 300 | Sub_sector | Transport | Planes | Transport (planes) | Energetic | transport_planes_final_demand_ammonia | Ammonia | EU | Energy demand | 0 | FEC
SE | TYNDP2026 | NT | 2050 | TWh | 302 | Sub_sector | Transport | Others | Transport (others) | Energetic | transport_other_final_demand_electricity | Electricity | EU | Energy demand | 0 | FEC
SE | TYNDP2026 | NT | 2050 | TWh | 303 | Sub_sector | Transport | Others | Transport (others) | Energetic | transport_other_final_demand_hydrogen | Hydrogen | EU | Energy demand | 0 | FEC
SE | TYNDP2026 | NT | 2050 | TWh | 304 | Sub_sector | Transport | Others | Transport (others) | Energetic | transport_other_final_demand_methane | Methane | EU | Energy demand | 0 | FEC
SE | TYNDP2026 | NT | 2050 | TWh | 305 | Sub_sector | Transport | Others | Transport (others) | Energetic | transport_other_final_demand_heat | Heat | EU | Energy demand | 0 | FEC
SE | TYNDP2026 | NT | 2050 | TWh | 306 | Sub_sector | Transport | Others | Transport (others) | Energetic | transport_other_final_demand_biomass | Biomass | EU | Energy demand | 0 | FEC
SE | TYNDP2026 | NT | 2050 | TWh | 307 | Sub_sector | Transport | Others | Transport (others) | Energetic | transport_other_final_demand_coal | Solids | EU | Energy demand | 0 | FEC
SE | TYNDP2026 | NT | 2050 | TWh | 308 | Sub_sector | Transport | Others | Transport (others) | Energetic | transport_other_final_demand_oil | Liquids | EU | Energy demand | 0 | FEC
SE | TYNDP2026 | NT | 2050 | TWh | 309 | Sub_sector | Transport | Others | Transport (others) | Energetic | transport_other_final_demand_other | Others | EU | Energy demand | 0 | FEC
SE | TYNDP2026 | NT | 2050 | TWh | 310 | Sub_sector | Transport | Others | Transport (others) | Energetic | transport_other_final_demand_ammonia | Ammonia | EU | Energy demand | 0 | FEC
SE | TYNDP2026 | NT | 2050 | TWh | 312 | Sub_sector | International transport | International aviation | Transport (int. aviation) | Energetic | transport_int_aviation_final_demand_electricity | Electricity | EU | Energy demand | 0 | FEC
SE | TYNDP2026 | NT | 2050 | TWh | 313 | Sub_sector | International transport | International aviation | Transport (int. aviation) | Energetic | transport_int_aviation_final_demand_hydrogen | Hydrogen | EU | Energy demand | 0 | FEC
SE | TYNDP2026 | NT | 2050 | TWh | 314 | Sub_sector | International transport | International aviation | Transport (int. aviation) | Energetic | transport_int_aviation_final_demand_methane | Methane | EU | Energy demand | 0 | FEC
SE | TYNDP2026 | NT | 2050 | TWh | 315 | Sub_sector | International transport | International aviation | Transport (int. aviation) | Energetic | transport_int_aviation_final_demand_heat | Heat | EU | Energy demand | 0 | FEC
SE | TYNDP2026 | NT | 2050 | TWh | 316 | Sub_sector | International transport | International aviation | Transport (int. aviation) | Energetic | transport_int_aviation_final_demand_biofuels | Biomass | EU | Energy demand | 0 | FEC
SE | TYNDP2026 | NT | 2050 | TWh | 317 | Sub_sector | International transport | International aviation | Transport (int. aviation) | Energetic | transport_int_aviation_final_demand_coal | Solids | EU | Energy demand | 0 | FEC
SE | TYNDP2026 | NT | 2050 | TWh | 318 | Sub_sector | International transport | International aviation | Transport (int. aviation) | Energetic | transport_int_aviation_final_demand_oil | Liquids | EU | Energy demand | 6.2902 | FEC
SE | TYNDP2026 | NT | 2050 | TWh | 319 | Sub_sector | International transport | International aviation | Transport (int. aviation) | Energetic | transport_int_aviation_final_demand_other | Others | EU | Energy demand | 0 | FEC
SE | TYNDP2026 | NT | 2050 | TWh | 320 | Sub_sector | International transport | International aviation | Transport (int. aviation) | Energetic | transport_int_aviation_final_demand_ammonia | Ammonia | EU | Energy demand | 0 | FEC
SE | TYNDP2026 | NT | 2050 | TWh | 322 | Sub_sector | International transport | International shipping | Transport (int. shipping) | Energetic | transport_int_shipping_final_demand_electricity | Electricity | EU | Energy demand | 0 | not_included_in_FEC
SE | TYNDP2026 | NT | 2050 | TWh | 323 | Sub_sector | International transport | International shipping | Transport (int. shipping) | Energetic | transport_int_shipping_final_demand_hydrogen | Hydrogen | EU | Energy demand | 10.1934 | not_included_in_FEC
SE | TYNDP2026 | NT | 2050 | TWh | 324 | Sub_sector | International transport | International shipping | Transport (int. shipping) | Energetic | transport_int_shipping_final_demand_methane | Methane | EU | Energy demand | 2.1051 | not_included_in_FEC
SE | TYNDP2026 | NT | 2050 | TWh | 325 | Sub_sector | International transport | International shipping | Transport (int. shipping) | Energetic | transport_int_shipping_final_demand_heat | Heat | EU | Energy demand | 0 | not_included_in_FEC
SE | TYNDP2026 | NT | 2050 | TWh | 326 | Sub_sector | International transport | International shipping | Transport (int. shipping) | Energetic | transport_int_shipping_final_demand_biofuels | Biomass | EU | Energy demand | 0 | not_included_in_FEC
SE | TYNDP2026 | NT | 2050 | TWh | 327 | Sub_sector | International transport | International shipping | Transport (int. shipping) | Energetic | transport_int_shipping_final_demand_coal | Solids | EU | Energy demand | 0 | not_included_in_FEC
SE | TYNDP2026 | NT | 2050 | TWh | 328 | Sub_sector | International transport | International shipping | Transport (int. shipping) | Energetic | transport_int_shipping_final_demand_oil | Liquids | EU | Energy demand | 5.8795 | not_included_in_FEC
SE | TYNDP2026 | NT | 2050 | TWh | 329 | Sub_sector | International transport | International shipping | Transport (int. shipping) | Energetic | transport_int_shipping_final_demand_other | Others | EU | Energy demand | 0 | not_included_in_FEC
SE | TYNDP2026 | NT | 2050 | TWh | 330 | Sub_sector | International transport | International shipping | Transport (int. shipping) | Energetic | transport_int_shipping_final_demand_ammonia | Ammonia | EU | Energy demand | 0 | not_included_in_FEC
SE | TYNDP2026 | NT | 2050 | TWh | 332 | Sub_sector | Households | Space heating | Households (heating) | Energetic | households_heating_final_demand_electricity | Electricity | EU | Energy demand | 14.2541 | FEC
SE | TYNDP2026 | NT | 2050 | TWh | 333 | Sub_sector | Households | Space heating | Households (heating) | Energetic | households_heating_final_demand_hydrogen | Hydrogen | EU | Energy demand | 0 | FEC
SE | TYNDP2026 | NT | 2050 | TWh | 334 | Sub_sector | Households | Space heating | Households (heating) | Energetic | households_heating_final_demand_methane | Methane | EU | Energy demand | 0 | FEC
SE | TYNDP2026 | NT | 2050 | TWh | 335 | Sub_sector | Households | Space heating | Households (heating) | Energetic | households_heating_final_demand_heat | Heat | EU | Energy demand | 0 | FEC
SE | TYNDP2026 | NT | 2050 | TWh | 336 | Sub_sector | Households | Space heating | Households (heating) | Energetic | households_heating_final_demand_biomass | Biomass | EU | Energy demand | 0 | FEC
SE | TYNDP2026 | NT | 2050 | TWh | 337 | Sub_sector | Households | Space heating | Households (heating) | Energetic | households_heating_final_demand_coal | Solids | EU | Energy demand | 0 | FEC
SE | TYNDP2026 | NT | 2050 | TWh | 338 | Sub_sector | Households | Space heating | Households (heating) | Energetic | households_heating_final_demand_oil | Liquids | EU | Energy demand | 0 | FEC
SE | TYNDP2026 | NT | 2050 | TWh | 339 | Sub_sector | Households | Space heating | Households (heating) | Energetic | households_heating_final_demand_other | Others | EU | Energy demand | 0 | FEC
SE | TYNDP2026 | NT | 2050 | TWh | 340 | Sub_sector | Households | Space heating | Households (heating) | Energetic | households_heating_final_demand_ammonia | Ammonia | EU | Energy demand | 0 | FEC
SE | TYNDP2026 | NT | 2050 | TWh | 343 | Sub_sector | Households | Cooling | Households (cooling) | Energetic | households_cooling_final_demand_electricity | Electricity | EU | Energy demand | 0 | FEC
SE | TYNDP2026 | NT | 2050 | TWh | 344 | Sub_sector | Households | Cooling | Households (cooling) | Energetic | households_cooling_final_demand_hydrogen | Hydrogen | EU | Energy demand | 0 | FEC
SE | TYNDP2026 | NT | 2050 | TWh | 345 | Sub_sector | Households | Cooling | Households (cooling) | Energetic | households_cooling_final_demand_methane | Methane | EU | Energy demand | 0 | FEC
SE | TYNDP2026 | NT | 2050 | TWh | 346 | Sub_sector | Households | Cooling | Households (cooling) | Energetic | households_cooling_final_demand_heat | Heat | EU | Energy demand | 0 | FEC
SE | TYNDP2026 | NT | 2050 | TWh | 347 | Sub_sector | Households | Cooling | Households (cooling) | Energetic | households_cooling_final_demand_biomass | Biomass | EU | Energy demand | 0 | FEC
SE | TYNDP2026 | NT | 2050 | TWh | 348 | Sub_sector | Households | Cooling | Households (cooling) | Energetic | households_cooling_final_demand_coal | Solids | EU | Energy demand | 0 | FEC
SE | TYNDP2026 | NT | 2050 | TWh | 349 | Sub_sector | Households | Cooling | Households (cooling) | Energetic | households_cooling_final_demand_oil | Liquids | EU | Energy demand | 0 | FEC
SE | TYNDP2026 | NT | 2050 | TWh | 350 | Sub_sector | Households | Cooling | Households (cooling) | Energetic | households_cooling_final_demand_other | Others | EU | Energy demand | 0 | FEC
SE | TYNDP2026 | NT | 2050 | TWh | 351 | Sub_sector | Households | Cooling | Households (cooling) | Energetic | households_cooling_final_demand_ammonia | Ammonia | EU | Energy demand | 0 | FEC
SE | TYNDP2026 | NT | 2050 | TWh | 354 | Sub_sector | Households | Hot water | Households (hot water) | Energetic | households_hot_water_final_demand_electricity | Electricity | EU | Energy demand | 11.0833 | FEC
SE | TYNDP2026 | NT | 2050 | TWh | 355 | Sub_sector | Households | Hot water | Households (hot water) | Energetic | households_hot_water_final_demand_hydrogen | Hydrogen | EU | Energy demand | 0 | FEC
SE | TYNDP2026 | NT | 2050 | TWh | 356 | Sub_sector | Households | Hot water | Households (hot water) | Energetic | households_hot_water_final_demand_methane | Methane | EU | Energy demand | 0 | FEC
SE | TYNDP2026 | NT | 2050 | TWh | 357 | Sub_sector | Households | Hot water | Households (hot water) | Energetic | households_hot_water_final_demand_heat | Heat | EU | Energy demand | 0 | FEC
SE | TYNDP2026 | NT | 2050 | TWh | 358 | Sub_sector | Households | Hot water | Households (hot water) | Energetic | households_hot_water_final_demand_biomass | Biomass | EU | Energy demand | 0 | FEC
SE | TYNDP2026 | NT | 2050 | TWh | 359 | Sub_sector | Households | Hot water | Households (hot water) | Energetic | households_hot_water_final_demand_coal | Solids | EU | Energy demand | 0 | FEC
SE | TYNDP2026 | NT | 2050 | TWh | 360 | Sub_sector | Households | Hot water | Households (hot water) | Energetic | households_hot_water_final_demand_oil | Liquids | EU | Energy demand | 0 | FEC
SE | TYNDP2026 | NT | 2050 | TWh | 361 | Sub_sector | Households | Hot water | Households (hot water) | Energetic | households_hot_water_final_demand_other | Others | EU | Energy demand | 0.1868 | FEC
SE | TYNDP2026 | NT | 2050 | TWh | 362 | Sub_sector | Households | Hot water | Households (hot water) | Energetic | households_hot_water_final_demand_ammonia | Ammonia | EU | Energy demand | 0 | FEC
SE | TYNDP2026 | NT | 2050 | TWh | 365 | Sub_sector | Households | Appliances | Households (appliances) | Energetic | households_appliances_final_demand_electricity | Electricity | EU | Energy demand | 9.5875 | FEC
SE | TYNDP2026 | NT | 2050 | TWh | 366 | Sub_sector | Households | Appliances | Households (appliances) | Energetic | households_appliances_final_demand_hydrogen | Hydrogen | EU | Energy demand | 0 | FEC
SE | TYNDP2026 | NT | 2050 | TWh | 367 | Sub_sector | Households | Appliances | Households (appliances) | Energetic | households_appliances_final_demand_methane | Methane | EU | Energy demand | 0.089489 | FEC
SE | TYNDP2026 | NT | 2050 | TWh | 368 | Sub_sector | Households | Appliances | Households (appliances) | Energetic | households_appliances_final_demand_heat | Heat | EU | Energy demand | 0 | FEC
SE | TYNDP2026 | NT | 2050 | TWh | 369 | Sub_sector | Households | Appliances | Households (appliances) | Energetic | households_appliances_final_demand_biomass | Biomass | EU | Energy demand | 0.017332 | FEC
SE | TYNDP2026 | NT | 2050 | TWh | 370 | Sub_sector | Households | Appliances | Households (appliances) | Energetic | households_appliances_final_demand_coal | Solids | EU | Energy demand | 0 | FEC
SE | TYNDP2026 | NT | 2050 | TWh | 371 | Sub_sector | Households | Appliances | Households (appliances) | Energetic | households_appliances_final_demand_oil | Liquids | EU | Energy demand | 0 | FEC
SE | TYNDP2026 | NT | 2050 | TWh | 372 | Sub_sector | Households | Appliances | Households (appliances) | Energetic | households_appliances_final_demand_other | Others | EU | Energy demand | 0 | FEC
SE | TYNDP2026 | NT | 2050 | TWh | 373 | Sub_sector | Households | Appliances | Households (appliances) | Energetic | households_appliances_final_demand_ammonia | Ammonia | EU | Energy demand | 0 | FEC
SE | TYNDP2026 | NT | 2050 | TWh | 375 | Sub_sector | Buildings | Space heating | Buildings (heat) | Energetic | buildings_heat_final_demand_electricity | Electricity | EU | Energy demand | 16.8847 | FEC
SE | TYNDP2026 | NT | 2050 | TWh | 376 | Sub_sector | Buildings | Space heating | Buildings (heat) | Energetic | buildings_heat_final_demand_hydrogen | Hydrogen | EU | Energy demand | 0 | FEC
SE | TYNDP2026 | NT | 2050 | TWh | 377 | Sub_sector | Buildings | Space heating | Buildings (heat) | Energetic | buildings_heat_final_demand_methane | Methane | EU | Energy demand | 0 | FEC
SE | TYNDP2026 | NT | 2050 | TWh | 378 | Sub_sector | Buildings | Space heating | Buildings (heat) | Energetic | buildings_heat_final_demand_heat | Heat | EU | Energy demand | 0 | FEC
SE | TYNDP2026 | NT | 2050 | TWh | 379 | Sub_sector | Buildings | Space heating | Buildings (heat) | Energetic | buildings_heat_final_demand_biomass | Biomass | EU | Energy demand | 0 | FEC
SE | TYNDP2026 | NT | 2050 | TWh | 380 | Sub_sector | Buildings | Space heating | Buildings (heat) | Energetic | buildings_heat_final_demand_coal | Solids | EU | Energy demand | 0 | FEC
SE | TYNDP2026 | NT | 2050 | TWh | 381 | Sub_sector | Buildings | Space heating | Buildings (heat) | Energetic | buildings_heat_final_demand_oil | Liquids | EU | Energy demand | 0 | FEC
SE | TYNDP2026 | NT | 2050 | TWh | 382 | Sub_sector | Buildings | Space heating | Buildings (heat) | Energetic | buildings_heat_final_demand_other | Others | EU | Energy demand | 0 | FEC
SE | TYNDP2026 | NT | 2050 | TWh | 383 | Sub_sector | Buildings | Space heating | Buildings (heat) | Energetic | buildings_heat_final_demand_ammonia | Ammonia | EU | Energy demand | 0 | FEC
SE | TYNDP2026 | NT | 2050 | TWh | 386 | Sub_sector | Buildings | Cooling | Buildings (cooling) | Energetic | buildings_cooling_final_demand_electricity | Electricity | EU | Energy demand | 0.92281 | FEC
SE | TYNDP2026 | NT | 2050 | TWh | 387 | Sub_sector | Buildings | Cooling | Buildings (cooling) | Energetic | buildings_cooling_final_demand_hydrogen | Hydrogen | EU | Energy demand | 0 | FEC
SE | TYNDP2026 | NT | 2050 | TWh | 388 | Sub_sector | Buildings | Cooling | Buildings (cooling) | Energetic | buildings_cooling_final_demand_methane | Methane | EU | Energy demand | 0 | FEC
SE | TYNDP2026 | NT | 2050 | TWh | 389 | Sub_sector | Buildings | Cooling | Buildings (cooling) | Energetic | buildings_cooling_final_demand_heat | Heat | EU | Energy demand | 0 | FEC
SE | TYNDP2026 | NT | 2050 | TWh | 390 | Sub_sector | Buildings | Cooling | Buildings (cooling) | Energetic | buildings_cooling_final_demand_biomass | Biomass | EU | Energy demand | 0 | FEC
SE | TYNDP2026 | NT | 2050 | TWh | 391 | Sub_sector | Buildings | Cooling | Buildings (cooling) | Energetic | buildings_cooling_final_demand_coal | Solids | EU | Energy demand | 0 | FEC
SE | TYNDP2026 | NT | 2050 | TWh | 392 | Sub_sector | Buildings | Cooling | Buildings (cooling) | Energetic | buildings_cooling_final_demand_oil | Liquids | EU | Energy demand | 0 | FEC
SE | TYNDP2026 | NT | 2050 | TWh | 393 | Sub_sector | Buildings | Cooling | Buildings (cooling) | Energetic | buildings_cooling_final_demand_other | Others | EU | Energy demand | 0 | FEC
SE | TYNDP2026 | NT | 2050 | TWh | 394 | Sub_sector | Buildings | Cooling | Buildings (cooling) | Energetic | buildings_cooling_final_demand_ammonia | Ammonia | EU | Energy demand | 0 | FEC
SE | TYNDP2026 | NT | 2050 | TWh | 397 | Sub_sector | Buildings | Appliances | Buildings (appliances) | Energetic | buildings_appliances_final_demand_electricity | Electricity | EU | Energy demand | 25.6178 | FEC
SE | TYNDP2026 | NT | 2050 | TWh | 398 | Sub_sector | Buildings | Appliances | Buildings (appliances) | Energetic | buildings_appliances_final_demand_hydrogen | Hydrogen | EU | Energy demand | 0 | FEC
SE | TYNDP2026 | NT | 2050 | TWh | 399 | Sub_sector | Buildings | Appliances | Buildings (appliances) | Energetic | buildings_appliances_final_demand_methane | Methane | EU | Energy demand | 0.33128 | FEC
SE | TYNDP2026 | NT | 2050 | TWh | 400 | Sub_sector | Buildings | Appliances | Buildings (appliances) | Energetic | buildings_appliances_final_demand_heat | Heat | EU | Energy demand | 0 | FEC
SE | TYNDP2026 | NT | 2050 | TWh | 401 | Sub_sector | Buildings | Appliances | Buildings (appliances) | Energetic | buildings_appliances_final_demand_biomass | Biomass | EU | Energy demand | 0 | FEC
SE | TYNDP2026 | NT | 2050 | TWh | 402 | Sub_sector | Buildings | Appliances | Buildings (appliances) | Energetic | buildings_appliances_final_demand_coal | Solids | EU | Energy demand | 0 | FEC
SE | TYNDP2026 | NT | 2050 | TWh | 403 | Sub_sector | Buildings | Appliances | Buildings (appliances) | Energetic | buildings_appliances_final_demand_oil | Liquids | EU | Energy demand | 0 | FEC
SE | TYNDP2026 | NT | 2050 | TWh | 404 | Sub_sector | Buildings | Appliances | Buildings (appliances) | Energetic | buildings_appliances_final_demand_other | Others | EU | Energy demand | 0 | FEC
SE | TYNDP2026 | NT | 2050 | TWh | 405 | Sub_sector | Buildings | Appliances | Buildings (appliances) | Energetic | buildings_appliances_final_demand_ammonia | Ammonia | EU | Energy demand | 0 | FEC
SE | TYNDP2026 | NT | 2050 | TWh | 407 | Sub_sector | Buildings | Datacenters | Datacenters & ICT | Energetic | datacentres_final_demand_electricity_energetic | Electricity | EU | Energy demand | 16.9105 | FEC
SE | TYNDP2026 | NT | 2050 | TWh | 408 | Sub_sector | Buildings | Datacenters | Datacenters & ICT | Energetic | datacentres_final_demand_hydrogen_energetic | Hydrogen | EU | Energy demand | 0 | FEC
SE | TYNDP2026 | NT | 2050 | TWh | 409 | Sub_sector | Buildings | Datacenters | Datacenters & ICT | Energetic | datacentres_final_demand_methane_energetic | Methane | EU | Energy demand | 0 | FEC
SE | TYNDP2026 | NT | 2050 | TWh | 410 | Sub_sector | Buildings | Datacenters | Datacenters & ICT | Energetic | datacentres_final_demand_heat_energetic | Heat | EU | Energy demand | 0 | FEC
SE | TYNDP2026 | NT | 2050 | TWh | 411 | Sub_sector | Buildings | Datacenters | Datacenters & ICT | Energetic | datacentres_final_demand_biomass_energetic | Biomass | EU | Energy demand | 0 | FEC
SE | TYNDP2026 | NT | 2050 | TWh | 412 | Sub_sector | Buildings | Datacenters | Datacenters & ICT | Energetic | datacentres_final_demand_coal_energetic | Solids | EU | Energy demand | 0 | FEC
SE | TYNDP2026 | NT | 2050 | TWh | 413 | Sub_sector | Buildings | Datacenters | Datacenters & ICT | Energetic | datacentres_final_demand_oil_energetic | Liquids | EU | Energy demand | 0 | FEC
SE | TYNDP2026 | NT | 2050 | TWh | 414 | Sub_sector | Buildings | Datacenters | Datacenters & ICT | Energetic | datacentres_final_demand_other_energetic | Others | EU | Energy demand | 0 | FEC
SE | TYNDP2026 | NT | 2050 | TWh | 415 | Sub_sector | Buildings | Datacenters | Datacenters & ICT | Energetic | datacentres_final_demand_ammonia_energetic | Ammonia | EU | Energy demand | 0 | FEC
SE | TYNDP2026 | NT | 2050 | TWh | 417 | Sub_sector | Transport | Others_Sector | Others_Sector | Energetic | other_final_demand_electricity_energetic | Electricity | EU | Energy demand | 0 | FEC
SE | TYNDP2026 | NT | 2050 | TWh | 418 | Sub_sector | Transport | Others_Sector | Others_Sector | Energetic | other_final_demand_hydrogen_energetic | Hydrogen | EU | Energy demand | 0 | FEC
SE | TYNDP2026 | NT | 2050 | TWh | 419 | Sub_sector | Transport | Pipeline Transport | Others_Sector | Energetic | other_final_demand_methane_energetic | Methane | EU | Energy demand | 0 | FEC
SE | TYNDP2026 | NT | 2050 | TWh | 420 | Sub_sector | Transport | Others_Sector | Others_Sector | Energetic | other_final_demand_heat_energetic | Heat | EU | Energy demand | 0 | FEC
SE | TYNDP2026 | NT | 2050 | TWh | 421 | Sub_sector | Transport | Others_Sector | Others_Sector | Energetic | other_final_demand_biomass_energetic | Biomass | EU | Energy demand | 0 | FEC
SE | TYNDP2026 | NT | 2050 | TWh | 422 | Sub_sector | Transport | Others_Sector | Others_Sector | Energetic | other_final_demand_coal_energetic | Solids | EU | Energy demand | 0 | FEC
SE | TYNDP2026 | NT | 2050 | TWh | 423 | Sub_sector | Transport | Others_Sector | Others_Sector | Energetic | other_final_demand_oil_energetic | Liquids | EU | Energy demand | 0 | FEC
SE | TYNDP2026 | NT | 2050 | TWh | 424 | Sub_sector | Others_Sector | Others_Sector | Others_Sector | Non-energetic | other_final_demand_oil_non_energetic | Liquids | EU | Energy demand | 0 | not_included_in_FEC
SE | TYNDP2026 | NT | 2050 | TWh | 425 | Sub_sector | Transport | Others_Sector | Others_Sector | Energetic | other_final_demand_other_energetic | Others | EU | Energy demand | 0 | FEC
SE | TYNDP2026 | NT | 2050 | TWh | 426 | Sub_sector | Transport | Others_Sector | Others_Sector | Energetic | other_final_demand_ammonia_energetic | Ammonia | EU | Energy demand | 0 | FEC
SE | TYNDP2026 | NT | 2050 | TWh | 427 | Sub_sector | Industry | Surplus_Heat_in_Industry | Surplus_Heat_in_Industry | Energetic | final_demand_of_industry_unused_local_production_steam_hot_water | Heat | EU | Energy demand | 0 | FEC
SE | TYNDP2026 | NT | 2050 | TWh | 429 | Sub_sector | Agriculture | Total | Agriculture | Energetic | agriculture_final_demand_electricity_energetic | Electricity | EU | Energy demand | 1.3035 | FEC
SE | TYNDP2026 | NT | 2050 | TWh | 430 | Sub_sector | Agriculture | Total | Agriculture | Energetic | agriculture_final_demand_hydrogen_energetic | Hydrogen | EU | Energy demand | 0 | FEC
SE | TYNDP2026 | NT | 2050 | TWh | 431 | Sub_sector | Agriculture | Total | Agriculture | Energetic | agriculture_final_demand_methane_energetic | Methane | EU | Energy demand | 0.28857 | FEC
SE | TYNDP2026 | NT | 2050 | TWh | 432 | Sub_sector | Agriculture | Total | Agriculture | Energetic | agriculture_final_demand_heat_energetic | Heat | EU | Energy demand | 0.095642 | FEC
SE | TYNDP2026 | NT | 2050 | TWh | 433 | Sub_sector | Agriculture | Total | Agriculture | Energetic | agriculture_final_demand_biomass_energetic | Biomass | EU | Energy demand | 2.4686 | FEC
SE | TYNDP2026 | NT | 2050 | TWh | 434 | Sub_sector | Agriculture | Total | Agriculture | Energetic | agriculture_final_demand_coal_energetic | Solids | EU | Energy demand | 0 | FEC
SE | TYNDP2026 | NT | 2050 | TWh | 435 | Sub_sector | Agriculture | Total | Agriculture | Energetic | agriculture_final_demand_oil_energetic | Liquids | EU | Energy demand | 1.204 | FEC
SE | TYNDP2026 | NT | 2050 | TWh | 436 | Sub_sector | Agriculture | Total | Agriculture | Energetic | agriculture_final_demand_other_energetic | Others | EU | Energy demand | 0 | FEC
SE | TYNDP2026 | NT | 2050 | TWh | 437 | Sub_sector | Agriculture | Total | Agriculture | Energetic | agriculture_final_demand_ammonia_energetic | Ammonia | EU | Energy demand | 0 | FEC
SE | TYNDP2026 | NT | 2050 | TWh | 447 | Sub_sector | Buildings | Surplus Energy | Buildings | Energetic | GAP | Electricity | EU | Energy demand | 0 | FEC
SE | TYNDP2026 | NT | 2050 | TWh | 448 | Sub_sector | Buildings | Surplus Energy | Buildings | Energetic | GAP | Hydrogen | EU | Energy demand | 0 | FEC
SE | TYNDP2026 | NT | 2050 | TWh | 449 | Sub_sector | Buildings | Surplus Energy | Buildings | Energetic | GAP | Methane | EU | Energy demand | 0.02932 | FEC
SE | TYNDP2026 | NT | 2050 | TWh | 450 | Sub_sector | Buildings | Surplus Energy | Buildings | Energetic | GAP | Heat | EU | Energy demand | 0 | FEC
SE | TYNDP2026 | NT | 2050 | TWh | 451 | Sub_sector | Buildings | Surplus Energy | Buildings | Energetic | GAP | Biomass | EU | Energy demand | 0.0026717 | FEC
SE | TYNDP2026 | NT | 2050 | TWh | 452 | Sub_sector | Buildings | Surplus Energy | Buildings | Energetic | GAP | Solids | EU | Energy demand | 0 | FEC
SE | TYNDP2026 | NT | 2050 | TWh | 453 | Sub_sector | Buildings | Surplus Energy | Buildings | Energetic | GAP | Liquids | EU | Energy demand | 0.70133 | FEC
SE | TYNDP2026 | NT | 2050 | TWh | 454 | Sub_sector | Buildings | Surplus Energy | Buildings | Energetic | GAP | Others | EU | Energy demand | 0 | FEC
SE | TYNDP2026 | NT | 2050 | TWh | 455 | Sub_sector | Buildings | Surplus Energy | Buildings | Energetic | GAP | Ammonia | EU | Energy demand | 0 | FEC
SE | TYNDP2026 | NT | 2050 | TWh | 456 | Sub_sector | Households | Surplus Energy | Households | Energetic | GAP | Electricity | EU | Energy demand | 0 | FEC
SE | TYNDP2026 | NT | 2050 | TWh | 457 | Sub_sector | Households | Surplus Energy | Households | Energetic | GAP | Hydrogen | EU | Energy demand | 0 | FEC
SE | TYNDP2026 | NT | 2050 | TWh | 458 | Sub_sector | Households | Surplus Energy | Households | Energetic | GAP | Methane | EU | Energy demand | 0.0079204 | FEC
SE | TYNDP2026 | NT | 2050 | TWh | 459 | Sub_sector | Households | Surplus Energy | Households | Energetic | GAP | Heat | EU | Energy demand | 0 | FEC
SE | TYNDP2026 | NT | 2050 | TWh | 460 | Sub_sector | Households | Surplus Energy | Households | Energetic | GAP | Biomass | EU | Energy demand | 0 | FEC
SE | TYNDP2026 | NT | 2050 | TWh | 461 | Sub_sector | Households | Surplus Energy | Households | Energetic | GAP | Solids | EU | Energy demand | 0 | FEC
SE | TYNDP2026 | NT | 2050 | TWh | 462 | Sub_sector | Households | Surplus Energy | Households | Energetic | GAP | Liquids | EU | Energy demand | 0 | FEC
SE | TYNDP2026 | NT | 2050 | TWh | 463 | Sub_sector | Households | Surplus Energy | Households | Energetic | GAP | Others | EU | Energy demand | 0 | FEC
SE | TYNDP2026 | NT | 2050 | TWh | 464 | Sub_sector | Households | Surplus Energy | Households | Energetic | GAP | Ammonia | EU | Energy demand | 0 | FEC
SE | TYNDP2026 | HEV | 2035 | TWh | 102 | Sub_sector | Industry | Aluminium | Industry (aluminium) | Energetic | industry_aluminium_demand_electricity_energetic | Electricity | EU | Energy demand | 10.3437 | FEC
SE | TYNDP2026 | HEV | 2035 | TWh | 103 | Sub_sector | Industry | Aluminium | Industry (aluminium) | Energetic | industry_aluminium_demand_hydrogen_energetic | Hydrogen | EU | Energy demand | 0 | FEC
SE | TYNDP2026 | HEV | 2035 | TWh | 104 | Sub_sector | Industry | Aluminium | Industry (aluminium) | Energetic | industry_aluminium_demand_methane_energetic | Methane | EU | Energy demand | 0.70343 | FEC
SE | TYNDP2026 | HEV | 2035 | TWh | 105 | Sub_sector | Industry | Aluminium | Industry (aluminium) | Energetic | industry_aluminium_demand_heat_energetic | Heat | EU | Energy demand | 0 | FEC
SE | TYNDP2026 | HEV | 2035 | TWh | 106 | Sub_sector | Industry | Aluminium | Industry (aluminium) | Energetic | industry_aluminium_demand_biomass_energetic | Biomass | EU | Energy demand | 0 | FEC
SE | TYNDP2026 | HEV | 2035 | TWh | 107 | Sub_sector | Industry | Aluminium | Industry (aluminium) | Energetic | industry_aluminium_demand_coal_energetic | Solids | EU | Energy demand | 0 | FEC
SE | TYNDP2026 | HEV | 2035 | TWh | 108 | Sub_sector | Industry | Aluminium | Industry (aluminium) | Energetic | industry_aluminium_demand_oil_energetic | Liquids | EU | Energy demand | 0 | FEC
SE | TYNDP2026 | HEV | 2035 | TWh | 109 | Sub_sector | Industry | Aluminium | Industry (aluminium) | Energetic | industry_aluminium_demand_others_energetic | Others | EU | Energy demand | 0 | FEC
SE | TYNDP2026 | HEV | 2035 | TWh | 110 | Sub_sector | Industry | Aluminium | Industry (aluminium) | Energetic | industry_ammonia_demand_others_energetic | Ammonia | EU | Energy demand | 0 | FEC
SE | TYNDP2026 | HEV | 2035 | TWh | 112 | Sub_sector | Industry | Chemicals | Industry (chemicals, energetic) | Energetic | industry_chemical_demand_electricity_energetic | Electricity | EU | Energy demand | 5.5875 | FEC
SE | TYNDP2026 | HEV | 2035 | TWh | 113 | Sub_sector | Industry | Chemicals | Industry (chemicals, energetic) | Energetic | industry_chemical_demand_hydrogen_energetic | Hydrogen | EU | Energy demand | 0.1585 | FEC
SE | TYNDP2026 | HEV | 2035 | TWh | 114 | Sub_sector | Industry | Chemicals | Industry (chemicals, energetic) | Energetic | industry_chemical_demand_methane_energetic | Methane | EU | Energy demand | 0.12544 | FEC
SE | TYNDP2026 | HEV | 2035 | TWh | 115 | Sub_sector | Industry | Chemicals | Industry (chemicals, energetic) | Energetic | industry_chemical_demand_heat_energetic | Heat | EU | Energy demand | 0.17418 | FEC
SE | TYNDP2026 | HEV | 2035 | TWh | 116 | Sub_sector | Industry | Chemicals | Industry (chemicals, energetic) | Energetic | industry_chemical_demand_biomass_energetic | Biomass | EU | Energy demand | 0.29938 | FEC
SE | TYNDP2026 | HEV | 2035 | TWh | 117 | Sub_sector | Industry | Chemicals | Industry (chemicals, energetic) | Energetic | industry_chemical_demand_coal_energetic | Solids | EU | Energy demand | 0.009024 | FEC
SE | TYNDP2026 | HEV | 2035 | TWh | 118 | Sub_sector | Industry | Chemicals | Industry (chemicals, energetic) | Energetic | industry_chemical_demand_oil_energetic | Liquids | EU | Energy demand | 0.0086978 | FEC
SE | TYNDP2026 | HEV | 2035 | TWh | 119 | Sub_sector | Industry | Chemicals | Industry (chemicals, energetic) | Energetic | industry_chemical_demand_others_energetic | Others | EU | Energy demand | 0 | FEC
SE | TYNDP2026 | HEV | 2035 | TWh | 120 | Sub_sector | Industry | Chemicals | Industry (chemicals, energetic) | Energetic | industry_chemical_demand_ammonia_energetic | Ammonia | EU | Energy demand | 0 | FEC
SE | TYNDP2026 | HEV | 2035 | TWh | 122 | Sub_sector | Industry | Chemicals | Industry (chemicals, non-energetic) | Non-energetic | industry_chemical_demand_electricity_non_energetic | Electricity | EU | Energy demand | 0 | not_included_in_FEC
SE | TYNDP2026 | HEV | 2035 | TWh | 123 | Sub_sector | Industry | Chemicals | Industry (chemicals, non-energetic) | Non-energetic | industry_chemical_demand_hydrogen_non_energetic | Hydrogen | EU | Energy demand | 10.6734 | not_included_in_FEC
SE | TYNDP2026 | HEV | 2035 | TWh | 124 | Sub_sector | Industry | Chemicals | Industry (chemicals, non-energetic) | Non-energetic | industry_chemical_demand_methane_non_energetic | Methane | EU | Energy demand | 0.59297 | not_included_in_FEC
SE | TYNDP2026 | HEV | 2035 | TWh | 125 | Sub_sector | Industry | Chemicals | Industry (chemicals, non-energetic) | Non-energetic | industry_chemical_demand_heat_non_energetic | Heat | EU | Energy demand | 0 | not_included_in_FEC
SE | TYNDP2026 | HEV | 2035 | TWh | 126 | Sub_sector | Industry | Chemicals | Industry (chemicals, non-energetic) | Non-energetic | industry_chemical_demand_biomass_non_energetic | Biomass | EU | Energy demand | 3.5578 | not_included_in_FEC
SE | TYNDP2026 | HEV | 2035 | TWh | 127 | Sub_sector | Industry | Chemicals | Industry (chemicals, non-energetic) | Non-energetic | industry_chemical_demand_coal_non_energetic | Solids | EU | Energy demand | 0 | not_included_in_FEC
SE | TYNDP2026 | HEV | 2035 | TWh | 128 | Sub_sector | Industry | Chemicals | Industry (chemicals, non-energetic) | Non-energetic | industry_chemical_demand_oil_non_energetic | Liquids | EU | Energy demand | 8.8945 | not_included_in_FEC
SE | TYNDP2026 | HEV | 2035 | TWh | 129 | Sub_sector | Industry | Chemicals | Industry (chemicals, non-energetic) | Non-energetic | industry_chemical_demand_others_non_energetic | Others | EU | Energy demand | 0 | not_included_in_FEC
SE | TYNDP2026 | HEV | 2035 | TWh | 130 | Sub_sector | Industry | Chemicals | Industry (chemicals, non-energetic) | Non-energetic | industry_chemical_demand_ammonia_non_energetic | Ammonia | EU | Energy demand | 0 | not_included_in_FEC
SE | TYNDP2026 | HEV | 2035 | TWh | 132 | Sub_sector | Industry | Fertilizers | Industry (fertilizers, energetic) | Energetic | industry_fertilizers_demand_electricity_energetic | Electricity | EU | Energy demand | 0 | FEC
SE | TYNDP2026 | HEV | 2035 | TWh | 133 | Sub_sector | Industry | Fertilizers | Industry (fertilizers, energetic) | Energetic | industry_fertilizers_demand_hydrogen_energetic | Hydrogen | EU | Energy demand | 0 | FEC
SE | TYNDP2026 | HEV | 2035 | TWh | 134 | Sub_sector | Industry | Fertilizers | Industry (fertilizers, energetic) | Energetic | industry_fertilizers_demand_methane_energetic | Methane | EU | Energy demand | 0 | FEC
SE | TYNDP2026 | HEV | 2035 | TWh | 135 | Sub_sector | Industry | Fertilizers | Industry (fertilizers, energetic) | Energetic | industry_fertilizers_demand_heat_energetic | Heat | EU | Energy demand | 0 | FEC
SE | TYNDP2026 | HEV | 2035 | TWh | 136 | Sub_sector | Industry | Fertilizers | Industry (fertilizers, energetic) | Energetic | industry_fertilizers_demand_biomass_energetic | Biomass | EU | Energy demand | 0 | FEC
SE | TYNDP2026 | HEV | 2035 | TWh | 137 | Sub_sector | Industry | Fertilizers | Industry (fertilizers, energetic) | Energetic | industry_fertilizers_demand_coal_energetic | Solids | EU | Energy demand | 0 | FEC
SE | TYNDP2026 | HEV | 2035 | TWh | 138 | Sub_sector | Industry | Fertilizers | Industry (fertilizers, energetic) | Energetic | industry_fertilizers_demand_oil_energetic | Liquids | EU | Energy demand | 0 | FEC
SE | TYNDP2026 | HEV | 2035 | TWh | 139 | Sub_sector | Industry | Fertilizers | Industry (fertilizers, energetic) | Energetic | industry_fertilizers_demand_others_energetic | Others | EU | Energy demand | 0 | FEC
SE | TYNDP2026 | HEV | 2035 | TWh | 140 | Sub_sector | Industry | Fertilizers | Industry (fertilizers, energetic) | Energetic | industry_fertilizers_demand_ammonia_energetic | Ammonia | EU | Energy demand | 0 | FEC
SE | TYNDP2026 | HEV | 2035 | TWh | 142 | Sub_sector | Industry | Fertilizers | Industry (fertilizers, non-energetic) | Non-energetic | industry_fertilizers_demand_electricity_non_energetic | Electricity | EU | Energy demand | 0 | not_included_in_FEC
SE | TYNDP2026 | HEV | 2035 | TWh | 143 | Sub_sector | Industry | Fertilizers | Industry (fertilizers, non-energetic) | Non-energetic | industry_fertilizers_demand_hydrogen_non_energetic | Hydrogen | EU | Energy demand | 0 | not_included_in_FEC
SE | TYNDP2026 | HEV | 2035 | TWh | 144 | Sub_sector | Industry | Fertilizers | Industry (fertilizers, non-energetic) | Non-energetic | industry_fertilizers_demand_methane_non_energetic | Methane | EU | Energy demand | 0 | not_included_in_FEC
SE | TYNDP2026 | HEV | 2035 | TWh | 145 | Sub_sector | Industry | Fertilizers | Industry (fertilizers, non-energetic) | Non-energetic | industry_fertilizers_demand_heat_non_energetic | Heat | EU | Energy demand | 0 | not_included_in_FEC
SE | TYNDP2026 | HEV | 2035 | TWh | 146 | Sub_sector | Industry | Fertilizers | Industry (fertilizers, non-energetic) | Non-energetic | industry_fertilizers_demand_biomass_non_energetic | Biomass | EU | Energy demand | 0 | not_included_in_FEC
SE | TYNDP2026 | HEV | 2035 | TWh | 147 | Sub_sector | Industry | Fertilizers | Industry (fertilizers, non-energetic) | Non-energetic | industry_fertilizers_demand_coal_non_energetic | Solids | EU | Energy demand | 0 | not_included_in_FEC
SE | TYNDP2026 | HEV | 2035 | TWh | 148 | Sub_sector | Industry | Fertilizers | Industry (fertilizers, non-energetic) | Non-energetic | industry_fertilizers_demand_oil_non_energetic | Liquids | EU | Energy demand | 0 | not_included_in_FEC
SE | TYNDP2026 | HEV | 2035 | TWh | 149 | Sub_sector | Industry | Fertilizers | Industry (fertilizers, non-energetic) | Non-energetic | industry_fertilizers_demand_others_non_energetic | Others | EU | Energy demand | 0 | not_included_in_FEC
SE | TYNDP2026 | HEV | 2035 | TWh | 150 | Sub_sector | Industry | Fertilizers | Industry (fertilizers, non-energetic) | Non-energetic | industry_fertilizers_demand_ammonia_non_energetic | Ammonia | EU | Energy demand | 0 | not_included_in_FEC
SE | TYNDP2026 | HEV | 2035 | TWh | 152 | Sub_sector | Industry | Food | Industry (food) | Energetic | industry_food_demand_electricity_energetic | Electricity | EU | Energy demand | 2.782 | FEC
SE | TYNDP2026 | HEV | 2035 | TWh | 153 | Sub_sector | Industry | Food | Industry (food) | Energetic | industry_food_demand_hydrogen_energetic | Hydrogen | EU | Energy demand | 0 | FEC
SE | TYNDP2026 | HEV | 2035 | TWh | 154 | Sub_sector | Industry | Food | Industry (food) | Energetic | industry_food_demand_methane_energetic | Methane | EU | Energy demand | 0.45775 | FEC
SE | TYNDP2026 | HEV | 2035 | TWh | 155 | Sub_sector | Industry | Food | Industry (food) | Energetic | industry_food_demand_heat_energetic | Heat | EU | Energy demand | 0 | FEC
SE | TYNDP2026 | HEV | 2035 | TWh | 156 | Sub_sector | Industry | Food | Industry (food) | Energetic | industry_food_demand_biomass_energetic | Biomass | EU | Energy demand | 0 | FEC
SE | TYNDP2026 | HEV | 2035 | TWh | 157 | Sub_sector | Industry | Food | Industry (food) | Energetic | industry_food_demand_coal_energetic | Solids | EU | Energy demand | 0 | FEC
SE | TYNDP2026 | HEV | 2035 | TWh | 158 | Sub_sector | Industry | Food | Industry (food) | Energetic | industry_food_demand_oil_energetic | Liquids | EU | Energy demand | 0.035661 | FEC
SE | TYNDP2026 | HEV | 2035 | TWh | 159 | Sub_sector | Industry | Food | Industry (food) | Energetic | industry_food_demand_others_energetic | Others | EU | Energy demand | 0 | FEC
SE | TYNDP2026 | HEV | 2035 | TWh | 160 | Sub_sector | Industry | Food | Industry (food) | Energetic | industry_food_demand_ammonia_energetic | Ammonia | EU | Energy demand | 0 | FEC
SE | TYNDP2026 | HEV | 2035 | TWh | 162 | Sub_sector | Industry | Metals | Industry (metal) | Energetic | industry_metal_demand_electricity_energetic | Electricity | EU | Energy demand | 0.89921 | FEC
SE | TYNDP2026 | HEV | 2035 | TWh | 163 | Sub_sector | Industry | Metals | Industry (metal) | Energetic | industry_metal_demand_hydrogen_energetic | Hydrogen | EU | Energy demand | 0 | FEC
SE | TYNDP2026 | HEV | 2035 | TWh | 164 | Sub_sector | Industry | Metals | Industry (metal) | Energetic | industry_metal_demand_methane_energetic | Methane | EU | Energy demand | 0 | FEC
SE | TYNDP2026 | HEV | 2035 | TWh | 165 | Sub_sector | Industry | Metals | Industry (metal) | Energetic | industry_metal_demand_heat_energetic | Heat | EU | Energy demand | 0 | FEC
SE | TYNDP2026 | HEV | 2035 | TWh | 166 | Sub_sector | Industry | Metals | Industry (metal) | Energetic | industry_metal_demand_biomass_energetic | Biomass | EU | Energy demand | 0 | FEC
SE | TYNDP2026 | HEV | 2035 | TWh | 167 | Sub_sector | Industry | Metals | Industry (metal) | Energetic | industry_metal_demand_coal_energetic | Solids | EU | Energy demand | 0.36215 | FEC
SE | TYNDP2026 | HEV | 2035 | TWh | 168 | Sub_sector | Industry | Metals | Industry (metal) | Energetic | industry_metal_demand_oil_energetic | Liquids | EU | Energy demand | 0.41712 | FEC
SE | TYNDP2026 | HEV | 2035 | TWh | 169 | Sub_sector | Industry | Metals | Industry (metal) | Energetic | industry_metal_demand_others_energetic | Others | EU | Energy demand | 0 | FEC
SE | TYNDP2026 | HEV | 2035 | TWh | 170 | Sub_sector | Industry | Metals | Industry (metal) | Energetic | industry_metal_demand_ammonia_energetic | Ammonia | EU | Energy demand | 0 | FEC
SE | TYNDP2026 | HEV | 2035 | TWh | 172 | Sub_sector | Industry | Others | Industry (other, energetic) | Energetic | industry_other_demand_electricity_energetic | Electricity | EU | Energy demand | 18.2687 | FEC
SE | TYNDP2026 | HEV | 2035 | TWh | 173 | Sub_sector | Industry | Others | Industry (other, energetic) | Energetic | industry_other_demand_hydrogen_energetic | Hydrogen | EU | Energy demand | 3.5203 | FEC
SE | TYNDP2026 | HEV | 2035 | TWh | 174 | Sub_sector | Industry | Others | Industry (other, energetic) | Energetic | industry_other_demand_methane_energetic | Methane | EU | Energy demand | 0 | FEC
SE | TYNDP2026 | HEV | 2035 | TWh | 175 | Sub_sector | Industry | Others | Industry (other, energetic) | Energetic | industry_other_demand_heat_energetic | Heat | EU | Energy demand | 0 | FEC
SE | TYNDP2026 | HEV | 2035 | TWh | 176 | Sub_sector | Industry | Others | Industry (other, energetic) | Energetic | industry_other_demand_biomass_energetic | Biomass | EU | Energy demand | 15.6032 | FEC
SE | TYNDP2026 | HEV | 2035 | TWh | 177 | Sub_sector | Industry | Others | Industry (other, energetic) | Energetic | industry_other_demand_coal_energetic | Solids | EU | Energy demand | 0.37954 | FEC
SE | TYNDP2026 | HEV | 2035 | TWh | 178 | Sub_sector | Industry | Others | Industry (other, energetic) | Energetic | industry_other_demand_oil_energetic | Liquids | EU | Energy demand | 0.28482 | FEC
SE | TYNDP2026 | HEV | 2035 | TWh | 179 | Sub_sector | Industry | Others | Industry (other, energetic) | Energetic | industry_other_demand_others_energetic | Others | EU | Energy demand | 0 | FEC
SE | TYNDP2026 | HEV | 2035 | TWh | 180 | Sub_sector | Industry | Others | Industry (other, energetic) | Energetic | industry_other_demand_ammonia_energetic | Ammonia | EU | Energy demand | 0 | FEC
SE | TYNDP2026 | HEV | 2035 | TWh | 182 | Sub_sector | Industry | Others | Industry (other, non-energetic) | Non-energetic | industry_other_demand_electricity_non_energetic | Electricity | EU | Energy demand | 0 | not_included_in_FEC
SE | TYNDP2026 | HEV | 2035 | TWh | 183 | Sub_sector | Industry | Others | Industry (other, non-energetic) | Non-energetic | industry_other_demand_hydrogen_non_energetic | Hydrogen | EU | Energy demand | 22.6469 | not_included_in_FEC
SE | TYNDP2026 | HEV | 2035 | TWh | 184 | Sub_sector | Industry | Others | Industry (other, non-energetic) | Non-energetic | industry_other_demand_methane_non_energetic | Methane | EU | Energy demand | 0 | not_included_in_FEC
SE | TYNDP2026 | HEV | 2035 | TWh | 185 | Sub_sector | Industry | Others | Industry (other, non-energetic) | Non-energetic | industry_other_demand_heat_non_energetic | Heat | EU | Energy demand | 0 | not_included_in_FEC
SE | TYNDP2026 | HEV | 2035 | TWh | 186 | Sub_sector | Industry | Others | Industry (other, non-energetic) | Non-energetic | industry_other_demand_biomass_non_energetic | Biomass | EU | Energy demand | 0 | not_included_in_FEC
SE | TYNDP2026 | HEV | 2035 | TWh | 187 | Sub_sector | Industry | Others | Industry (other, non-energetic) | Non-energetic | industry_other_demand_coal_non_energetic | Solids | EU | Energy demand | 0 | not_included_in_FEC
SE | TYNDP2026 | HEV | 2035 | TWh | 188 | Sub_sector | Industry | Others | Industry (other, non-energetic) | Non-energetic | industry_other_demand_oil_non_energetic | Liquids | EU | Energy demand | 0 | not_included_in_FEC
SE | TYNDP2026 | HEV | 2035 | TWh | 189 | Sub_sector | Industry | Others | Industry (other, non-energetic) | Non-energetic | industry_other_demand_others_non_energetic | Others | EU | Energy demand | 0 | not_included_in_FEC
SE | TYNDP2026 | HEV | 2035 | TWh | 190 | Sub_sector | Industry | Others | Industry (other, non-energetic) | Non-energetic | industry_other_demand_ammonia_non_energetic | Ammonia | EU | Energy demand | 0 | not_included_in_FEC
SE | TYNDP2026 | HEV | 2035 | TWh | 192 | Sub_sector | Industry | Paper | Industry (paper) | Energetic | industry_paper_demand_electricity_energetic | Electricity | EU | Energy demand | 43.9315 | FEC
SE | TYNDP2026 | HEV | 2035 | TWh | 193 | Sub_sector | Industry | Paper | Industry (paper) | Energetic | industry_paper_demand_hydrogen_energetic | Hydrogen | EU | Energy demand | 4.822 | FEC
SE | TYNDP2026 | HEV | 2035 | TWh | 194 | Sub_sector | Industry | Paper | Industry (paper) | Energetic | industry_paper_demand_methane_energetic | Methane | EU | Energy demand | 0.99296 | FEC
SE | TYNDP2026 | HEV | 2035 | TWh | 195 | Sub_sector | Industry | Paper | Industry (paper) | Energetic | industry_paper_demand_heat_energetic | Heat | EU | Energy demand | 0 | FEC
SE | TYNDP2026 | HEV | 2035 | TWh | 196 | Sub_sector | Industry | Paper | Industry (paper) | Energetic | industry_paper_demand_biomass_energetic | Biomass | EU | Energy demand | 22.6466 | FEC
SE | TYNDP2026 | HEV | 2035 | TWh | 197 | Sub_sector | Industry | Paper | Industry (paper) | Energetic | industry_paper_demand_coal_energetic | Solids | EU | Energy demand | 1.0927 | FEC
SE | TYNDP2026 | HEV | 2035 | TWh | 198 | Sub_sector | Industry | Paper | Industry (paper) | Energetic | industry_paper_demand_oil_energetic | Liquids | EU | Energy demand | 1.6358 | FEC
SE | TYNDP2026 | HEV | 2035 | TWh | 199 | Sub_sector | Industry | Paper | Industry (paper) | Energetic | industry_paper_demand_others_energetic | Others | EU | Energy demand | 0 | FEC
SE | TYNDP2026 | HEV | 2035 | TWh | 200 | Sub_sector | Industry | Paper | Industry (paper) | Energetic | industry_paper_demand_ammonia_energetic | Ammonia | EU | Energy demand | 0 | FEC
SE | TYNDP2026 | HEV | 2035 | TWh | 202 | Sub_sector | Industry | Refineries | Industry (refineries, energetic) | Energetic | industry_refinery_demand_electricity_energetic | Electricity | EU | Energy demand | 0.46312 | not_included_in_FEC
SE | TYNDP2026 | HEV | 2035 | TWh | 203 | Sub_sector | Industry | Refineries | Industry (refineries, energetic) | Energetic | industry_refinery_demand_hydrogen_energetic | Hydrogen | EU | Energy demand | 0.16415 | not_included_in_FEC
SE | TYNDP2026 | HEV | 2035 | TWh | 204 | Sub_sector | Industry | Refineries | Industry (refineries, energetic) | Energetic | industry_refinery_demand_methane_energetic | Methane | EU | Energy demand | 0.18001 | not_included_in_FEC
SE | TYNDP2026 | HEV | 2035 | TWh | 205 | Sub_sector | Industry | Refineries | Industry (refineries, energetic) | Energetic | industry_refinery_demand_heat_energetic | Heat | EU | Energy demand | 0 | not_included_in_FEC
SE | TYNDP2026 | HEV | 2035 | TWh | 206 | Sub_sector | Industry | Refineries | Industry (refineries, energetic) | Energetic | industry_refinery_demand_biomass_energetic | Biomass | EU | Energy demand | 0 | not_included_in_FEC
SE | TYNDP2026 | HEV | 2035 | TWh | 207 | Sub_sector | Industry | Refineries | Industry (refineries, energetic) | Energetic | industry_refinery_demand_coal_energetic | Solids | EU | Energy demand | 0 | not_included_in_FEC
SE | TYNDP2026 | HEV | 2035 | TWh | 208 | Sub_sector | Industry | Refineries | Industry (refineries, energetic) | Energetic | industry_refinery_demand_oil_energetic | Liquids | EU | Energy demand | 1.3411 | not_included_in_FEC
SE | TYNDP2026 | HEV | 2035 | TWh | 209 | Sub_sector | Industry | Refineries | Industry (refineries, energetic) | Energetic | industry_refinery_demand_others_energetic | Others | EU | Energy demand | 0 | not_included_in_FEC
SE | TYNDP2026 | HEV | 2035 | TWh | 210 | Sub_sector | Industry | Refineries | Industry (refineries, energetic) | Energetic | industry_refinery_demand_ammonia_energetic | Ammonia | EU | Energy demand | 0 | not_included_in_FEC
SE | TYNDP2026 | HEV | 2035 | TWh | 212 | Sub_sector | Industry | Refineries | Industry (refineries, non-energetic) | Non-energetic | industry_refinery_demand_electricity_non_energetic | Electricity | EU | Energy demand | 0 | not_included_in_FEC
SE | TYNDP2026 | HEV | 2035 | TWh | 213 | Sub_sector | Industry | Refineries | Industry (refineries, non-energetic) | Non-energetic | industry_refinery_demand_hydrogen_non_energetic | Hydrogen | EU | Energy demand | 0 | not_included_in_FEC
SE | TYNDP2026 | HEV | 2035 | TWh | 214 | Sub_sector | Industry | Refineries | Industry (refineries, non-energetic) | Non-energetic | industry_refinery_demand_methane_non_energetic | Methane | EU | Energy demand | 0 | not_included_in_FEC
SE | TYNDP2026 | HEV | 2035 | TWh | 215 | Sub_sector | Industry | Refineries | Industry (refineries, non-energetic) | Non-energetic | industry_refinery_demand_heat_non_energetic | Heat | EU | Energy demand | 0 | not_included_in_FEC
SE | TYNDP2026 | HEV | 2035 | TWh | 216 | Sub_sector | Industry | Refineries | Industry (refineries, non-energetic) | Non-energetic | industry_refinery_demand_biomass_non_energetic | Biomass | EU | Energy demand | 0 | not_included_in_FEC
SE | TYNDP2026 | HEV | 2035 | TWh | 217 | Sub_sector | Industry | Refineries | Industry (refineries, non-energetic) | Non-energetic | industry_refinery_demand_coal_non_energetic | Solids | EU | Energy demand | 0 | not_included_in_FEC
SE | TYNDP2026 | HEV | 2035 | TWh | 218 | Sub_sector | Industry | Refineries | Industry (refineries, non-energetic) | Non-energetic | industry_refinery_demand_oil_non_energetic | Liquids | EU | Energy demand | 0 | not_included_in_FEC
SE | TYNDP2026 | HEV | 2035 | TWh | 219 | Sub_sector | Industry | Refineries | Industry (refineries, non-energetic) | Non-energetic | industry_refinery_demand_others_non_energetic | Others | EU | Energy demand | 0 | not_included_in_FEC
SE | TYNDP2026 | HEV | 2035 | TWh | 220 | Sub_sector | Industry | Refineries | Industry (refineries, non-energetic) | Non-energetic | industry_refinery_demand_ammonia_non_energetic | Ammonia | EU | Energy demand | 0 | not_included_in_FEC
SE | TYNDP2026 | HEV | 2035 | TWh | 222 | Sub_sector | Industry | Steel | Industry (steel) | Energetic | industry_steel_demand_electricity_energetic | Electricity | EU | Energy demand | 7.4624 | FEC
SE | TYNDP2026 | HEV | 2035 | TWh | 223 | Sub_sector | Industry | Steel | Industry (steel) | Energetic | industry_steel_demand_hydrogen_energetic | Hydrogen | EU | Energy demand | 5.2188 | FEC
SE | TYNDP2026 | HEV | 2035 | TWh | 224 | Sub_sector | Industry | Steel | Industry (steel) | Energetic | industry_steel_demand_methane_energetic | Methane | EU | Energy demand | 2.4848 | FEC
SE | TYNDP2026 | HEV | 2035 | TWh | 225 | Sub_sector | Industry | Steel | Industry (steel) | Energetic | industry_steel_demand_heat_energetic | Heat | EU | Energy demand | 0 | FEC
SE | TYNDP2026 | HEV | 2035 | TWh | 226 | Sub_sector | Industry | Steel | Industry (steel) | Energetic | industry_steel_demand_biomass_energetic | Biomass | EU | Energy demand | 0 | FEC
SE | TYNDP2026 | HEV | 2035 | TWh | 227 | Sub_sector | Industry | Steel | Industry (steel) | Energetic | industry_steel_demand_coal_energetic | Solids | EU | Energy demand | 2.9693 | FEC
SE | TYNDP2026 | HEV | 2035 | TWh | 228 | Sub_sector | Industry | Steel | Industry (steel) | Energetic | industry_steel_demand_oil_energetic | Liquids | EU | Energy demand | 1.3652 | FEC
SE | TYNDP2026 | HEV | 2035 | TWh | 229 | Sub_sector | Industry | Steel | Industry (steel) | Energetic | industry_steel_demand_others_energetic | Others | EU | Energy demand | 0 | FEC
SE | TYNDP2026 | HEV | 2035 | TWh | 230 | Sub_sector | Industry | Steel | Industry (steel) | Energetic | industry_steel_demand_ammonia_energetic | Ammonia | EU | Energy demand | 0 | FEC
SE | TYNDP2026 | HEV | 2035 | TWh | 232 | Sub_sector | Transport | Cars | Transport (cars) | Energetic | transport_cars_final_demand_electricity | Electricity | EU | Energy demand | 13.4031 | FEC
SE | TYNDP2026 | HEV | 2035 | TWh | 233 | Sub_sector | Transport | Cars | Transport (cars) | Energetic | transport_cars_final_demand_hydrogen | Hydrogen | EU | Energy demand | 0 | FEC
SE | TYNDP2026 | HEV | 2035 | TWh | 234 | Sub_sector | Transport | Cars | Transport (cars) | Energetic | transport_cars_final_demand_methane | Methane | EU | Energy demand | 0 | FEC
SE | TYNDP2026 | HEV | 2035 | TWh | 235 | Sub_sector | Transport | Cars | Transport (cars) | Energetic | transport_cars_final_demand_heat | Heat | EU | Energy demand | 0 | FEC
SE | TYNDP2026 | HEV | 2035 | TWh | 236 | Sub_sector | Transport | Cars | Transport (cars) | Energetic | transport_cars_final_demand_biomass | Biomass | EU | Energy demand | 0 | FEC
SE | TYNDP2026 | HEV | 2035 | TWh | 237 | Sub_sector | Transport | Cars | Transport (cars) | Energetic | transport_cars_final_demand_coal | Solids | EU | Energy demand | 0 | FEC
SE | TYNDP2026 | HEV | 2035 | TWh | 238 | Sub_sector | Transport | Cars | Transport (cars) | Energetic | transport_cars_final_demand_oil | Liquids | EU | Energy demand | 0 | FEC
SE | TYNDP2026 | HEV | 2035 | TWh | 239 | Sub_sector | Transport | Cars | Transport (cars) | Energetic | transport_cars_final_demand_other | Others | EU | Energy demand | 0 | FEC
SE | TYNDP2026 | HEV | 2035 | TWh | 240 | Sub_sector | Transport | Cars | Transport (cars) | Energetic | transport_cars_final_demand_ammonia | Ammonia | EU | Energy demand | 0 | FEC
SE | TYNDP2026 | HEV | 2035 | TWh | 242 | Sub_sector | Transport | Busses | Transport (busses) | Energetic | transport_busses_final_demand_electricity | Electricity | EU | Energy demand | 0 | FEC
SE | TYNDP2026 | HEV | 2035 | TWh | 243 | Sub_sector | Transport | Busses | Transport (busses) | Energetic | transport_busses_final_demand_hydrogen | Hydrogen | EU | Energy demand | 0 | FEC
SE | TYNDP2026 | HEV | 2035 | TWh | 244 | Sub_sector | Transport | Busses | Transport (busses) | Energetic | transport_busses_final_demand_methane | Methane | EU | Energy demand | 0 | FEC
SE | TYNDP2026 | HEV | 2035 | TWh | 245 | Sub_sector | Transport | Busses | Transport (busses) | Energetic | transport_busses_final_demand_heat | Heat | EU | Energy demand | 0 | FEC
SE | TYNDP2026 | HEV | 2035 | TWh | 246 | Sub_sector | Transport | Busses | Transport (busses) | Energetic | transport_busses_final_demand_biomass | Biomass | EU | Energy demand | 0 | FEC
SE | TYNDP2026 | HEV | 2035 | TWh | 247 | Sub_sector | Transport | Busses | Transport (busses) | Energetic | transport_busses_final_demand_coal | Solids | EU | Energy demand | 0 | FEC
SE | TYNDP2026 | HEV | 2035 | TWh | 248 | Sub_sector | Transport | Busses | Transport (busses) | Energetic | transport_busses_final_demand_oil | Liquids | EU | Energy demand | 0 | FEC
SE | TYNDP2026 | HEV | 2035 | TWh | 249 | Sub_sector | Transport | Busses | Transport (busses) | Energetic | transport_busses_final_demand_other | Others | EU | Energy demand | 0 | FEC
SE | TYNDP2026 | HEV | 2035 | TWh | 250 | Sub_sector | Transport | Busses | Transport (busses) | Energetic | transport_busses_final_demand_ammonia | Ammonia | EU | Energy demand | 0 | FEC
SE | TYNDP2026 | HEV | 2035 | TWh | 252 | Sub_sector | Transport | Trucks | Transport (trucks) | Energetic | transport_trucks_final_demand_electricity | Electricity | EU | Energy demand | 1.5368 | FEC
SE | TYNDP2026 | HEV | 2035 | TWh | 253 | Sub_sector | Transport | Trucks | Transport (trucks) | Energetic | transport_trucks_final_demand_hydrogen | Hydrogen | EU | Energy demand | 1.2721 | FEC
SE | TYNDP2026 | HEV | 2035 | TWh | 254 | Sub_sector | Transport | Trucks | Transport (trucks) | Energetic | transport_trucks_final_demand_methane | Methane | EU | Energy demand | 1.0419 | FEC
SE | TYNDP2026 | HEV | 2035 | TWh | 255 | Sub_sector | Transport | Trucks | Transport (trucks) | Energetic | transport_trucks_final_demand_heat | Heat | EU | Energy demand | 0 | FEC
SE | TYNDP2026 | HEV | 2035 | TWh | 256 | Sub_sector | Transport | Trucks | Transport (trucks) | Energetic | transport_trucks_final_demand_biomass | Biomass | EU | Energy demand | 0 | FEC
SE | TYNDP2026 | HEV | 2035 | TWh | 257 | Sub_sector | Transport | Trucks | Transport (trucks) | Energetic | transport_trucks_final_demand_coal | Solids | EU | Energy demand | 0 | FEC
SE | TYNDP2026 | HEV | 2035 | TWh | 258 | Sub_sector | Transport | Trucks | Transport (trucks) | Energetic | transport_trucks_final_demand_oil | Liquids | EU | Energy demand | 12.1142 | FEC
SE | TYNDP2026 | HEV | 2035 | TWh | 259 | Sub_sector | Transport | Trucks | Transport (trucks) | Energetic | transport_trucks_final_demand_other | Others | EU | Energy demand | 0 | FEC
SE | TYNDP2026 | HEV | 2035 | TWh | 260 | Sub_sector | Transport | Trucks | Transport (trucks) | Energetic | transport_trucks_final_demand_ammonia | Ammonia | EU | Energy demand | 0 | FEC
SE | TYNDP2026 | HEV | 2035 | TWh | 262 | Sub_sector | Transport | Vans | Transport (vans) | Energetic | transport_vans_final_demand_electricity | Electricity | EU | Energy demand | 2.7481 | FEC
SE | TYNDP2026 | HEV | 2035 | TWh | 263 | Sub_sector | Transport | Vans | Transport (vans) | Energetic | transport_vans_final_demand_hydrogen | Hydrogen | EU | Energy demand | 0.86039 | FEC
SE | TYNDP2026 | HEV | 2035 | TWh | 264 | Sub_sector | Transport | Vans | Transport (vans) | Energetic | transport_vans_final_demand_methane | Methane | EU | Energy demand | 0.17798 | FEC
SE | TYNDP2026 | HEV | 2035 | TWh | 265 | Sub_sector | Transport | Vans | Transport (vans) | Energetic | transport_vans_final_demand_heat | Heat | EU | Energy demand | 0 | FEC
SE | TYNDP2026 | HEV | 2035 | TWh | 266 | Sub_sector | Transport | Vans | Transport (vans) | Energetic | transport_vans_final_demand_biomass | Biomass | EU | Energy demand | 0 | FEC
SE | TYNDP2026 | HEV | 2035 | TWh | 267 | Sub_sector | Transport | Vans | Transport (vans) | Energetic | transport_vans_final_demand_coal | Solids | EU | Energy demand | 0 | FEC
SE | TYNDP2026 | HEV | 2035 | TWh | 268 | Sub_sector | Transport | Vans | Transport (vans) | Energetic | transport_vans_final_demand_oil | Liquids | EU | Energy demand | 11.4422 | FEC
SE | TYNDP2026 | HEV | 2035 | TWh | 269 | Sub_sector | Transport | Vans | Transport (vans) | Energetic | transport_vans_final_demand_other | Others | EU | Energy demand | 0 | FEC
SE | TYNDP2026 | HEV | 2035 | TWh | 270 | Sub_sector | Transport | Vans | Transport (vans) | Energetic | transport_vans_final_demand_ammonia | Ammonia | EU | Energy demand | 0 | FEC
SE | TYNDP2026 | HEV | 2035 | TWh | 272 | Sub_sector | Transport | Freight trains | Transport (trains) | Energetic | transport_trains_final_demand_electricity | Electricity | EU | Energy demand | 1.0413 | FEC
SE | TYNDP2026 | HEV | 2035 | TWh | 273 | Sub_sector | Transport | Freight trains | Transport (trains) | Energetic | transport_trains_final_demand_hydrogen | Hydrogen | EU | Energy demand | 0.16101 | FEC
SE | TYNDP2026 | HEV | 2035 | TWh | 274 | Sub_sector | Transport | Freight trains | Transport (trains) | Energetic | transport_trains_final_demand_methane | Methane | EU | Energy demand | 0 | FEC
SE | TYNDP2026 | HEV | 2035 | TWh | 275 | Sub_sector | Transport | Freight trains | Transport (trains) | Energetic | transport_trains_final_demand_heat | Heat | EU | Energy demand | 0 | FEC
SE | TYNDP2026 | HEV | 2035 | TWh | 276 | Sub_sector | Transport | Freight trains | Transport (trains) | Energetic | transport_trains_final_demand_biomass | Biomass | EU | Energy demand | 0 | FEC
SE | TYNDP2026 | HEV | 2035 | TWh | 277 | Sub_sector | Transport | Freight trains | Transport (trains) | Energetic | transport_trains_final_demand_coal | Solids | EU | Energy demand | 0 | FEC
SE | TYNDP2026 | HEV | 2035 | TWh | 278 | Sub_sector | Transport | Freight trains | Transport (trains) | Energetic | transport_trains_final_demand_oil | Liquids | EU | Energy demand | 0.2421 | FEC
SE | TYNDP2026 | HEV | 2035 | TWh | 279 | Sub_sector | Transport | Freight trains | Transport (trains) | Energetic | transport_trains_final_demand_other | Others | EU | Energy demand | 0 | FEC
SE | TYNDP2026 | HEV | 2035 | TWh | 280 | Sub_sector | Transport | Freight trains | Transport (trains) | Energetic | transport_trains_final_demand_ammonia | Ammonia | EU | Energy demand | 0 | FEC
SE | TYNDP2026 | HEV | 2035 | TWh | 282 | Sub_sector | Transport | Ships | Transport (ships) | Energetic | transport_ships_final_demand_electricity | Electricity | EU | Energy demand | 0.0090819 | FEC
SE | TYNDP2026 | HEV | 2035 | TWh | 283 | Sub_sector | Transport | Ships | Transport (ships) | Energetic | transport_ships_final_demand_hydrogen | Hydrogen | EU | Energy demand | 0.017985 | FEC
SE | TYNDP2026 | HEV | 2035 | TWh | 284 | Sub_sector | Transport | Ships | Transport (ships) | Energetic | transport_ships_final_demand_methane | Methane | EU | Energy demand | 0.043875 | FEC
SE | TYNDP2026 | HEV | 2035 | TWh | 285 | Sub_sector | Transport | Ships | Transport (ships) | Energetic | transport_ships_final_demand_heat | Heat | EU | Energy demand | 0 | FEC
SE | TYNDP2026 | HEV | 2035 | TWh | 286 | Sub_sector | Transport | Ships | Transport (ships) | Energetic | transport_ships_final_demand_biomass | Biomass | EU | Energy demand | 0 | FEC
SE | TYNDP2026 | HEV | 2035 | TWh | 287 | Sub_sector | Transport | Ships | Transport (ships) | Energetic | transport_ships_final_demand_coal | Solids | EU | Energy demand | 0 | FEC
SE | TYNDP2026 | HEV | 2035 | TWh | 288 | Sub_sector | Transport | Ships | Transport (ships) | Energetic | transport_ships_final_demand_oil | Liquids | EU | Energy demand | 0.27363 | FEC
SE | TYNDP2026 | HEV | 2035 | TWh | 289 | Sub_sector | Transport | Ships | Transport (ships) | Energetic | transport_ships_final_demand_other | Others | EU | Energy demand | 0 | FEC
SE | TYNDP2026 | HEV | 2035 | TWh | 290 | Sub_sector | Transport | Ships | Transport (ships) | Energetic | transport_ships_final_demand_ammonia | Ammonia | EU | Energy demand | 0 | FEC
SE | TYNDP2026 | HEV | 2035 | TWh | 292 | Sub_sector | Transport | Planes | Transport (planes) | Energetic | transport_planes_final_demand_electricity | Electricity | EU | Energy demand | 0 | FEC
SE | TYNDP2026 | HEV | 2035 | TWh | 293 | Sub_sector | Transport | Planes | Transport (planes) | Energetic | transport_planes_final_demand_hydrogen | Hydrogen | EU | Energy demand | 0 | FEC
SE | TYNDP2026 | HEV | 2035 | TWh | 294 | Sub_sector | Transport | Planes | Transport (planes) | Energetic | transport_planes_final_demand_methane | Methane | EU | Energy demand | 0 | FEC
SE | TYNDP2026 | HEV | 2035 | TWh | 295 | Sub_sector | Transport | Planes | Transport (planes) | Energetic | transport_planes_final_demand_heat | Heat | EU | Energy demand | 0 | FEC
SE | TYNDP2026 | HEV | 2035 | TWh | 296 | Sub_sector | Transport | Planes | Transport (planes) | Energetic | transport_planes_final_demand_biomass | Biomass | EU | Energy demand | 0 | FEC
SE | TYNDP2026 | HEV | 2035 | TWh | 297 | Sub_sector | Transport | Planes | Transport (planes) | Energetic | transport_planes_final_demand_coal | Solids | EU | Energy demand | 0 | FEC
SE | TYNDP2026 | HEV | 2035 | TWh | 298 | Sub_sector | Transport | Planes | Transport (planes) | Energetic | transport_planes_final_demand_oil | Liquids | EU | Energy demand | 0 | FEC
SE | TYNDP2026 | HEV | 2035 | TWh | 299 | Sub_sector | Transport | Planes | Transport (planes) | Energetic | transport_planes_final_demand_other | Others | EU | Energy demand | 0 | FEC
SE | TYNDP2026 | HEV | 2035 | TWh | 300 | Sub_sector | Transport | Planes | Transport (planes) | Energetic | transport_planes_final_demand_ammonia | Ammonia | EU | Energy demand | 0 | FEC
SE | TYNDP2026 | HEV | 2035 | TWh | 302 | Sub_sector | Transport | Others | Transport (others) | Energetic | transport_other_final_demand_electricity | Electricity | EU | Energy demand | 0 | FEC
SE | TYNDP2026 | HEV | 2035 | TWh | 303 | Sub_sector | Transport | Others | Transport (others) | Energetic | transport_other_final_demand_hydrogen | Hydrogen | EU | Energy demand | 0 | FEC
SE | TYNDP2026 | HEV | 2035 | TWh | 304 | Sub_sector | Transport | Others | Transport (others) | Energetic | transport_other_final_demand_methane | Methane | EU | Energy demand | 0 | FEC
SE | TYNDP2026 | HEV | 2035 | TWh | 305 | Sub_sector | Transport | Others | Transport (others) | Energetic | transport_other_final_demand_heat | Heat | EU | Energy demand | 0 | FEC
SE | TYNDP2026 | HEV | 2035 | TWh | 306 | Sub_sector | Transport | Others | Transport (others) | Energetic | transport_other_final_demand_biomass | Biomass | EU | Energy demand | 0 | FEC
SE | TYNDP2026 | HEV | 2035 | TWh | 307 | Sub_sector | Transport | Others | Transport (others) | Energetic | transport_other_final_demand_coal | Solids | EU | Energy demand | 0 | FEC
SE | TYNDP2026 | HEV | 2035 | TWh | 308 | Sub_sector | Transport | Others | Transport (others) | Energetic | transport_other_final_demand_oil | Liquids | EU | Energy demand | 0 | FEC
SE | TYNDP2026 | HEV | 2035 | TWh | 309 | Sub_sector | Transport | Others | Transport (others) | Energetic | transport_other_final_demand_other | Others | EU | Energy demand | 0 | FEC
SE | TYNDP2026 | HEV | 2035 | TWh | 310 | Sub_sector | Transport | Others | Transport (others) | Energetic | transport_other_final_demand_ammonia | Ammonia | EU | Energy demand | 0 | FEC
SE | TYNDP2026 | HEV | 2035 | TWh | 312 | Sub_sector | International transport | International aviation | Transport (int. aviation) | Energetic | transport_int_aviation_final_demand_electricity | Electricity | EU | Energy demand | 0 | FEC
SE | TYNDP2026 | HEV | 2035 | TWh | 313 | Sub_sector | International transport | International aviation | Transport (int. aviation) | Energetic | transport_int_aviation_final_demand_hydrogen | Hydrogen | EU | Energy demand | 0 | FEC
SE | TYNDP2026 | HEV | 2035 | TWh | 314 | Sub_sector | International transport | International aviation | Transport (int. aviation) | Energetic | transport_int_aviation_final_demand_methane | Methane | EU | Energy demand | 0 | FEC
SE | TYNDP2026 | HEV | 2035 | TWh | 315 | Sub_sector | International transport | International aviation | Transport (int. aviation) | Energetic | transport_int_aviation_final_demand_heat | Heat | EU | Energy demand | 0 | FEC
SE | TYNDP2026 | HEV | 2035 | TWh | 316 | Sub_sector | International transport | International aviation | Transport (int. aviation) | Energetic | transport_int_aviation_final_demand_biofuels | Biomass | EU | Energy demand | 0 | FEC
SE | TYNDP2026 | HEV | 2035 | TWh | 317 | Sub_sector | International transport | International aviation | Transport (int. aviation) | Energetic | transport_int_aviation_final_demand_coal | Solids | EU | Energy demand | 0 | FEC
SE | TYNDP2026 | HEV | 2035 | TWh | 318 | Sub_sector | International transport | International aviation | Transport (int. aviation) | Energetic | transport_int_aviation_final_demand_oil | Liquids | EU | Energy demand | 8.6454 | FEC
SE | TYNDP2026 | HEV | 2035 | TWh | 319 | Sub_sector | International transport | International aviation | Transport (int. aviation) | Energetic | transport_int_aviation_final_demand_other | Others | EU | Energy demand | 0 | FEC
SE | TYNDP2026 | HEV | 2035 | TWh | 320 | Sub_sector | International transport | International aviation | Transport (int. aviation) | Energetic | transport_int_aviation_final_demand_ammonia | Ammonia | EU | Energy demand | 0 | FEC
SE | TYNDP2026 | HEV | 2035 | TWh | 322 | Sub_sector | International transport | International shipping | Transport (int. shipping) | Energetic | transport_int_shipping_final_demand_electricity | Electricity | EU | Energy demand | 0 | not_included_in_FEC
SE | TYNDP2026 | HEV | 2035 | TWh | 323 | Sub_sector | International transport | International shipping | Transport (int. shipping) | Energetic | transport_int_shipping_final_demand_hydrogen | Hydrogen | EU | Energy demand | 2.4556 | not_included_in_FEC
SE | TYNDP2026 | HEV | 2035 | TWh | 324 | Sub_sector | International transport | International shipping | Transport (int. shipping) | Energetic | transport_int_shipping_final_demand_methane | Methane | EU | Energy demand | 6.8773 | not_included_in_FEC
SE | TYNDP2026 | HEV | 2035 | TWh | 325 | Sub_sector | International transport | International shipping | Transport (int. shipping) | Energetic | transport_int_shipping_final_demand_heat | Heat | EU | Energy demand | 0 | not_included_in_FEC
SE | TYNDP2026 | HEV | 2035 | TWh | 326 | Sub_sector | International transport | International shipping | Transport (int. shipping) | Energetic | transport_int_shipping_final_demand_biofuels | Biomass | EU | Energy demand | 0 | not_included_in_FEC
SE | TYNDP2026 | HEV | 2035 | TWh | 327 | Sub_sector | International transport | International shipping | Transport (int. shipping) | Energetic | transport_int_shipping_final_demand_coal | Solids | EU | Energy demand | 0 | not_included_in_FEC
SE | TYNDP2026 | HEV | 2035 | TWh | 328 | Sub_sector | International transport | International shipping | Transport (int. shipping) | Energetic | transport_int_shipping_final_demand_oil | Liquids | EU | Energy demand | 11.4599 | not_included_in_FEC
SE | TYNDP2026 | HEV | 2035 | TWh | 329 | Sub_sector | International transport | International shipping | Transport (int. shipping) | Energetic | transport_int_shipping_final_demand_other | Others | EU | Energy demand | 0 | not_included_in_FEC
SE | TYNDP2026 | HEV | 2035 | TWh | 330 | Sub_sector | International transport | International shipping | Transport (int. shipping) | Energetic | transport_int_shipping_final_demand_ammonia | Ammonia | EU | Energy demand | 0 | not_included_in_FEC
SE | TYNDP2026 | HEV | 2035 | TWh | 332 | Sub_sector | Households | Space heating | Households (heating) | Energetic | households_heating_final_demand_electricity | Electricity | EU | Energy demand | 19.1964 | FEC
SE | TYNDP2026 | HEV | 2035 | TWh | 333 | Sub_sector | Households | Space heating | Households (heating) | Energetic | households_heating_final_demand_hydrogen | Hydrogen | EU | Energy demand | 0 | FEC
SE | TYNDP2026 | HEV | 2035 | TWh | 334 | Sub_sector | Households | Space heating | Households (heating) | Energetic | households_heating_final_demand_methane | Methane | EU | Energy demand | 0 | FEC
SE | TYNDP2026 | HEV | 2035 | TWh | 335 | Sub_sector | Households | Space heating | Households (heating) | Energetic | households_heating_final_demand_heat | Heat | EU | Energy demand | 0 | FEC
SE | TYNDP2026 | HEV | 2035 | TWh | 336 | Sub_sector | Households | Space heating | Households (heating) | Energetic | households_heating_final_demand_biomass | Biomass | EU | Energy demand | 0 | FEC
SE | TYNDP2026 | HEV | 2035 | TWh | 337 | Sub_sector | Households | Space heating | Households (heating) | Energetic | households_heating_final_demand_coal | Solids | EU | Energy demand | 0 | FEC
SE | TYNDP2026 | HEV | 2035 | TWh | 338 | Sub_sector | Households | Space heating | Households (heating) | Energetic | households_heating_final_demand_oil | Liquids | EU | Energy demand | 0 | FEC
SE | TYNDP2026 | HEV | 2035 | TWh | 339 | Sub_sector | Households | Space heating | Households (heating) | Energetic | households_heating_final_demand_other | Others | EU | Energy demand | 0 | FEC
SE | TYNDP2026 | HEV | 2035 | TWh | 340 | Sub_sector | Households | Space heating | Households (heating) | Energetic | households_heating_final_demand_ammonia | Ammonia | EU | Energy demand | 0 | FEC
SE | TYNDP2026 | HEV | 2035 | TWh | 343 | Sub_sector | Households | Cooling | Households (cooling) | Energetic | households_cooling_final_demand_electricity | Electricity | EU | Energy demand | 0 | FEC
SE | TYNDP2026 | HEV | 2035 | TWh | 344 | Sub_sector | Households | Cooling | Households (cooling) | Energetic | households_cooling_final_demand_hydrogen | Hydrogen | EU | Energy demand | 0 | FEC
SE | TYNDP2026 | HEV | 2035 | TWh | 345 | Sub_sector | Households | Cooling | Households (cooling) | Energetic | households_cooling_final_demand_methane | Methane | EU | Energy demand | 0 | FEC
SE | TYNDP2026 | HEV | 2035 | TWh | 346 | Sub_sector | Households | Cooling | Households (cooling) | Energetic | households_cooling_final_demand_heat | Heat | EU | Energy demand | 0 | FEC
SE | TYNDP2026 | HEV | 2035 | TWh | 347 | Sub_sector | Households | Cooling | Households (cooling) | Energetic | households_cooling_final_demand_biomass | Biomass | EU | Energy demand | 0 | FEC
SE | TYNDP2026 | HEV | 2035 | TWh | 348 | Sub_sector | Households | Cooling | Households (cooling) | Energetic | households_cooling_final_demand_coal | Solids | EU | Energy demand | 0 | FEC
SE | TYNDP2026 | HEV | 2035 | TWh | 349 | Sub_sector | Households | Cooling | Households (cooling) | Energetic | households_cooling_final_demand_oil | Liquids | EU | Energy demand | 0 | FEC
SE | TYNDP2026 | HEV | 2035 | TWh | 350 | Sub_sector | Households | Cooling | Households (cooling) | Energetic | households_cooling_final_demand_other | Others | EU | Energy demand | 0 | FEC
SE | TYNDP2026 | HEV | 2035 | TWh | 351 | Sub_sector | Households | Cooling | Households (cooling) | Energetic | households_cooling_final_demand_ammonia | Ammonia | EU | Energy demand | 0 | FEC
SE | TYNDP2026 | HEV | 2035 | TWh | 354 | Sub_sector | Households | Hot water | Households (hot water) | Energetic | households_hot_water_final_demand_electricity | Electricity | EU | Energy demand | 4.354 | FEC
SE | TYNDP2026 | HEV | 2035 | TWh | 355 | Sub_sector | Households | Hot water | Households (hot water) | Energetic | households_hot_water_final_demand_hydrogen | Hydrogen | EU | Energy demand | 0 | FEC
SE | TYNDP2026 | HEV | 2035 | TWh | 356 | Sub_sector | Households | Hot water | Households (hot water) | Energetic | households_hot_water_final_demand_methane | Methane | EU | Energy demand | 0 | FEC
SE | TYNDP2026 | HEV | 2035 | TWh | 357 | Sub_sector | Households | Hot water | Households (hot water) | Energetic | households_hot_water_final_demand_heat | Heat | EU | Energy demand | 0 | FEC
SE | TYNDP2026 | HEV | 2035 | TWh | 358 | Sub_sector | Households | Hot water | Households (hot water) | Energetic | households_hot_water_final_demand_biomass | Biomass | EU | Energy demand | 0 | FEC
SE | TYNDP2026 | HEV | 2035 | TWh | 359 | Sub_sector | Households | Hot water | Households (hot water) | Energetic | households_hot_water_final_demand_coal | Solids | EU | Energy demand | 0 | FEC
SE | TYNDP2026 | HEV | 2035 | TWh | 360 | Sub_sector | Households | Hot water | Households (hot water) | Energetic | households_hot_water_final_demand_oil | Liquids | EU | Energy demand | 0 | FEC
SE | TYNDP2026 | HEV | 2035 | TWh | 361 | Sub_sector | Households | Hot water | Households (hot water) | Energetic | households_hot_water_final_demand_other | Others | EU | Energy demand | 0.073384 | FEC
SE | TYNDP2026 | HEV | 2035 | TWh | 362 | Sub_sector | Households | Hot water | Households (hot water) | Energetic | households_hot_water_final_demand_ammonia | Ammonia | EU | Energy demand | 0 | FEC
SE | TYNDP2026 | HEV | 2035 | TWh | 365 | Sub_sector | Households | Appliances | Households (appliances) | Energetic | households_appliances_final_demand_electricity | Electricity | EU | Energy demand | 17.6319 | FEC
SE | TYNDP2026 | HEV | 2035 | TWh | 366 | Sub_sector | Households | Appliances | Households (appliances) | Energetic | households_appliances_final_demand_hydrogen | Hydrogen | EU | Energy demand | 0 | FEC
SE | TYNDP2026 | HEV | 2035 | TWh | 367 | Sub_sector | Households | Appliances | Households (appliances) | Energetic | households_appliances_final_demand_methane | Methane | EU | Energy demand | 0.064449 | FEC
SE | TYNDP2026 | HEV | 2035 | TWh | 368 | Sub_sector | Households | Appliances | Households (appliances) | Energetic | households_appliances_final_demand_heat | Heat | EU | Energy demand | 0 | FEC
SE | TYNDP2026 | HEV | 2035 | TWh | 369 | Sub_sector | Households | Appliances | Households (appliances) | Energetic | households_appliances_final_demand_biomass | Biomass | EU | Energy demand | 0.01848 | FEC
SE | TYNDP2026 | HEV | 2035 | TWh | 370 | Sub_sector | Households | Appliances | Households (appliances) | Energetic | households_appliances_final_demand_coal | Solids | EU | Energy demand | 0 | FEC
SE | TYNDP2026 | HEV | 2035 | TWh | 371 | Sub_sector | Households | Appliances | Households (appliances) | Energetic | households_appliances_final_demand_oil | Liquids | EU | Energy demand | 0 | FEC
SE | TYNDP2026 | HEV | 2035 | TWh | 372 | Sub_sector | Households | Appliances | Households (appliances) | Energetic | households_appliances_final_demand_other | Others | EU | Energy demand | 0 | FEC
SE | TYNDP2026 | HEV | 2035 | TWh | 373 | Sub_sector | Households | Appliances | Households (appliances) | Energetic | households_appliances_final_demand_ammonia | Ammonia | EU | Energy demand | 0 | FEC
SE | TYNDP2026 | HEV | 2035 | TWh | 375 | Sub_sector | Buildings | Space heating | Buildings (heat) | Energetic | buildings_heat_final_demand_electricity | Electricity | EU | Energy demand | 16.8847 | FEC
SE | TYNDP2026 | HEV | 2035 | TWh | 376 | Sub_sector | Buildings | Space heating | Buildings (heat) | Energetic | buildings_heat_final_demand_hydrogen | Hydrogen | EU | Energy demand | 0 | FEC
SE | TYNDP2026 | HEV | 2035 | TWh | 377 | Sub_sector | Buildings | Space heating | Buildings (heat) | Energetic | buildings_heat_final_demand_methane | Methane | EU | Energy demand | 0 | FEC
SE | TYNDP2026 | HEV | 2035 | TWh | 378 | Sub_sector | Buildings | Space heating | Buildings (heat) | Energetic | buildings_heat_final_demand_heat | Heat | EU | Energy demand | 0 | FEC
SE | TYNDP2026 | HEV | 2035 | TWh | 379 | Sub_sector | Buildings | Space heating | Buildings (heat) | Energetic | buildings_heat_final_demand_biomass | Biomass | EU | Energy demand | 0 | FEC
SE | TYNDP2026 | HEV | 2035 | TWh | 380 | Sub_sector | Buildings | Space heating | Buildings (heat) | Energetic | buildings_heat_final_demand_coal | Solids | EU | Energy demand | 0 | FEC
SE | TYNDP2026 | HEV | 2035 | TWh | 381 | Sub_sector | Buildings | Space heating | Buildings (heat) | Energetic | buildings_heat_final_demand_oil | Liquids | EU | Energy demand | 0 | FEC
SE | TYNDP2026 | HEV | 2035 | TWh | 382 | Sub_sector | Buildings | Space heating | Buildings (heat) | Energetic | buildings_heat_final_demand_other | Others | EU | Energy demand | 0 | FEC
SE | TYNDP2026 | HEV | 2035 | TWh | 383 | Sub_sector | Buildings | Space heating | Buildings (heat) | Energetic | buildings_heat_final_demand_ammonia | Ammonia | EU | Energy demand | 0 | FEC
SE | TYNDP2026 | HEV | 2035 | TWh | 386 | Sub_sector | Buildings | Cooling | Buildings (cooling) | Energetic | buildings_cooling_final_demand_electricity | Electricity | EU | Energy demand | 0.91292 | FEC
SE | TYNDP2026 | HEV | 2035 | TWh | 387 | Sub_sector | Buildings | Cooling | Buildings (cooling) | Energetic | buildings_cooling_final_demand_hydrogen | Hydrogen | EU | Energy demand | 0 | FEC
SE | TYNDP2026 | HEV | 2035 | TWh | 388 | Sub_sector | Buildings | Cooling | Buildings (cooling) | Energetic | buildings_cooling_final_demand_methane | Methane | EU | Energy demand | 0 | FEC
SE | TYNDP2026 | HEV | 2035 | TWh | 389 | Sub_sector | Buildings | Cooling | Buildings (cooling) | Energetic | buildings_cooling_final_demand_heat | Heat | EU | Energy demand | 0 | FEC
SE | TYNDP2026 | HEV | 2035 | TWh | 390 | Sub_sector | Buildings | Cooling | Buildings (cooling) | Energetic | buildings_cooling_final_demand_biomass | Biomass | EU | Energy demand | 0 | FEC
SE | TYNDP2026 | HEV | 2035 | TWh | 391 | Sub_sector | Buildings | Cooling | Buildings (cooling) | Energetic | buildings_cooling_final_demand_coal | Solids | EU | Energy demand | 0 | FEC
SE | TYNDP2026 | HEV | 2035 | TWh | 392 | Sub_sector | Buildings | Cooling | Buildings (cooling) | Energetic | buildings_cooling_final_demand_oil | Liquids | EU | Energy demand | 0 | FEC
SE | TYNDP2026 | HEV | 2035 | TWh | 393 | Sub_sector | Buildings | Cooling | Buildings (cooling) | Energetic | buildings_cooling_final_demand_other | Others | EU | Energy demand | 0 | FEC
SE | TYNDP2026 | HEV | 2035 | TWh | 394 | Sub_sector | Buildings | Cooling | Buildings (cooling) | Energetic | buildings_cooling_final_demand_ammonia | Ammonia | EU | Energy demand | 0 | FEC
SE | TYNDP2026 | HEV | 2035 | TWh | 397 | Sub_sector | Buildings | Appliances | Buildings (appliances) | Energetic | buildings_appliances_final_demand_electricity | Electricity | EU | Energy demand | 7.9108 | FEC
SE | TYNDP2026 | HEV | 2035 | TWh | 398 | Sub_sector | Buildings | Appliances | Buildings (appliances) | Energetic | buildings_appliances_final_demand_hydrogen | Hydrogen | EU | Energy demand | 0 | FEC
SE | TYNDP2026 | HEV | 2035 | TWh | 399 | Sub_sector | Buildings | Appliances | Buildings (appliances) | Energetic | buildings_appliances_final_demand_methane | Methane | EU | Energy demand | 0.11824 | FEC
SE | TYNDP2026 | HEV | 2035 | TWh | 400 | Sub_sector | Buildings | Appliances | Buildings (appliances) | Energetic | buildings_appliances_final_demand_heat | Heat | EU | Energy demand | 0 | FEC
SE | TYNDP2026 | HEV | 2035 | TWh | 401 | Sub_sector | Buildings | Appliances | Buildings (appliances) | Energetic | buildings_appliances_final_demand_biomass | Biomass | EU | Energy demand | 0 | FEC
SE | TYNDP2026 | HEV | 2035 | TWh | 402 | Sub_sector | Buildings | Appliances | Buildings (appliances) | Energetic | buildings_appliances_final_demand_coal | Solids | EU | Energy demand | 0 | FEC
SE | TYNDP2026 | HEV | 2035 | TWh | 403 | Sub_sector | Buildings | Appliances | Buildings (appliances) | Energetic | buildings_appliances_final_demand_oil | Liquids | EU | Energy demand | 0 | FEC
SE | TYNDP2026 | HEV | 2035 | TWh | 404 | Sub_sector | Buildings | Appliances | Buildings (appliances) | Energetic | buildings_appliances_final_demand_other | Others | EU | Energy demand | 0 | FEC
SE | TYNDP2026 | HEV | 2035 | TWh | 405 | Sub_sector | Buildings | Appliances | Buildings (appliances) | Energetic | buildings_appliances_final_demand_ammonia | Ammonia | EU | Energy demand | 0 | FEC
SE | TYNDP2026 | HEV | 2035 | TWh | 407 | Sub_sector | Buildings | Datacenters | Datacenters & ICT | Energetic | datacentres_final_demand_electricity_energetic | Electricity | EU | Energy demand | 9.2546 | FEC
SE | TYNDP2026 | HEV | 2035 | TWh | 408 | Sub_sector | Buildings | Datacenters | Datacenters & ICT | Energetic | datacentres_final_demand_hydrogen_energetic | Hydrogen | EU | Energy demand | 0 | FEC
SE | TYNDP2026 | HEV | 2035 | TWh | 409 | Sub_sector | Buildings | Datacenters | Datacenters & ICT | Energetic | datacentres_final_demand_methane_energetic | Methane | EU | Energy demand | 0 | FEC
SE | TYNDP2026 | HEV | 2035 | TWh | 410 | Sub_sector | Buildings | Datacenters | Datacenters & ICT | Energetic | datacentres_final_demand_heat_energetic | Heat | EU | Energy demand | 0 | FEC
SE | TYNDP2026 | HEV | 2035 | TWh | 411 | Sub_sector | Buildings | Datacenters | Datacenters & ICT | Energetic | datacentres_final_demand_biomass_energetic | Biomass | EU | Energy demand | 0 | FEC
SE | TYNDP2026 | HEV | 2035 | TWh | 412 | Sub_sector | Buildings | Datacenters | Datacenters & ICT | Energetic | datacentres_final_demand_coal_energetic | Solids | EU | Energy demand | 0 | FEC
SE | TYNDP2026 | HEV | 2035 | TWh | 413 | Sub_sector | Buildings | Datacenters | Datacenters & ICT | Energetic | datacentres_final_demand_oil_energetic | Liquids | EU | Energy demand | 0 | FEC
SE | TYNDP2026 | HEV | 2035 | TWh | 414 | Sub_sector | Buildings | Datacenters | Datacenters & ICT | Energetic | datacentres_final_demand_other_energetic | Others | EU | Energy demand | 0 | FEC
SE | TYNDP2026 | HEV | 2035 | TWh | 415 | Sub_sector | Buildings | Datacenters | Datacenters & ICT | Energetic | datacentres_final_demand_ammonia_energetic | Ammonia | EU | Energy demand | 0 | FEC
SE | TYNDP2026 | HEV | 2035 | TWh | 417 | Sub_sector | Transport | Others_Sector | Others_Sector | Energetic | other_final_demand_electricity_energetic | Electricity | EU | Energy demand | 0 | FEC
SE | TYNDP2026 | HEV | 2035 | TWh | 418 | Sub_sector | Transport | Others_Sector | Others_Sector | Energetic | other_final_demand_hydrogen_energetic | Hydrogen | EU | Energy demand | 0 | FEC
SE | TYNDP2026 | HEV | 2035 | TWh | 419 | Sub_sector | Transport | Pipeline Transport | Others_Sector | Energetic | other_final_demand_methane_energetic | Methane | EU | Energy demand | 0 | FEC
SE | TYNDP2026 | HEV | 2035 | TWh | 420 | Sub_sector | Transport | Others_Sector | Others_Sector | Energetic | other_final_demand_heat_energetic | Heat | EU | Energy demand | 0 | FEC
SE | TYNDP2026 | HEV | 2035 | TWh | 421 | Sub_sector | Transport | Others_Sector | Others_Sector | Energetic | other_final_demand_biomass_energetic | Biomass | EU | Energy demand | 0 | FEC
SE | TYNDP2026 | HEV | 2035 | TWh | 422 | Sub_sector | Transport | Others_Sector | Others_Sector | Energetic | other_final_demand_coal_energetic | Solids | EU | Energy demand | 0 | FEC
SE | TYNDP2026 | HEV | 2035 | TWh | 423 | Sub_sector | Transport | Others_Sector | Others_Sector | Energetic | other_final_demand_oil_energetic | Liquids | EU | Energy demand | 0 | FEC
SE | TYNDP2026 | HEV | 2035 | TWh | 424 | Sub_sector | Others_Sector | Others_Sector | Others_Sector | Non-energetic | other_final_demand_oil_non_energetic | Liquids | EU | Energy demand | 0 | not_included_in_FEC
SE | TYNDP2026 | HEV | 2035 | TWh | 425 | Sub_sector | Transport | Others_Sector | Others_Sector | Energetic | other_final_demand_other_energetic | Others | EU | Energy demand | 0 | FEC
SE | TYNDP2026 | HEV | 2035 | TWh | 426 | Sub_sector | Transport | Others_Sector | Others_Sector | Energetic | other_final_demand_ammonia_energetic | Ammonia | EU | Energy demand | 0 | FEC
SE | TYNDP2026 | HEV | 2035 | TWh | 427 | Sub_sector | Industry | Surplus_Heat_in_Industry | Surplus_Heat_in_Industry | Energetic | final_demand_of_industry_unused_local_production_steam_hot_water | Heat | EU | Energy demand | 0.56871 | FEC
SE | TYNDP2026 | HEV | 2035 | TWh | 429 | Sub_sector | Agriculture | Total | Agriculture | Energetic | agriculture_final_demand_electricity_energetic | Electricity | EU | Energy demand | 1.1495 | FEC
SE | TYNDP2026 | HEV | 2035 | TWh | 430 | Sub_sector | Agriculture | Total | Agriculture | Energetic | agriculture_final_demand_hydrogen_energetic | Hydrogen | EU | Energy demand | 0 | FEC
SE | TYNDP2026 | HEV | 2035 | TWh | 431 | Sub_sector | Agriculture | Total | Agriculture | Energetic | agriculture_final_demand_methane_energetic | Methane | EU | Energy demand | 0.19939 | FEC
SE | TYNDP2026 | HEV | 2035 | TWh | 432 | Sub_sector | Agriculture | Total | Agriculture | Energetic | agriculture_final_demand_heat_energetic | Heat | EU | Energy demand | 0.086308 | FEC
SE | TYNDP2026 | HEV | 2035 | TWh | 433 | Sub_sector | Agriculture | Total | Agriculture | Energetic | agriculture_final_demand_biomass_energetic | Biomass | EU | Energy demand | 2.6775 | FEC
SE | TYNDP2026 | HEV | 2035 | TWh | 434 | Sub_sector | Agriculture | Total | Agriculture | Energetic | agriculture_final_demand_coal_energetic | Solids | EU | Energy demand | 0 | FEC
SE | TYNDP2026 | HEV | 2035 | TWh | 435 | Sub_sector | Agriculture | Total | Agriculture | Energetic | agriculture_final_demand_oil_energetic | Liquids | EU | Energy demand | 1.517 | FEC
SE | TYNDP2026 | HEV | 2035 | TWh | 436 | Sub_sector | Agriculture | Total | Agriculture | Energetic | agriculture_final_demand_other_energetic | Others | EU | Energy demand | 0 | FEC
SE | TYNDP2026 | HEV | 2035 | TWh | 437 | Sub_sector | Agriculture | Total | Agriculture | Energetic | agriculture_final_demand_ammonia_energetic | Ammonia | EU | Energy demand | 0 | FEC
SE | TYNDP2026 | HEV | 2035 | TWh | 447 | Sub_sector | Buildings | Surplus Energy | Buildings | Energetic | GAP | Electricity | EU | Energy demand | 0 | FEC
SE | TYNDP2026 | HEV | 2035 | TWh | 448 | Sub_sector | Buildings | Surplus Energy | Buildings | Energetic | GAP | Hydrogen | EU | Energy demand | 0 | FEC
SE | TYNDP2026 | HEV | 2035 | TWh | 449 | Sub_sector | Buildings | Surplus Energy | Buildings | Energetic | GAP | Methane | EU | Energy demand | 0 | FEC
SE | TYNDP2026 | HEV | 2035 | TWh | 450 | Sub_sector | Buildings | Surplus Energy | Buildings | Energetic | GAP | Heat | EU | Energy demand | 0 | FEC
SE | TYNDP2026 | HEV | 2035 | TWh | 451 | Sub_sector | Buildings | Surplus Energy | Buildings | Energetic | GAP | Biomass | EU | Energy demand | 0.00087601 | FEC
SE | TYNDP2026 | HEV | 2035 | TWh | 452 | Sub_sector | Buildings | Surplus Energy | Buildings | Energetic | GAP | Solids | EU | Energy demand | 0 | FEC
SE | TYNDP2026 | HEV | 2035 | TWh | 453 | Sub_sector | Buildings | Surplus Energy | Buildings | Energetic | GAP | Liquids | EU | Energy demand | 0.22996 | FEC
SE | TYNDP2026 | HEV | 2035 | TWh | 454 | Sub_sector | Buildings | Surplus Energy | Buildings | Energetic | GAP | Others | EU | Energy demand | 0 | FEC
SE | TYNDP2026 | HEV | 2035 | TWh | 455 | Sub_sector | Buildings | Surplus Energy | Buildings | Energetic | GAP | Ammonia | EU | Energy demand | 0 | FEC
SE | TYNDP2026 | HEV | 2035 | TWh | 456 | Sub_sector | Households | Surplus Energy | Households | Energetic | GAP | Electricity | EU | Energy demand | 0 | FEC
SE | TYNDP2026 | HEV | 2035 | TWh | 457 | Sub_sector | Households | Surplus Energy | Households | Energetic | GAP | Hydrogen | EU | Energy demand | 0 | FEC
SE | TYNDP2026 | HEV | 2035 | TWh | 458 | Sub_sector | Households | Surplus Energy | Households | Energetic | GAP | Methane | EU | Energy demand | 0 | FEC
SE | TYNDP2026 | HEV | 2035 | TWh | 459 | Sub_sector | Households | Surplus Energy | Households | Energetic | GAP | Heat | EU | Energy demand | 0 | FEC
SE | TYNDP2026 | HEV | 2035 | TWh | 460 | Sub_sector | Households | Surplus Energy | Households | Energetic | GAP | Biomass | EU | Energy demand | 0 | FEC
SE | TYNDP2026 | HEV | 2035 | TWh | 461 | Sub_sector | Households | Surplus Energy | Households | Energetic | GAP | Solids | EU | Energy demand | 0 | FEC
SE | TYNDP2026 | HEV | 2035 | TWh | 462 | Sub_sector | Households | Surplus Energy | Households | Energetic | GAP | Liquids | EU | Energy demand | 0 | FEC
SE | TYNDP2026 | HEV | 2035 | TWh | 463 | Sub_sector | Households | Surplus Energy | Households | Energetic | GAP | Others | EU | Energy demand | 0 | FEC
SE | TYNDP2026 | HEV | 2035 | TWh | 464 | Sub_sector | Households | Surplus Energy | Households | Energetic | GAP | Ammonia | EU | Energy demand | 0 | FEC
SE | TYNDP2026 | HEV | 2040 | TWh | 102 | Sub_sector | Industry | Aluminium | Industry (aluminium) | Energetic | industry_aluminium_demand_electricity_energetic | Electricity | EU | Energy demand | 25.8448 | FEC
SE | TYNDP2026 | HEV | 2040 | TWh | 103 | Sub_sector | Industry | Aluminium | Industry (aluminium) | Energetic | industry_aluminium_demand_hydrogen_energetic | Hydrogen | EU | Energy demand | 0 | FEC
SE | TYNDP2026 | HEV | 2040 | TWh | 104 | Sub_sector | Industry | Aluminium | Industry (aluminium) | Energetic | industry_aluminium_demand_methane_energetic | Methane | EU | Energy demand | 1.1009 | FEC
SE | TYNDP2026 | HEV | 2040 | TWh | 105 | Sub_sector | Industry | Aluminium | Industry (aluminium) | Energetic | industry_aluminium_demand_heat_energetic | Heat | EU | Energy demand | 0 | FEC
SE | TYNDP2026 | HEV | 2040 | TWh | 106 | Sub_sector | Industry | Aluminium | Industry (aluminium) | Energetic | industry_aluminium_demand_biomass_energetic | Biomass | EU | Energy demand | 0 | FEC
SE | TYNDP2026 | HEV | 2040 | TWh | 107 | Sub_sector | Industry | Aluminium | Industry (aluminium) | Energetic | industry_aluminium_demand_coal_energetic | Solids | EU | Energy demand | 0 | FEC
SE | TYNDP2026 | HEV | 2040 | TWh | 108 | Sub_sector | Industry | Aluminium | Industry (aluminium) | Energetic | industry_aluminium_demand_oil_energetic | Liquids | EU | Energy demand | 0 | FEC
SE | TYNDP2026 | HEV | 2040 | TWh | 109 | Sub_sector | Industry | Aluminium | Industry (aluminium) | Energetic | industry_aluminium_demand_others_energetic | Others | EU | Energy demand | 0 | FEC
SE | TYNDP2026 | HEV | 2040 | TWh | 110 | Sub_sector | Industry | Aluminium | Industry (aluminium) | Energetic | industry_ammonia_demand_others_energetic | Ammonia | EU | Energy demand | 0 | FEC
SE | TYNDP2026 | HEV | 2040 | TWh | 112 | Sub_sector | Industry | Chemicals | Industry (chemicals, energetic) | Energetic | industry_chemical_demand_electricity_energetic | Electricity | EU | Energy demand | 5.8092 | FEC
SE | TYNDP2026 | HEV | 2040 | TWh | 113 | Sub_sector | Industry | Chemicals | Industry (chemicals, energetic) | Energetic | industry_chemical_demand_hydrogen_energetic | Hydrogen | EU | Energy demand | 0.27034 | FEC
SE | TYNDP2026 | HEV | 2040 | TWh | 114 | Sub_sector | Industry | Chemicals | Industry (chemicals, energetic) | Energetic | industry_chemical_demand_methane_energetic | Methane | EU | Energy demand | 0 | FEC
SE | TYNDP2026 | HEV | 2040 | TWh | 115 | Sub_sector | Industry | Chemicals | Industry (chemicals, energetic) | Energetic | industry_chemical_demand_heat_energetic | Heat | EU | Energy demand | 0.18248 | FEC
SE | TYNDP2026 | HEV | 2040 | TWh | 116 | Sub_sector | Industry | Chemicals | Industry (chemicals, energetic) | Energetic | industry_chemical_demand_biomass_energetic | Biomass | EU | Energy demand | 0.41818 | FEC
SE | TYNDP2026 | HEV | 2040 | TWh | 117 | Sub_sector | Industry | Chemicals | Industry (chemicals, energetic) | Energetic | industry_chemical_demand_coal_energetic | Solids | EU | Energy demand | 0 | FEC
SE | TYNDP2026 | HEV | 2040 | TWh | 118 | Sub_sector | Industry | Chemicals | Industry (chemicals, energetic) | Energetic | industry_chemical_demand_oil_energetic | Liquids | EU | Energy demand | 0 | FEC
SE | TYNDP2026 | HEV | 2040 | TWh | 119 | Sub_sector | Industry | Chemicals | Industry (chemicals, energetic) | Energetic | industry_chemical_demand_others_energetic | Others | EU | Energy demand | 0 | FEC
SE | TYNDP2026 | HEV | 2040 | TWh | 120 | Sub_sector | Industry | Chemicals | Industry (chemicals, energetic) | Energetic | industry_chemical_demand_ammonia_energetic | Ammonia | EU | Energy demand | 0 | FEC
SE | TYNDP2026 | HEV | 2040 | TWh | 122 | Sub_sector | Industry | Chemicals | Industry (chemicals, non-energetic) | Non-energetic | industry_chemical_demand_electricity_non_energetic | Electricity | EU | Energy demand | 0 | not_included_in_FEC
SE | TYNDP2026 | HEV | 2040 | TWh | 123 | Sub_sector | Industry | Chemicals | Industry (chemicals, non-energetic) | Non-energetic | industry_chemical_demand_hydrogen_non_energetic | Hydrogen | EU | Energy demand | 19.8786 | not_included_in_FEC
SE | TYNDP2026 | HEV | 2040 | TWh | 124 | Sub_sector | Industry | Chemicals | Industry (chemicals, non-energetic) | Non-energetic | industry_chemical_demand_methane_non_energetic | Methane | EU | Energy demand | 0 | not_included_in_FEC
SE | TYNDP2026 | HEV | 2040 | TWh | 125 | Sub_sector | Industry | Chemicals | Industry (chemicals, non-energetic) | Non-energetic | industry_chemical_demand_heat_non_energetic | Heat | EU | Energy demand | 0 | not_included_in_FEC
SE | TYNDP2026 | HEV | 2040 | TWh | 126 | Sub_sector | Industry | Chemicals | Industry (chemicals, non-energetic) | Non-energetic | industry_chemical_demand_biomass_non_energetic | Biomass | EU | Energy demand | 4.9696 | not_included_in_FEC
SE | TYNDP2026 | HEV | 2040 | TWh | 127 | Sub_sector | Industry | Chemicals | Industry (chemicals, non-energetic) | Non-energetic | industry_chemical_demand_coal_non_energetic | Solids | EU | Energy demand | 0 | not_included_in_FEC
SE | TYNDP2026 | HEV | 2040 | TWh | 128 | Sub_sector | Industry | Chemicals | Industry (chemicals, non-energetic) | Non-energetic | industry_chemical_demand_oil_non_energetic | Liquids | EU | Energy demand | 0 | not_included_in_FEC
SE | TYNDP2026 | HEV | 2040 | TWh | 129 | Sub_sector | Industry | Chemicals | Industry (chemicals, non-energetic) | Non-energetic | industry_chemical_demand_others_non_energetic | Others | EU | Energy demand | 0 | not_included_in_FEC
SE | TYNDP2026 | HEV | 2040 | TWh | 130 | Sub_sector | Industry | Chemicals | Industry (chemicals, non-energetic) | Non-energetic | industry_chemical_demand_ammonia_non_energetic | Ammonia | EU | Energy demand | 0 | not_included_in_FEC
SE | TYNDP2026 | HEV | 2040 | TWh | 132 | Sub_sector | Industry | Fertilizers | Industry (fertilizers, energetic) | Energetic | industry_fertilizers_demand_electricity_energetic | Electricity | EU | Energy demand | 0 | FEC
SE | TYNDP2026 | HEV | 2040 | TWh | 133 | Sub_sector | Industry | Fertilizers | Industry (fertilizers, energetic) | Energetic | industry_fertilizers_demand_hydrogen_energetic | Hydrogen | EU | Energy demand | 0 | FEC
SE | TYNDP2026 | HEV | 2040 | TWh | 134 | Sub_sector | Industry | Fertilizers | Industry (fertilizers, energetic) | Energetic | industry_fertilizers_demand_methane_energetic | Methane | EU | Energy demand | 0 | FEC
SE | TYNDP2026 | HEV | 2040 | TWh | 135 | Sub_sector | Industry | Fertilizers | Industry (fertilizers, energetic) | Energetic | industry_fertilizers_demand_heat_energetic | Heat | EU | Energy demand | 0 | FEC
SE | TYNDP2026 | HEV | 2040 | TWh | 136 | Sub_sector | Industry | Fertilizers | Industry (fertilizers, energetic) | Energetic | industry_fertilizers_demand_biomass_energetic | Biomass | EU | Energy demand | 0 | FEC
SE | TYNDP2026 | HEV | 2040 | TWh | 137 | Sub_sector | Industry | Fertilizers | Industry (fertilizers, energetic) | Energetic | industry_fertilizers_demand_coal_energetic | Solids | EU | Energy demand | 0 | FEC
SE | TYNDP2026 | HEV | 2040 | TWh | 138 | Sub_sector | Industry | Fertilizers | Industry (fertilizers, energetic) | Energetic | industry_fertilizers_demand_oil_energetic | Liquids | EU | Energy demand | 0 | FEC
SE | TYNDP2026 | HEV | 2040 | TWh | 139 | Sub_sector | Industry | Fertilizers | Industry (fertilizers, energetic) | Energetic | industry_fertilizers_demand_others_energetic | Others | EU | Energy demand | 0 | FEC
SE | TYNDP2026 | HEV | 2040 | TWh | 140 | Sub_sector | Industry | Fertilizers | Industry (fertilizers, energetic) | Energetic | industry_fertilizers_demand_ammonia_energetic | Ammonia | EU | Energy demand | 0 | FEC
SE | TYNDP2026 | HEV | 2040 | TWh | 142 | Sub_sector | Industry | Fertilizers | Industry (fertilizers, non-energetic) | Non-energetic | industry_fertilizers_demand_electricity_non_energetic | Electricity | EU | Energy demand | 0 | not_included_in_FEC
SE | TYNDP2026 | HEV | 2040 | TWh | 143 | Sub_sector | Industry | Fertilizers | Industry (fertilizers, non-energetic) | Non-energetic | industry_fertilizers_demand_hydrogen_non_energetic | Hydrogen | EU | Energy demand | 0 | not_included_in_FEC
SE | TYNDP2026 | HEV | 2040 | TWh | 144 | Sub_sector | Industry | Fertilizers | Industry (fertilizers, non-energetic) | Non-energetic | industry_fertilizers_demand_methane_non_energetic | Methane | EU | Energy demand | 0 | not_included_in_FEC
SE | TYNDP2026 | HEV | 2040 | TWh | 145 | Sub_sector | Industry | Fertilizers | Industry (fertilizers, non-energetic) | Non-energetic | industry_fertilizers_demand_heat_non_energetic | Heat | EU | Energy demand | 0 | not_included_in_FEC
SE | TYNDP2026 | HEV | 2040 | TWh | 146 | Sub_sector | Industry | Fertilizers | Industry (fertilizers, non-energetic) | Non-energetic | industry_fertilizers_demand_biomass_non_energetic | Biomass | EU | Energy demand | 0 | not_included_in_FEC
SE | TYNDP2026 | HEV | 2040 | TWh | 147 | Sub_sector | Industry | Fertilizers | Industry (fertilizers, non-energetic) | Non-energetic | industry_fertilizers_demand_coal_non_energetic | Solids | EU | Energy demand | 0 | not_included_in_FEC
SE | TYNDP2026 | HEV | 2040 | TWh | 148 | Sub_sector | Industry | Fertilizers | Industry (fertilizers, non-energetic) | Non-energetic | industry_fertilizers_demand_oil_non_energetic | Liquids | EU | Energy demand | 0 | not_included_in_FEC
SE | TYNDP2026 | HEV | 2040 | TWh | 149 | Sub_sector | Industry | Fertilizers | Industry (fertilizers, non-energetic) | Non-energetic | industry_fertilizers_demand_others_non_energetic | Others | EU | Energy demand | 0 | not_included_in_FEC
SE | TYNDP2026 | HEV | 2040 | TWh | 150 | Sub_sector | Industry | Fertilizers | Industry (fertilizers, non-energetic) | Non-energetic | industry_fertilizers_demand_ammonia_non_energetic | Ammonia | EU | Energy demand | 0 | not_included_in_FEC
SE | TYNDP2026 | HEV | 2040 | TWh | 152 | Sub_sector | Industry | Food | Industry (food) | Energetic | industry_food_demand_electricity_energetic | Electricity | EU | Energy demand | 2.5107 | FEC
SE | TYNDP2026 | HEV | 2040 | TWh | 153 | Sub_sector | Industry | Food | Industry (food) | Energetic | industry_food_demand_hydrogen_energetic | Hydrogen | EU | Energy demand | 0 | FEC
SE | TYNDP2026 | HEV | 2040 | TWh | 154 | Sub_sector | Industry | Food | Industry (food) | Energetic | industry_food_demand_methane_energetic | Methane | EU | Energy demand | 0.28196 | FEC
SE | TYNDP2026 | HEV | 2040 | TWh | 155 | Sub_sector | Industry | Food | Industry (food) | Energetic | industry_food_demand_heat_energetic | Heat | EU | Energy demand | 0 | FEC
SE | TYNDP2026 | HEV | 2040 | TWh | 156 | Sub_sector | Industry | Food | Industry (food) | Energetic | industry_food_demand_biomass_energetic | Biomass | EU | Energy demand | 0 | FEC
SE | TYNDP2026 | HEV | 2040 | TWh | 157 | Sub_sector | Industry | Food | Industry (food) | Energetic | industry_food_demand_coal_energetic | Solids | EU | Energy demand | 0 | FEC
SE | TYNDP2026 | HEV | 2040 | TWh | 158 | Sub_sector | Industry | Food | Industry (food) | Energetic | industry_food_demand_oil_energetic | Liquids | EU | Energy demand | 0.024676 | FEC
SE | TYNDP2026 | HEV | 2040 | TWh | 159 | Sub_sector | Industry | Food | Industry (food) | Energetic | industry_food_demand_others_energetic | Others | EU | Energy demand | 0 | FEC
SE | TYNDP2026 | HEV | 2040 | TWh | 160 | Sub_sector | Industry | Food | Industry (food) | Energetic | industry_food_demand_ammonia_energetic | Ammonia | EU | Energy demand | 0 | FEC
SE | TYNDP2026 | HEV | 2040 | TWh | 162 | Sub_sector | Industry | Metals | Industry (metal) | Energetic | industry_metal_demand_electricity_energetic | Electricity | EU | Energy demand | 0.89921 | FEC
SE | TYNDP2026 | HEV | 2040 | TWh | 163 | Sub_sector | Industry | Metals | Industry (metal) | Energetic | industry_metal_demand_hydrogen_energetic | Hydrogen | EU | Energy demand | 0 | FEC
SE | TYNDP2026 | HEV | 2040 | TWh | 164 | Sub_sector | Industry | Metals | Industry (metal) | Energetic | industry_metal_demand_methane_energetic | Methane | EU | Energy demand | 0 | FEC
SE | TYNDP2026 | HEV | 2040 | TWh | 165 | Sub_sector | Industry | Metals | Industry (metal) | Energetic | industry_metal_demand_heat_energetic | Heat | EU | Energy demand | 0 | FEC
SE | TYNDP2026 | HEV | 2040 | TWh | 166 | Sub_sector | Industry | Metals | Industry (metal) | Energetic | industry_metal_demand_biomass_energetic | Biomass | EU | Energy demand | 0 | FEC
SE | TYNDP2026 | HEV | 2040 | TWh | 167 | Sub_sector | Industry | Metals | Industry (metal) | Energetic | industry_metal_demand_coal_energetic | Solids | EU | Energy demand | 0.36215 | FEC
SE | TYNDP2026 | HEV | 2040 | TWh | 168 | Sub_sector | Industry | Metals | Industry (metal) | Energetic | industry_metal_demand_oil_energetic | Liquids | EU | Energy demand | 0.41712 | FEC
SE | TYNDP2026 | HEV | 2040 | TWh | 169 | Sub_sector | Industry | Metals | Industry (metal) | Energetic | industry_metal_demand_others_energetic | Others | EU | Energy demand | 0 | FEC
SE | TYNDP2026 | HEV | 2040 | TWh | 170 | Sub_sector | Industry | Metals | Industry (metal) | Energetic | industry_metal_demand_ammonia_energetic | Ammonia | EU | Energy demand | 0 | FEC
SE | TYNDP2026 | HEV | 2040 | TWh | 172 | Sub_sector | Industry | Others | Industry (other, energetic) | Energetic | industry_other_demand_electricity_energetic | Electricity | EU | Energy demand | 8.5839 | FEC
SE | TYNDP2026 | HEV | 2040 | TWh | 173 | Sub_sector | Industry | Others | Industry (other, energetic) | Energetic | industry_other_demand_hydrogen_energetic | Hydrogen | EU | Energy demand | 1.8394 | FEC
SE | TYNDP2026 | HEV | 2040 | TWh | 174 | Sub_sector | Industry | Others | Industry (other, energetic) | Energetic | industry_other_demand_methane_energetic | Methane | EU | Energy demand | 0 | FEC
SE | TYNDP2026 | HEV | 2040 | TWh | 175 | Sub_sector | Industry | Others | Industry (other, energetic) | Energetic | industry_other_demand_heat_energetic | Heat | EU | Energy demand | 0 | FEC
SE | TYNDP2026 | HEV | 2040 | TWh | 176 | Sub_sector | Industry | Others | Industry (other, energetic) | Energetic | industry_other_demand_biomass_energetic | Biomass | EU | Energy demand | 1.8394 | FEC
SE | TYNDP2026 | HEV | 2040 | TWh | 177 | Sub_sector | Industry | Others | Industry (other, energetic) | Energetic | industry_other_demand_coal_energetic | Solids | EU | Energy demand | 0 | FEC
SE | TYNDP2026 | HEV | 2040 | TWh | 178 | Sub_sector | Industry | Others | Industry (other, energetic) | Energetic | industry_other_demand_oil_energetic | Liquids | EU | Energy demand | 0 | FEC
SE | TYNDP2026 | HEV | 2040 | TWh | 179 | Sub_sector | Industry | Others | Industry (other, energetic) | Energetic | industry_other_demand_others_energetic | Others | EU | Energy demand | 0 | FEC
SE | TYNDP2026 | HEV | 2040 | TWh | 180 | Sub_sector | Industry | Others | Industry (other, energetic) | Energetic | industry_other_demand_ammonia_energetic | Ammonia | EU | Energy demand | 0 | FEC
SE | TYNDP2026 | HEV | 2040 | TWh | 182 | Sub_sector | Industry | Others | Industry (other, non-energetic) | Non-energetic | industry_other_demand_electricity_non_energetic | Electricity | EU | Energy demand | 0 | not_included_in_FEC
SE | TYNDP2026 | HEV | 2040 | TWh | 183 | Sub_sector | Industry | Others | Industry (other, non-energetic) | Non-energetic | industry_other_demand_hydrogen_non_energetic | Hydrogen | EU | Energy demand | 20.9898 | not_included_in_FEC
SE | TYNDP2026 | HEV | 2040 | TWh | 184 | Sub_sector | Industry | Others | Industry (other, non-energetic) | Non-energetic | industry_other_demand_methane_non_energetic | Methane | EU | Energy demand | 0 | not_included_in_FEC
SE | TYNDP2026 | HEV | 2040 | TWh | 185 | Sub_sector | Industry | Others | Industry (other, non-energetic) | Non-energetic | industry_other_demand_heat_non_energetic | Heat | EU | Energy demand | 0 | not_included_in_FEC
SE | TYNDP2026 | HEV | 2040 | TWh | 186 | Sub_sector | Industry | Others | Industry (other, non-energetic) | Non-energetic | industry_other_demand_biomass_non_energetic | Biomass | EU | Energy demand | 0 | not_included_in_FEC
SE | TYNDP2026 | HEV | 2040 | TWh | 187 | Sub_sector | Industry | Others | Industry (other, non-energetic) | Non-energetic | industry_other_demand_coal_non_energetic | Solids | EU | Energy demand | 0 | not_included_in_FEC
SE | TYNDP2026 | HEV | 2040 | TWh | 188 | Sub_sector | Industry | Others | Industry (other, non-energetic) | Non-energetic | industry_other_demand_oil_non_energetic | Liquids | EU | Energy demand | 0 | not_included_in_FEC
SE | TYNDP2026 | HEV | 2040 | TWh | 189 | Sub_sector | Industry | Others | Industry (other, non-energetic) | Non-energetic | industry_other_demand_others_non_energetic | Others | EU | Energy demand | 0 | not_included_in_FEC
SE | TYNDP2026 | HEV | 2040 | TWh | 190 | Sub_sector | Industry | Others | Industry (other, non-energetic) | Non-energetic | industry_other_demand_ammonia_non_energetic | Ammonia | EU | Energy demand | 0 | not_included_in_FEC
SE | TYNDP2026 | HEV | 2040 | TWh | 192 | Sub_sector | Industry | Paper | Industry (paper) | Energetic | industry_paper_demand_electricity_energetic | Electricity | EU | Energy demand | 45.2298 | FEC
SE | TYNDP2026 | HEV | 2040 | TWh | 193 | Sub_sector | Industry | Paper | Industry (paper) | Energetic | industry_paper_demand_hydrogen_energetic | Hydrogen | EU | Energy demand | 8.5709 | FEC
SE | TYNDP2026 | HEV | 2040 | TWh | 194 | Sub_sector | Industry | Paper | Industry (paper) | Energetic | industry_paper_demand_methane_energetic | Methane | EU | Energy demand | 0 | FEC
SE | TYNDP2026 | HEV | 2040 | TWh | 195 | Sub_sector | Industry | Paper | Industry (paper) | Energetic | industry_paper_demand_heat_energetic | Heat | EU | Energy demand | 0 | FEC
SE | TYNDP2026 | HEV | 2040 | TWh | 196 | Sub_sector | Industry | Paper | Industry (paper) | Energetic | industry_paper_demand_biomass_energetic | Biomass | EU | Energy demand | 32.1408 | FEC
SE | TYNDP2026 | HEV | 2040 | TWh | 197 | Sub_sector | Industry | Paper | Industry (paper) | Energetic | industry_paper_demand_coal_energetic | Solids | EU | Energy demand | 0 | FEC
SE | TYNDP2026 | HEV | 2040 | TWh | 198 | Sub_sector | Industry | Paper | Industry (paper) | Energetic | industry_paper_demand_oil_energetic | Liquids | EU | Energy demand | 0 | FEC
SE | TYNDP2026 | HEV | 2040 | TWh | 199 | Sub_sector | Industry | Paper | Industry (paper) | Energetic | industry_paper_demand_others_energetic | Others | EU | Energy demand | 0 | FEC
SE | TYNDP2026 | HEV | 2040 | TWh | 200 | Sub_sector | Industry | Paper | Industry (paper) | Energetic | industry_paper_demand_ammonia_energetic | Ammonia | EU | Energy demand | 0 | FEC
SE | TYNDP2026 | HEV | 2040 | TWh | 202 | Sub_sector | Industry | Refineries | Industry (refineries, energetic) | Energetic | industry_refinery_demand_electricity_energetic | Electricity | EU | Energy demand | 0.38593 | not_included_in_FEC
SE | TYNDP2026 | HEV | 2040 | TWh | 203 | Sub_sector | Industry | Refineries | Industry (refineries, energetic) | Energetic | industry_refinery_demand_hydrogen_energetic | Hydrogen | EU | Energy demand | 0.29449 | not_included_in_FEC
SE | TYNDP2026 | HEV | 2040 | TWh | 204 | Sub_sector | Industry | Refineries | Industry (refineries, energetic) | Energetic | industry_refinery_demand_methane_energetic | Methane | EU | Energy demand | 0.14622 | not_included_in_FEC
SE | TYNDP2026 | HEV | 2040 | TWh | 205 | Sub_sector | Industry | Refineries | Industry (refineries, energetic) | Energetic | industry_refinery_demand_heat_energetic | Heat | EU | Energy demand | 0 | not_included_in_FEC
SE | TYNDP2026 | HEV | 2040 | TWh | 206 | Sub_sector | Industry | Refineries | Industry (refineries, energetic) | Energetic | industry_refinery_demand_biomass_energetic | Biomass | EU | Energy demand | 0 | not_included_in_FEC
SE | TYNDP2026 | HEV | 2040 | TWh | 207 | Sub_sector | Industry | Refineries | Industry (refineries, energetic) | Energetic | industry_refinery_demand_coal_energetic | Solids | EU | Energy demand | 0 | not_included_in_FEC
SE | TYNDP2026 | HEV | 2040 | TWh | 208 | Sub_sector | Industry | Refineries | Industry (refineries, energetic) | Energetic | industry_refinery_demand_oil_energetic | Liquids | EU | Energy demand | 0.95071 | not_included_in_FEC
SE | TYNDP2026 | HEV | 2040 | TWh | 209 | Sub_sector | Industry | Refineries | Industry (refineries, energetic) | Energetic | industry_refinery_demand_others_energetic | Others | EU | Energy demand | 0 | not_included_in_FEC
SE | TYNDP2026 | HEV | 2040 | TWh | 210 | Sub_sector | Industry | Refineries | Industry (refineries, energetic) | Energetic | industry_refinery_demand_ammonia_energetic | Ammonia | EU | Energy demand | 0 | not_included_in_FEC
SE | TYNDP2026 | HEV | 2040 | TWh | 212 | Sub_sector | Industry | Refineries | Industry (refineries, non-energetic) | Non-energetic | industry_refinery_demand_electricity_non_energetic | Electricity | EU | Energy demand | 0 | not_included_in_FEC
SE | TYNDP2026 | HEV | 2040 | TWh | 213 | Sub_sector | Industry | Refineries | Industry (refineries, non-energetic) | Non-energetic | industry_refinery_demand_hydrogen_non_energetic | Hydrogen | EU | Energy demand | 0 | not_included_in_FEC
SE | TYNDP2026 | HEV | 2040 | TWh | 214 | Sub_sector | Industry | Refineries | Industry (refineries, non-energetic) | Non-energetic | industry_refinery_demand_methane_non_energetic | Methane | EU | Energy demand | 0 | not_included_in_FEC
SE | TYNDP2026 | HEV | 2040 | TWh | 215 | Sub_sector | Industry | Refineries | Industry (refineries, non-energetic) | Non-energetic | industry_refinery_demand_heat_non_energetic | Heat | EU | Energy demand | 0 | not_included_in_FEC
SE | TYNDP2026 | HEV | 2040 | TWh | 216 | Sub_sector | Industry | Refineries | Industry (refineries, non-energetic) | Non-energetic | industry_refinery_demand_biomass_non_energetic | Biomass | EU | Energy demand | 0 | not_included_in_FEC
SE | TYNDP2026 | HEV | 2040 | TWh | 217 | Sub_sector | Industry | Refineries | Industry (refineries, non-energetic) | Non-energetic | industry_refinery_demand_coal_non_energetic | Solids | EU | Energy demand | 0 | not_included_in_FEC
SE | TYNDP2026 | HEV | 2040 | TWh | 218 | Sub_sector | Industry | Refineries | Industry (refineries, non-energetic) | Non-energetic | industry_refinery_demand_oil_non_energetic | Liquids | EU | Energy demand | 0 | not_included_in_FEC
SE | TYNDP2026 | HEV | 2040 | TWh | 219 | Sub_sector | Industry | Refineries | Industry (refineries, non-energetic) | Non-energetic | industry_refinery_demand_others_non_energetic | Others | EU | Energy demand | 0 | not_included_in_FEC
SE | TYNDP2026 | HEV | 2040 | TWh | 220 | Sub_sector | Industry | Refineries | Industry (refineries, non-energetic) | Non-energetic | industry_refinery_demand_ammonia_non_energetic | Ammonia | EU | Energy demand | 0 | not_included_in_FEC
SE | TYNDP2026 | HEV | 2040 | TWh | 222 | Sub_sector | Industry | Steel | Industry (steel) | Energetic | industry_steel_demand_electricity_energetic | Electricity | EU | Energy demand | 9.5549 | FEC
SE | TYNDP2026 | HEV | 2040 | TWh | 223 | Sub_sector | Industry | Steel | Industry (steel) | Energetic | industry_steel_demand_hydrogen_energetic | Hydrogen | EU | Energy demand | 10.4354 | FEC
SE | TYNDP2026 | HEV | 2040 | TWh | 224 | Sub_sector | Industry | Steel | Industry (steel) | Energetic | industry_steel_demand_methane_energetic | Methane | EU | Energy demand | 3.1973 | FEC
SE | TYNDP2026 | HEV | 2040 | TWh | 225 | Sub_sector | Industry | Steel | Industry (steel) | Energetic | industry_steel_demand_heat_energetic | Heat | EU | Energy demand | 0 | FEC
SE | TYNDP2026 | HEV | 2040 | TWh | 226 | Sub_sector | Industry | Steel | Industry (steel) | Energetic | industry_steel_demand_biomass_energetic | Biomass | EU | Energy demand | 0 | FEC
SE | TYNDP2026 | HEV | 2040 | TWh | 227 | Sub_sector | Industry | Steel | Industry (steel) | Energetic | industry_steel_demand_coal_energetic | Solids | EU | Energy demand | 2.0872 | FEC
SE | TYNDP2026 | HEV | 2040 | TWh | 228 | Sub_sector | Industry | Steel | Industry (steel) | Energetic | industry_steel_demand_oil_energetic | Liquids | EU | Energy demand | 0.5874 | FEC
SE | TYNDP2026 | HEV | 2040 | TWh | 229 | Sub_sector | Industry | Steel | Industry (steel) | Energetic | industry_steel_demand_others_energetic | Others | EU | Energy demand | 0 | FEC
SE | TYNDP2026 | HEV | 2040 | TWh | 230 | Sub_sector | Industry | Steel | Industry (steel) | Energetic | industry_steel_demand_ammonia_energetic | Ammonia | EU | Energy demand | 0 | FEC
SE | TYNDP2026 | HEV | 2040 | TWh | 232 | Sub_sector | Transport | Cars | Transport (cars) | Energetic | transport_cars_final_demand_electricity | Electricity | EU | Energy demand | 18.516 | FEC
SE | TYNDP2026 | HEV | 2040 | TWh | 233 | Sub_sector | Transport | Cars | Transport (cars) | Energetic | transport_cars_final_demand_hydrogen | Hydrogen | EU | Energy demand | 0 | FEC
SE | TYNDP2026 | HEV | 2040 | TWh | 234 | Sub_sector | Transport | Cars | Transport (cars) | Energetic | transport_cars_final_demand_methane | Methane | EU | Energy demand | 0 | FEC
SE | TYNDP2026 | HEV | 2040 | TWh | 235 | Sub_sector | Transport | Cars | Transport (cars) | Energetic | transport_cars_final_demand_heat | Heat | EU | Energy demand | 0 | FEC
SE | TYNDP2026 | HEV | 2040 | TWh | 236 | Sub_sector | Transport | Cars | Transport (cars) | Energetic | transport_cars_final_demand_biomass | Biomass | EU | Energy demand | 0 | FEC
SE | TYNDP2026 | HEV | 2040 | TWh | 237 | Sub_sector | Transport | Cars | Transport (cars) | Energetic | transport_cars_final_demand_coal | Solids | EU | Energy demand | 0 | FEC
SE | TYNDP2026 | HEV | 2040 | TWh | 238 | Sub_sector | Transport | Cars | Transport (cars) | Energetic | transport_cars_final_demand_oil | Liquids | EU | Energy demand | 0 | FEC
SE | TYNDP2026 | HEV | 2040 | TWh | 239 | Sub_sector | Transport | Cars | Transport (cars) | Energetic | transport_cars_final_demand_other | Others | EU | Energy demand | 0 | FEC
SE | TYNDP2026 | HEV | 2040 | TWh | 240 | Sub_sector | Transport | Cars | Transport (cars) | Energetic | transport_cars_final_demand_ammonia | Ammonia | EU | Energy demand | 0 | FEC
SE | TYNDP2026 | HEV | 2040 | TWh | 242 | Sub_sector | Transport | Busses | Transport (busses) | Energetic | transport_busses_final_demand_electricity | Electricity | EU | Energy demand | 0 | FEC
SE | TYNDP2026 | HEV | 2040 | TWh | 243 | Sub_sector | Transport | Busses | Transport (busses) | Energetic | transport_busses_final_demand_hydrogen | Hydrogen | EU | Energy demand | 0 | FEC
SE | TYNDP2026 | HEV | 2040 | TWh | 244 | Sub_sector | Transport | Busses | Transport (busses) | Energetic | transport_busses_final_demand_methane | Methane | EU | Energy demand | 0 | FEC
SE | TYNDP2026 | HEV | 2040 | TWh | 245 | Sub_sector | Transport | Busses | Transport (busses) | Energetic | transport_busses_final_demand_heat | Heat | EU | Energy demand | 0 | FEC
SE | TYNDP2026 | HEV | 2040 | TWh | 246 | Sub_sector | Transport | Busses | Transport (busses) | Energetic | transport_busses_final_demand_biomass | Biomass | EU | Energy demand | 0 | FEC
SE | TYNDP2026 | HEV | 2040 | TWh | 247 | Sub_sector | Transport | Busses | Transport (busses) | Energetic | transport_busses_final_demand_coal | Solids | EU | Energy demand | 0 | FEC
SE | TYNDP2026 | HEV | 2040 | TWh | 248 | Sub_sector | Transport | Busses | Transport (busses) | Energetic | transport_busses_final_demand_oil | Liquids | EU | Energy demand | 0 | FEC
SE | TYNDP2026 | HEV | 2040 | TWh | 249 | Sub_sector | Transport | Busses | Transport (busses) | Energetic | transport_busses_final_demand_other | Others | EU | Energy demand | 0 | FEC
SE | TYNDP2026 | HEV | 2040 | TWh | 250 | Sub_sector | Transport | Busses | Transport (busses) | Energetic | transport_busses_final_demand_ammonia | Ammonia | EU | Energy demand | 0 | FEC
SE | TYNDP2026 | HEV | 2040 | TWh | 252 | Sub_sector | Transport | Trucks | Transport (trucks) | Energetic | transport_trucks_final_demand_electricity | Electricity | EU | Energy demand | 3.1168 | FEC
SE | TYNDP2026 | HEV | 2040 | TWh | 253 | Sub_sector | Transport | Trucks | Transport (trucks) | Energetic | transport_trucks_final_demand_hydrogen | Hydrogen | EU | Energy demand | 2.0551 | FEC
SE | TYNDP2026 | HEV | 2040 | TWh | 254 | Sub_sector | Transport | Trucks | Transport (trucks) | Energetic | transport_trucks_final_demand_methane | Methane | EU | Energy demand | 0.81622 | FEC
SE | TYNDP2026 | HEV | 2040 | TWh | 255 | Sub_sector | Transport | Trucks | Transport (trucks) | Energetic | transport_trucks_final_demand_heat | Heat | EU | Energy demand | 0 | FEC
SE | TYNDP2026 | HEV | 2040 | TWh | 256 | Sub_sector | Transport | Trucks | Transport (trucks) | Energetic | transport_trucks_final_demand_biomass | Biomass | EU | Energy demand | 0 | FEC
SE | TYNDP2026 | HEV | 2040 | TWh | 257 | Sub_sector | Transport | Trucks | Transport (trucks) | Energetic | transport_trucks_final_demand_coal | Solids | EU | Energy demand | 0 | FEC
SE | TYNDP2026 | HEV | 2040 | TWh | 258 | Sub_sector | Transport | Trucks | Transport (trucks) | Energetic | transport_trucks_final_demand_oil | Liquids | EU | Energy demand | 8.0579 | FEC
SE | TYNDP2026 | HEV | 2040 | TWh | 259 | Sub_sector | Transport | Trucks | Transport (trucks) | Energetic | transport_trucks_final_demand_other | Others | EU | Energy demand | 0 | FEC
SE | TYNDP2026 | HEV | 2040 | TWh | 260 | Sub_sector | Transport | Trucks | Transport (trucks) | Energetic | transport_trucks_final_demand_ammonia | Ammonia | EU | Energy demand | 0 | FEC
SE | TYNDP2026 | HEV | 2040 | TWh | 262 | Sub_sector | Transport | Vans | Transport (vans) | Energetic | transport_vans_final_demand_electricity | Electricity | EU | Energy demand | 4.5574 | FEC
SE | TYNDP2026 | HEV | 2040 | TWh | 263 | Sub_sector | Transport | Vans | Transport (vans) | Energetic | transport_vans_final_demand_hydrogen | Hydrogen | EU | Energy demand | 1.3183 | FEC
SE | TYNDP2026 | HEV | 2040 | TWh | 264 | Sub_sector | Transport | Vans | Transport (vans) | Energetic | transport_vans_final_demand_methane | Methane | EU | Energy demand | 0 | FEC
SE | TYNDP2026 | HEV | 2040 | TWh | 265 | Sub_sector | Transport | Vans | Transport (vans) | Energetic | transport_vans_final_demand_heat | Heat | EU | Energy demand | 0 | FEC
SE | TYNDP2026 | HEV | 2040 | TWh | 266 | Sub_sector | Transport | Vans | Transport (vans) | Energetic | transport_vans_final_demand_biomass | Biomass | EU | Energy demand | 0 | FEC
SE | TYNDP2026 | HEV | 2040 | TWh | 267 | Sub_sector | Transport | Vans | Transport (vans) | Energetic | transport_vans_final_demand_coal | Solids | EU | Energy demand | 0 | FEC
SE | TYNDP2026 | HEV | 2040 | TWh | 268 | Sub_sector | Transport | Vans | Transport (vans) | Energetic | transport_vans_final_demand_oil | Liquids | EU | Energy demand | 7.0058 | FEC
SE | TYNDP2026 | HEV | 2040 | TWh | 269 | Sub_sector | Transport | Vans | Transport (vans) | Energetic | transport_vans_final_demand_other | Others | EU | Energy demand | 0 | FEC
SE | TYNDP2026 | HEV | 2040 | TWh | 270 | Sub_sector | Transport | Vans | Transport (vans) | Energetic | transport_vans_final_demand_ammonia | Ammonia | EU | Energy demand | 0 | FEC
SE | TYNDP2026 | HEV | 2040 | TWh | 272 | Sub_sector | Transport | Freight trains | Transport (trains) | Energetic | transport_trains_final_demand_electricity | Electricity | EU | Energy demand | 1.0401 | FEC
SE | TYNDP2026 | HEV | 2040 | TWh | 273 | Sub_sector | Transport | Freight trains | Transport (trains) | Energetic | transport_trains_final_demand_hydrogen | Hydrogen | EU | Energy demand | 0.21989 | FEC
SE | TYNDP2026 | HEV | 2040 | TWh | 274 | Sub_sector | Transport | Freight trains | Transport (trains) | Energetic | transport_trains_final_demand_methane | Methane | EU | Energy demand | 0 | FEC
SE | TYNDP2026 | HEV | 2040 | TWh | 275 | Sub_sector | Transport | Freight trains | Transport (trains) | Energetic | transport_trains_final_demand_heat | Heat | EU | Energy demand | 0 | FEC
SE | TYNDP2026 | HEV | 2040 | TWh | 276 | Sub_sector | Transport | Freight trains | Transport (trains) | Energetic | transport_trains_final_demand_biomass | Biomass | EU | Energy demand | 0 | FEC
SE | TYNDP2026 | HEV | 2040 | TWh | 277 | Sub_sector | Transport | Freight trains | Transport (trains) | Energetic | transport_trains_final_demand_coal | Solids | EU | Energy demand | 0 | FEC
SE | TYNDP2026 | HEV | 2040 | TWh | 278 | Sub_sector | Transport | Freight trains | Transport (trains) | Energetic | transport_trains_final_demand_oil | Liquids | EU | Energy demand | 0.12785 | FEC
SE | TYNDP2026 | HEV | 2040 | TWh | 279 | Sub_sector | Transport | Freight trains | Transport (trains) | Energetic | transport_trains_final_demand_other | Others | EU | Energy demand | 0 | FEC
SE | TYNDP2026 | HEV | 2040 | TWh | 280 | Sub_sector | Transport | Freight trains | Transport (trains) | Energetic | transport_trains_final_demand_ammonia | Ammonia | EU | Energy demand | 0 | FEC
SE | TYNDP2026 | HEV | 2040 | TWh | 282 | Sub_sector | Transport | Ships | Transport (ships) | Energetic | transport_ships_final_demand_electricity | Electricity | EU | Energy demand | 0.017734 | FEC
SE | TYNDP2026 | HEV | 2040 | TWh | 283 | Sub_sector | Transport | Ships | Transport (ships) | Energetic | transport_ships_final_demand_hydrogen | Hydrogen | EU | Energy demand | 0.032623 | FEC
SE | TYNDP2026 | HEV | 2040 | TWh | 284 | Sub_sector | Transport | Ships | Transport (ships) | Energetic | transport_ships_final_demand_methane | Methane | EU | Energy demand | 0 | FEC
SE | TYNDP2026 | HEV | 2040 | TWh | 285 | Sub_sector | Transport | Ships | Transport (ships) | Energetic | transport_ships_final_demand_heat | Heat | EU | Energy demand | 0 | FEC
SE | TYNDP2026 | HEV | 2040 | TWh | 286 | Sub_sector | Transport | Ships | Transport (ships) | Energetic | transport_ships_final_demand_biomass | Biomass | EU | Energy demand | 0 | FEC
SE | TYNDP2026 | HEV | 2040 | TWh | 287 | Sub_sector | Transport | Ships | Transport (ships) | Energetic | transport_ships_final_demand_coal | Solids | EU | Energy demand | 0 | FEC
SE | TYNDP2026 | HEV | 2040 | TWh | 288 | Sub_sector | Transport | Ships | Transport (ships) | Energetic | transport_ships_final_demand_oil | Liquids | EU | Energy demand | 0.26674 | FEC
SE | TYNDP2026 | HEV | 2040 | TWh | 289 | Sub_sector | Transport | Ships | Transport (ships) | Energetic | transport_ships_final_demand_other | Others | EU | Energy demand | 0 | FEC
SE | TYNDP2026 | HEV | 2040 | TWh | 290 | Sub_sector | Transport | Ships | Transport (ships) | Energetic | transport_ships_final_demand_ammonia | Ammonia | EU | Energy demand | 0 | FEC
SE | TYNDP2026 | HEV | 2040 | TWh | 292 | Sub_sector | Transport | Planes | Transport (planes) | Energetic | transport_planes_final_demand_electricity | Electricity | EU | Energy demand | 0 | FEC
SE | TYNDP2026 | HEV | 2040 | TWh | 293 | Sub_sector | Transport | Planes | Transport (planes) | Energetic | transport_planes_final_demand_hydrogen | Hydrogen | EU | Energy demand | 0 | FEC
SE | TYNDP2026 | HEV | 2040 | TWh | 294 | Sub_sector | Transport | Planes | Transport (planes) | Energetic | transport_planes_final_demand_methane | Methane | EU | Energy demand | 0 | FEC
SE | TYNDP2026 | HEV | 2040 | TWh | 295 | Sub_sector | Transport | Planes | Transport (planes) | Energetic | transport_planes_final_demand_heat | Heat | EU | Energy demand | 0 | FEC
SE | TYNDP2026 | HEV | 2040 | TWh | 296 | Sub_sector | Transport | Planes | Transport (planes) | Energetic | transport_planes_final_demand_biomass | Biomass | EU | Energy demand | 0 | FEC
SE | TYNDP2026 | HEV | 2040 | TWh | 297 | Sub_sector | Transport | Planes | Transport (planes) | Energetic | transport_planes_final_demand_coal | Solids | EU | Energy demand | 0 | FEC
SE | TYNDP2026 | HEV | 2040 | TWh | 298 | Sub_sector | Transport | Planes | Transport (planes) | Energetic | transport_planes_final_demand_oil | Liquids | EU | Energy demand | 0 | FEC
SE | TYNDP2026 | HEV | 2040 | TWh | 299 | Sub_sector | Transport | Planes | Transport (planes) | Energetic | transport_planes_final_demand_other | Others | EU | Energy demand | 0 | FEC
SE | TYNDP2026 | HEV | 2040 | TWh | 300 | Sub_sector | Transport | Planes | Transport (planes) | Energetic | transport_planes_final_demand_ammonia | Ammonia | EU | Energy demand | 0 | FEC
SE | TYNDP2026 | HEV | 2040 | TWh | 302 | Sub_sector | Transport | Others | Transport (others) | Energetic | transport_other_final_demand_electricity | Electricity | EU | Energy demand | 0 | FEC
SE | TYNDP2026 | HEV | 2040 | TWh | 303 | Sub_sector | Transport | Others | Transport (others) | Energetic | transport_other_final_demand_hydrogen | Hydrogen | EU | Energy demand | 0 | FEC
SE | TYNDP2026 | HEV | 2040 | TWh | 304 | Sub_sector | Transport | Others | Transport (others) | Energetic | transport_other_final_demand_methane | Methane | EU | Energy demand | 0 | FEC
SE | TYNDP2026 | HEV | 2040 | TWh | 305 | Sub_sector | Transport | Others | Transport (others) | Energetic | transport_other_final_demand_heat | Heat | EU | Energy demand | 0 | FEC
SE | TYNDP2026 | HEV | 2040 | TWh | 306 | Sub_sector | Transport | Others | Transport (others) | Energetic | transport_other_final_demand_biomass | Biomass | EU | Energy demand | 0 | FEC
SE | TYNDP2026 | HEV | 2040 | TWh | 307 | Sub_sector | Transport | Others | Transport (others) | Energetic | transport_other_final_demand_coal | Solids | EU | Energy demand | 0 | FEC
SE | TYNDP2026 | HEV | 2040 | TWh | 308 | Sub_sector | Transport | Others | Transport (others) | Energetic | transport_other_final_demand_oil | Liquids | EU | Energy demand | 0 | FEC
SE | TYNDP2026 | HEV | 2040 | TWh | 309 | Sub_sector | Transport | Others | Transport (others) | Energetic | transport_other_final_demand_other | Others | EU | Energy demand | 0 | FEC
SE | TYNDP2026 | HEV | 2040 | TWh | 310 | Sub_sector | Transport | Others | Transport (others) | Energetic | transport_other_final_demand_ammonia | Ammonia | EU | Energy demand | 0 | FEC
SE | TYNDP2026 | HEV | 2040 | TWh | 312 | Sub_sector | International transport | International aviation | Transport (int. aviation) | Energetic | transport_int_aviation_final_demand_electricity | Electricity | EU | Energy demand | 0 | FEC
SE | TYNDP2026 | HEV | 2040 | TWh | 313 | Sub_sector | International transport | International aviation | Transport (int. aviation) | Energetic | transport_int_aviation_final_demand_hydrogen | Hydrogen | EU | Energy demand | 0 | FEC
SE | TYNDP2026 | HEV | 2040 | TWh | 314 | Sub_sector | International transport | International aviation | Transport (int. aviation) | Energetic | transport_int_aviation_final_demand_methane | Methane | EU | Energy demand | 0 | FEC
SE | TYNDP2026 | HEV | 2040 | TWh | 315 | Sub_sector | International transport | International aviation | Transport (int. aviation) | Energetic | transport_int_aviation_final_demand_heat | Heat | EU | Energy demand | 0 | FEC
SE | TYNDP2026 | HEV | 2040 | TWh | 316 | Sub_sector | International transport | International aviation | Transport (int. aviation) | Energetic | transport_int_aviation_final_demand_biofuels | Biomass | EU | Energy demand | 0 | FEC
SE | TYNDP2026 | HEV | 2040 | TWh | 317 | Sub_sector | International transport | International aviation | Transport (int. aviation) | Energetic | transport_int_aviation_final_demand_coal | Solids | EU | Energy demand | 0 | FEC
SE | TYNDP2026 | HEV | 2040 | TWh | 318 | Sub_sector | International transport | International aviation | Transport (int. aviation) | Energetic | transport_int_aviation_final_demand_oil | Liquids | EU | Energy demand | 7.2819 | FEC
SE | TYNDP2026 | HEV | 2040 | TWh | 319 | Sub_sector | International transport | International aviation | Transport (int. aviation) | Energetic | transport_int_aviation_final_demand_other | Others | EU | Energy demand | 0 | FEC
SE | TYNDP2026 | HEV | 2040 | TWh | 320 | Sub_sector | International transport | International aviation | Transport (int. aviation) | Energetic | transport_int_aviation_final_demand_ammonia | Ammonia | EU | Energy demand | 0 | FEC
SE | TYNDP2026 | HEV | 2040 | TWh | 322 | Sub_sector | International transport | International shipping | Transport (int. shipping) | Energetic | transport_int_shipping_final_demand_electricity | Electricity | EU | Energy demand | 0 | not_included_in_FEC
SE | TYNDP2026 | HEV | 2040 | TWh | 323 | Sub_sector | International transport | International shipping | Transport (int. shipping) | Energetic | transport_int_shipping_final_demand_hydrogen | Hydrogen | EU | Energy demand | 4.7148 | not_included_in_FEC
SE | TYNDP2026 | HEV | 2040 | TWh | 324 | Sub_sector | International transport | International shipping | Transport (int. shipping) | Energetic | transport_int_shipping_final_demand_methane | Methane | EU | Energy demand | 8.6702 | not_included_in_FEC
SE | TYNDP2026 | HEV | 2040 | TWh | 325 | Sub_sector | International transport | International shipping | Transport (int. shipping) | Energetic | transport_int_shipping_final_demand_heat | Heat | EU | Energy demand | 0 | not_included_in_FEC
SE | TYNDP2026 | HEV | 2040 | TWh | 326 | Sub_sector | International transport | International shipping | Transport (int. shipping) | Energetic | transport_int_shipping_final_demand_biofuels | Biomass | EU | Energy demand | 0 | not_included_in_FEC
SE | TYNDP2026 | HEV | 2040 | TWh | 327 | Sub_sector | International transport | International shipping | Transport (int. shipping) | Energetic | transport_int_shipping_final_demand_coal | Solids | EU | Energy demand | 0 | not_included_in_FEC
SE | TYNDP2026 | HEV | 2040 | TWh | 328 | Sub_sector | International transport | International shipping | Transport (int. shipping) | Energetic | transport_int_shipping_final_demand_oil | Liquids | EU | Energy demand | 6.4969 | not_included_in_FEC
SE | TYNDP2026 | HEV | 2040 | TWh | 329 | Sub_sector | International transport | International shipping | Transport (int. shipping) | Energetic | transport_int_shipping_final_demand_other | Others | EU | Energy demand | 0 | not_included_in_FEC
SE | TYNDP2026 | HEV | 2040 | TWh | 330 | Sub_sector | International transport | International shipping | Transport (int. shipping) | Energetic | transport_int_shipping_final_demand_ammonia | Ammonia | EU | Energy demand | 0 | not_included_in_FEC
SE | TYNDP2026 | HEV | 2040 | TWh | 332 | Sub_sector | Households | Space heating | Households (heating) | Energetic | households_heating_final_demand_electricity | Electricity | EU | Energy demand | 17.082 | FEC
SE | TYNDP2026 | HEV | 2040 | TWh | 333 | Sub_sector | Households | Space heating | Households (heating) | Energetic | households_heating_final_demand_hydrogen | Hydrogen | EU | Energy demand | 0 | FEC
SE | TYNDP2026 | HEV | 2040 | TWh | 334 | Sub_sector | Households | Space heating | Households (heating) | Energetic | households_heating_final_demand_methane | Methane | EU | Energy demand | 0 | FEC
SE | TYNDP2026 | HEV | 2040 | TWh | 335 | Sub_sector | Households | Space heating | Households (heating) | Energetic | households_heating_final_demand_heat | Heat | EU | Energy demand | 0 | FEC
SE | TYNDP2026 | HEV | 2040 | TWh | 336 | Sub_sector | Households | Space heating | Households (heating) | Energetic | households_heating_final_demand_biomass | Biomass | EU | Energy demand | 0 | FEC
SE | TYNDP2026 | HEV | 2040 | TWh | 337 | Sub_sector | Households | Space heating | Households (heating) | Energetic | households_heating_final_demand_coal | Solids | EU | Energy demand | 0 | FEC
SE | TYNDP2026 | HEV | 2040 | TWh | 338 | Sub_sector | Households | Space heating | Households (heating) | Energetic | households_heating_final_demand_oil | Liquids | EU | Energy demand | 0 | FEC
SE | TYNDP2026 | HEV | 2040 | TWh | 339 | Sub_sector | Households | Space heating | Households (heating) | Energetic | households_heating_final_demand_other | Others | EU | Energy demand | 0 | FEC
SE | TYNDP2026 | HEV | 2040 | TWh | 340 | Sub_sector | Households | Space heating | Households (heating) | Energetic | households_heating_final_demand_ammonia | Ammonia | EU | Energy demand | 0 | FEC
SE | TYNDP2026 | HEV | 2040 | TWh | 343 | Sub_sector | Households | Cooling | Households (cooling) | Energetic | households_cooling_final_demand_electricity | Electricity | EU | Energy demand | 0 | FEC
SE | TYNDP2026 | HEV | 2040 | TWh | 344 | Sub_sector | Households | Cooling | Households (cooling) | Energetic | households_cooling_final_demand_hydrogen | Hydrogen | EU | Energy demand | 0 | FEC
SE | TYNDP2026 | HEV | 2040 | TWh | 345 | Sub_sector | Households | Cooling | Households (cooling) | Energetic | households_cooling_final_demand_methane | Methane | EU | Energy demand | 0 | FEC
SE | TYNDP2026 | HEV | 2040 | TWh | 346 | Sub_sector | Households | Cooling | Households (cooling) | Energetic | households_cooling_final_demand_heat | Heat | EU | Energy demand | 0 | FEC
SE | TYNDP2026 | HEV | 2040 | TWh | 347 | Sub_sector | Households | Cooling | Households (cooling) | Energetic | households_cooling_final_demand_biomass | Biomass | EU | Energy demand | 0 | FEC
SE | TYNDP2026 | HEV | 2040 | TWh | 348 | Sub_sector | Households | Cooling | Households (cooling) | Energetic | households_cooling_final_demand_coal | Solids | EU | Energy demand | 0 | FEC
SE | TYNDP2026 | HEV | 2040 | TWh | 349 | Sub_sector | Households | Cooling | Households (cooling) | Energetic | households_cooling_final_demand_oil | Liquids | EU | Energy demand | 0 | FEC
SE | TYNDP2026 | HEV | 2040 | TWh | 350 | Sub_sector | Households | Cooling | Households (cooling) | Energetic | households_cooling_final_demand_other | Others | EU | Energy demand | 0 | FEC
SE | TYNDP2026 | HEV | 2040 | TWh | 351 | Sub_sector | Households | Cooling | Households (cooling) | Energetic | households_cooling_final_demand_ammonia | Ammonia | EU | Energy demand | 0 | FEC
SE | TYNDP2026 | HEV | 2040 | TWh | 354 | Sub_sector | Households | Hot water | Households (hot water) | Energetic | households_hot_water_final_demand_electricity | Electricity | EU | Energy demand | 6.6683 | FEC
SE | TYNDP2026 | HEV | 2040 | TWh | 355 | Sub_sector | Households | Hot water | Households (hot water) | Energetic | households_hot_water_final_demand_hydrogen | Hydrogen | EU | Energy demand | 0 | FEC
SE | TYNDP2026 | HEV | 2040 | TWh | 356 | Sub_sector | Households | Hot water | Households (hot water) | Energetic | households_hot_water_final_demand_methane | Methane | EU | Energy demand | 0 | FEC
SE | TYNDP2026 | HEV | 2040 | TWh | 357 | Sub_sector | Households | Hot water | Households (hot water) | Energetic | households_hot_water_final_demand_heat | Heat | EU | Energy demand | 0 | FEC
SE | TYNDP2026 | HEV | 2040 | TWh | 358 | Sub_sector | Households | Hot water | Households (hot water) | Energetic | households_hot_water_final_demand_biomass | Biomass | EU | Energy demand | 0 | FEC
SE | TYNDP2026 | HEV | 2040 | TWh | 359 | Sub_sector | Households | Hot water | Households (hot water) | Energetic | households_hot_water_final_demand_coal | Solids | EU | Energy demand | 0 | FEC
SE | TYNDP2026 | HEV | 2040 | TWh | 360 | Sub_sector | Households | Hot water | Households (hot water) | Energetic | households_hot_water_final_demand_oil | Liquids | EU | Energy demand | 0 | FEC
SE | TYNDP2026 | HEV | 2040 | TWh | 361 | Sub_sector | Households | Hot water | Households (hot water) | Energetic | households_hot_water_final_demand_other | Others | EU | Energy demand | 0.11239 | FEC
SE | TYNDP2026 | HEV | 2040 | TWh | 362 | Sub_sector | Households | Hot water | Households (hot water) | Energetic | households_hot_water_final_demand_ammonia | Ammonia | EU | Energy demand | 0 | FEC
SE | TYNDP2026 | HEV | 2040 | TWh | 365 | Sub_sector | Households | Appliances | Households (appliances) | Energetic | households_appliances_final_demand_electricity | Electricity | EU | Energy demand | 14.9473 | FEC
SE | TYNDP2026 | HEV | 2040 | TWh | 366 | Sub_sector | Households | Appliances | Households (appliances) | Energetic | households_appliances_final_demand_hydrogen | Hydrogen | EU | Energy demand | 0 | FEC
SE | TYNDP2026 | HEV | 2040 | TWh | 367 | Sub_sector | Households | Appliances | Households (appliances) | Energetic | households_appliances_final_demand_methane | Methane | EU | Energy demand | 0.013375 | FEC
SE | TYNDP2026 | HEV | 2040 | TWh | 368 | Sub_sector | Households | Appliances | Households (appliances) | Energetic | households_appliances_final_demand_heat | Heat | EU | Energy demand | 0 | FEC
SE | TYNDP2026 | HEV | 2040 | TWh | 369 | Sub_sector | Households | Appliances | Households (appliances) | Energetic | households_appliances_final_demand_biomass | Biomass | EU | Energy demand | 0.014374 | FEC
SE | TYNDP2026 | HEV | 2040 | TWh | 370 | Sub_sector | Households | Appliances | Households (appliances) | Energetic | households_appliances_final_demand_coal | Solids | EU | Energy demand | 0 | FEC
SE | TYNDP2026 | HEV | 2040 | TWh | 371 | Sub_sector | Households | Appliances | Households (appliances) | Energetic | households_appliances_final_demand_oil | Liquids | EU | Energy demand | 0 | FEC
SE | TYNDP2026 | HEV | 2040 | TWh | 372 | Sub_sector | Households | Appliances | Households (appliances) | Energetic | households_appliances_final_demand_other | Others | EU | Energy demand | 0 | FEC
SE | TYNDP2026 | HEV | 2040 | TWh | 373 | Sub_sector | Households | Appliances | Households (appliances) | Energetic | households_appliances_final_demand_ammonia | Ammonia | EU | Energy demand | 0 | FEC
SE | TYNDP2026 | HEV | 2040 | TWh | 375 | Sub_sector | Buildings | Space heating | Buildings (heat) | Energetic | buildings_heat_final_demand_electricity | Electricity | EU | Energy demand | 16.8847 | FEC
SE | TYNDP2026 | HEV | 2040 | TWh | 376 | Sub_sector | Buildings | Space heating | Buildings (heat) | Energetic | buildings_heat_final_demand_hydrogen | Hydrogen | EU | Energy demand | 0 | FEC
SE | TYNDP2026 | HEV | 2040 | TWh | 377 | Sub_sector | Buildings | Space heating | Buildings (heat) | Energetic | buildings_heat_final_demand_methane | Methane | EU | Energy demand | 0 | FEC
SE | TYNDP2026 | HEV | 2040 | TWh | 378 | Sub_sector | Buildings | Space heating | Buildings (heat) | Energetic | buildings_heat_final_demand_heat | Heat | EU | Energy demand | 0 | FEC
SE | TYNDP2026 | HEV | 2040 | TWh | 379 | Sub_sector | Buildings | Space heating | Buildings (heat) | Energetic | buildings_heat_final_demand_biomass | Biomass | EU | Energy demand | 0 | FEC
SE | TYNDP2026 | HEV | 2040 | TWh | 380 | Sub_sector | Buildings | Space heating | Buildings (heat) | Energetic | buildings_heat_final_demand_coal | Solids | EU | Energy demand | 0 | FEC
SE | TYNDP2026 | HEV | 2040 | TWh | 381 | Sub_sector | Buildings | Space heating | Buildings (heat) | Energetic | buildings_heat_final_demand_oil | Liquids | EU | Energy demand | 0 | FEC
SE | TYNDP2026 | HEV | 2040 | TWh | 382 | Sub_sector | Buildings | Space heating | Buildings (heat) | Energetic | buildings_heat_final_demand_other | Others | EU | Energy demand | 0 | FEC
SE | TYNDP2026 | HEV | 2040 | TWh | 383 | Sub_sector | Buildings | Space heating | Buildings (heat) | Energetic | buildings_heat_final_demand_ammonia | Ammonia | EU | Energy demand | 0 | FEC
SE | TYNDP2026 | HEV | 2040 | TWh | 386 | Sub_sector | Buildings | Cooling | Buildings (cooling) | Energetic | buildings_cooling_final_demand_electricity | Electricity | EU | Energy demand | 0.91983 | FEC
SE | TYNDP2026 | HEV | 2040 | TWh | 387 | Sub_sector | Buildings | Cooling | Buildings (cooling) | Energetic | buildings_cooling_final_demand_hydrogen | Hydrogen | EU | Energy demand | 0 | FEC
SE | TYNDP2026 | HEV | 2040 | TWh | 388 | Sub_sector | Buildings | Cooling | Buildings (cooling) | Energetic | buildings_cooling_final_demand_methane | Methane | EU | Energy demand | 0 | FEC
SE | TYNDP2026 | HEV | 2040 | TWh | 389 | Sub_sector | Buildings | Cooling | Buildings (cooling) | Energetic | buildings_cooling_final_demand_heat | Heat | EU | Energy demand | 0 | FEC
SE | TYNDP2026 | HEV | 2040 | TWh | 390 | Sub_sector | Buildings | Cooling | Buildings (cooling) | Energetic | buildings_cooling_final_demand_biomass | Biomass | EU | Energy demand | 0 | FEC
SE | TYNDP2026 | HEV | 2040 | TWh | 391 | Sub_sector | Buildings | Cooling | Buildings (cooling) | Energetic | buildings_cooling_final_demand_coal | Solids | EU | Energy demand | 0 | FEC
SE | TYNDP2026 | HEV | 2040 | TWh | 392 | Sub_sector | Buildings | Cooling | Buildings (cooling) | Energetic | buildings_cooling_final_demand_oil | Liquids | EU | Energy demand | 0 | FEC
SE | TYNDP2026 | HEV | 2040 | TWh | 393 | Sub_sector | Buildings | Cooling | Buildings (cooling) | Energetic | buildings_cooling_final_demand_other | Others | EU | Energy demand | 0 | FEC
SE | TYNDP2026 | HEV | 2040 | TWh | 394 | Sub_sector | Buildings | Cooling | Buildings (cooling) | Energetic | buildings_cooling_final_demand_ammonia | Ammonia | EU | Energy demand | 0 | FEC
SE | TYNDP2026 | HEV | 2040 | TWh | 397 | Sub_sector | Buildings | Appliances | Buildings (appliances) | Energetic | buildings_appliances_final_demand_electricity | Electricity | EU | Energy demand | 19.0668 | FEC
SE | TYNDP2026 | HEV | 2040 | TWh | 398 | Sub_sector | Buildings | Appliances | Buildings (appliances) | Energetic | buildings_appliances_final_demand_hydrogen | Hydrogen | EU | Energy demand | 0 | FEC
SE | TYNDP2026 | HEV | 2040 | TWh | 399 | Sub_sector | Buildings | Appliances | Buildings (appliances) | Energetic | buildings_appliances_final_demand_methane | Methane | EU | Energy demand | 0.27946 | FEC
SE | TYNDP2026 | HEV | 2040 | TWh | 400 | Sub_sector | Buildings | Appliances | Buildings (appliances) | Energetic | buildings_appliances_final_demand_heat | Heat | EU | Energy demand | 0 | FEC
SE | TYNDP2026 | HEV | 2040 | TWh | 401 | Sub_sector | Buildings | Appliances | Buildings (appliances) | Energetic | buildings_appliances_final_demand_biomass | Biomass | EU | Energy demand | 0 | FEC
SE | TYNDP2026 | HEV | 2040 | TWh | 402 | Sub_sector | Buildings | Appliances | Buildings (appliances) | Energetic | buildings_appliances_final_demand_coal | Solids | EU | Energy demand | 0 | FEC
SE | TYNDP2026 | HEV | 2040 | TWh | 403 | Sub_sector | Buildings | Appliances | Buildings (appliances) | Energetic | buildings_appliances_final_demand_oil | Liquids | EU | Energy demand | 0 | FEC
SE | TYNDP2026 | HEV | 2040 | TWh | 404 | Sub_sector | Buildings | Appliances | Buildings (appliances) | Energetic | buildings_appliances_final_demand_other | Others | EU | Energy demand | 0 | FEC
SE | TYNDP2026 | HEV | 2040 | TWh | 405 | Sub_sector | Buildings | Appliances | Buildings (appliances) | Energetic | buildings_appliances_final_demand_ammonia | Ammonia | EU | Energy demand | 0 | FEC
SE | TYNDP2026 | HEV | 2040 | TWh | 407 | Sub_sector | Buildings | Datacenters | Datacenters & ICT | Energetic | datacentres_final_demand_electricity_energetic | Electricity | EU | Energy demand | 16.3609 | FEC
SE | TYNDP2026 | HEV | 2040 | TWh | 408 | Sub_sector | Buildings | Datacenters | Datacenters & ICT | Energetic | datacentres_final_demand_hydrogen_energetic | Hydrogen | EU | Energy demand | 0 | FEC
SE | TYNDP2026 | HEV | 2040 | TWh | 409 | Sub_sector | Buildings | Datacenters | Datacenters & ICT | Energetic | datacentres_final_demand_methane_energetic | Methane | EU | Energy demand | 0 | FEC
SE | TYNDP2026 | HEV | 2040 | TWh | 410 | Sub_sector | Buildings | Datacenters | Datacenters & ICT | Energetic | datacentres_final_demand_heat_energetic | Heat | EU | Energy demand | 0 | FEC
SE | TYNDP2026 | HEV | 2040 | TWh | 411 | Sub_sector | Buildings | Datacenters | Datacenters & ICT | Energetic | datacentres_final_demand_biomass_energetic | Biomass | EU | Energy demand | 0 | FEC
SE | TYNDP2026 | HEV | 2040 | TWh | 412 | Sub_sector | Buildings | Datacenters | Datacenters & ICT | Energetic | datacentres_final_demand_coal_energetic | Solids | EU | Energy demand | 0 | FEC
SE | TYNDP2026 | HEV | 2040 | TWh | 413 | Sub_sector | Buildings | Datacenters | Datacenters & ICT | Energetic | datacentres_final_demand_oil_energetic | Liquids | EU | Energy demand | 0 | FEC
SE | TYNDP2026 | HEV | 2040 | TWh | 414 | Sub_sector | Buildings | Datacenters | Datacenters & ICT | Energetic | datacentres_final_demand_other_energetic | Others | EU | Energy demand | 0 | FEC
SE | TYNDP2026 | HEV | 2040 | TWh | 415 | Sub_sector | Buildings | Datacenters | Datacenters & ICT | Energetic | datacentres_final_demand_ammonia_energetic | Ammonia | EU | Energy demand | 0 | FEC
SE | TYNDP2026 | HEV | 2040 | TWh | 417 | Sub_sector | Transport | Others_Sector | Others_Sector | Energetic | other_final_demand_electricity_energetic | Electricity | EU | Energy demand | 0 | FEC
SE | TYNDP2026 | HEV | 2040 | TWh | 418 | Sub_sector | Transport | Others_Sector | Others_Sector | Energetic | other_final_demand_hydrogen_energetic | Hydrogen | EU | Energy demand | 0 | FEC
SE | TYNDP2026 | HEV | 2040 | TWh | 419 | Sub_sector | Transport | Pipeline Transport | Others_Sector | Energetic | other_final_demand_methane_energetic | Methane | EU | Energy demand | 0 | FEC
SE | TYNDP2026 | HEV | 2040 | TWh | 420 | Sub_sector | Transport | Others_Sector | Others_Sector | Energetic | other_final_demand_heat_energetic | Heat | EU | Energy demand | 0 | FEC
SE | TYNDP2026 | HEV | 2040 | TWh | 421 | Sub_sector | Transport | Others_Sector | Others_Sector | Energetic | other_final_demand_biomass_energetic | Biomass | EU | Energy demand | 0 | FEC
SE | TYNDP2026 | HEV | 2040 | TWh | 422 | Sub_sector | Transport | Others_Sector | Others_Sector | Energetic | other_final_demand_coal_energetic | Solids | EU | Energy demand | 0 | FEC
SE | TYNDP2026 | HEV | 2040 | TWh | 423 | Sub_sector | Transport | Others_Sector | Others_Sector | Energetic | other_final_demand_oil_energetic | Liquids | EU | Energy demand | 0 | FEC
SE | TYNDP2026 | HEV | 2040 | TWh | 424 | Sub_sector | Others_Sector | Others_Sector | Others_Sector | Non-energetic | other_final_demand_oil_non_energetic | Liquids | EU | Energy demand | 0 | not_included_in_FEC
SE | TYNDP2026 | HEV | 2040 | TWh | 425 | Sub_sector | Transport | Others_Sector | Others_Sector | Energetic | other_final_demand_other_energetic | Others | EU | Energy demand | 0 | FEC
SE | TYNDP2026 | HEV | 2040 | TWh | 426 | Sub_sector | Transport | Others_Sector | Others_Sector | Energetic | other_final_demand_ammonia_energetic | Ammonia | EU | Energy demand | 0 | FEC
SE | TYNDP2026 | HEV | 2040 | TWh | 427 | Sub_sector | Industry | Surplus_Heat_in_Industry | Surplus_Heat_in_Industry | Energetic | final_demand_of_industry_unused_local_production_steam_hot_water | Heat | EU | Energy demand | 0.38823 | FEC
SE | TYNDP2026 | HEV | 2040 | TWh | 429 | Sub_sector | Agriculture | Total | Agriculture | Energetic | agriculture_final_demand_electricity_energetic | Electricity | EU | Energy demand | 1.1925 | FEC
SE | TYNDP2026 | HEV | 2040 | TWh | 430 | Sub_sector | Agriculture | Total | Agriculture | Energetic | agriculture_final_demand_hydrogen_energetic | Hydrogen | EU | Energy demand | 0 | FEC
SE | TYNDP2026 | HEV | 2040 | TWh | 431 | Sub_sector | Agriculture | Total | Agriculture | Energetic | agriculture_final_demand_methane_energetic | Methane | EU | Energy demand | 0.23737 | FEC
SE | TYNDP2026 | HEV | 2040 | TWh | 432 | Sub_sector | Agriculture | Total | Agriculture | Energetic | agriculture_final_demand_heat_energetic | Heat | EU | Energy demand | 0.089107 | FEC
SE | TYNDP2026 | HEV | 2040 | TWh | 433 | Sub_sector | Agriculture | Total | Agriculture | Energetic | agriculture_final_demand_biomass_energetic | Biomass | EU | Energy demand | 2.7223 | FEC
SE | TYNDP2026 | HEV | 2040 | TWh | 434 | Sub_sector | Agriculture | Total | Agriculture | Energetic | agriculture_final_demand_coal_energetic | Solids | EU | Energy demand | 0 | FEC
SE | TYNDP2026 | HEV | 2040 | TWh | 435 | Sub_sector | Agriculture | Total | Agriculture | Energetic | agriculture_final_demand_oil_energetic | Liquids | EU | Energy demand | 1.4028 | FEC
SE | TYNDP2026 | HEV | 2040 | TWh | 436 | Sub_sector | Agriculture | Total | Agriculture | Energetic | agriculture_final_demand_other_energetic | Others | EU | Energy demand | 0 | FEC
SE | TYNDP2026 | HEV | 2040 | TWh | 437 | Sub_sector | Agriculture | Total | Agriculture | Energetic | agriculture_final_demand_ammonia_energetic | Ammonia | EU | Energy demand | 0 | FEC
SE | TYNDP2026 | HEV | 2040 | TWh | 447 | Sub_sector | Buildings | Surplus Energy | Buildings | Energetic | GAP | Electricity | EU | Energy demand | 0 | FEC
SE | TYNDP2026 | HEV | 2040 | TWh | 448 | Sub_sector | Buildings | Surplus Energy | Buildings | Energetic | GAP | Hydrogen | EU | Energy demand | 0 | FEC
SE | TYNDP2026 | HEV | 2040 | TWh | 449 | Sub_sector | Buildings | Surplus Energy | Buildings | Energetic | GAP | Methane | EU | Energy demand | 0 | FEC
SE | TYNDP2026 | HEV | 2040 | TWh | 450 | Sub_sector | Buildings | Surplus Energy | Buildings | Energetic | GAP | Heat | EU | Energy demand | 0 | FEC
SE | TYNDP2026 | HEV | 2040 | TWh | 451 | Sub_sector | Buildings | Surplus Energy | Buildings | Energetic | GAP | Biomass | EU | Energy demand | 0.0020706 | FEC
SE | TYNDP2026 | HEV | 2040 | TWh | 452 | Sub_sector | Buildings | Surplus Energy | Buildings | Energetic | GAP | Solids | EU | Energy demand | 0 | FEC
SE | TYNDP2026 | HEV | 2040 | TWh | 453 | Sub_sector | Buildings | Surplus Energy | Buildings | Energetic | GAP | Liquids | EU | Energy demand | 0.54353 | FEC
SE | TYNDP2026 | HEV | 2040 | TWh | 454 | Sub_sector | Buildings | Surplus Energy | Buildings | Energetic | GAP | Others | EU | Energy demand | 0 | FEC
SE | TYNDP2026 | HEV | 2040 | TWh | 455 | Sub_sector | Buildings | Surplus Energy | Buildings | Energetic | GAP | Ammonia | EU | Energy demand | 0 | FEC
SE | TYNDP2026 | HEV | 2040 | TWh | 456 | Sub_sector | Households | Surplus Energy | Households | Energetic | GAP | Electricity | EU | Energy demand | 0 | FEC
SE | TYNDP2026 | HEV | 2040 | TWh | 457 | Sub_sector | Households | Surplus Energy | Households | Energetic | GAP | Hydrogen | EU | Energy demand | 0 | FEC
SE | TYNDP2026 | HEV | 2040 | TWh | 458 | Sub_sector | Households | Surplus Energy | Households | Energetic | GAP | Methane | EU | Energy demand | 0 | FEC
SE | TYNDP2026 | HEV | 2040 | TWh | 459 | Sub_sector | Households | Surplus Energy | Households | Energetic | GAP | Heat | EU | Energy demand | 0 | FEC
SE | TYNDP2026 | HEV | 2040 | TWh | 460 | Sub_sector | Households | Surplus Energy | Households | Energetic | GAP | Biomass | EU | Energy demand | 0 | FEC
SE | TYNDP2026 | HEV | 2040 | TWh | 461 | Sub_sector | Households | Surplus Energy | Households | Energetic | GAP | Solids | EU | Energy demand | 0 | FEC
SE | TYNDP2026 | HEV | 2040 | TWh | 462 | Sub_sector | Households | Surplus Energy | Households | Energetic | GAP | Liquids | EU | Energy demand | 0 | FEC
SE | TYNDP2026 | HEV | 2040 | TWh | 463 | Sub_sector | Households | Surplus Energy | Households | Energetic | GAP | Others | EU | Energy demand | 0 | FEC
SE | TYNDP2026 | HEV | 2040 | TWh | 464 | Sub_sector | Households | Surplus Energy | Households | Energetic | GAP | Ammonia | EU | Energy demand | 0 | FEC
SE | TYNDP2026 | LEV | 2035 | TWh | 102 | Sub_sector | Industry | Aluminium | Industry (aluminium) | Energetic | industry_aluminium_demand_electricity_energetic | Electricity | EU | Energy demand | 8.9004 | FEC
SE | TYNDP2026 | LEV | 2035 | TWh | 103 | Sub_sector | Industry | Aluminium | Industry (aluminium) | Energetic | industry_aluminium_demand_hydrogen_energetic | Hydrogen | EU | Energy demand | 0 | FEC
SE | TYNDP2026 | LEV | 2035 | TWh | 104 | Sub_sector | Industry | Aluminium | Industry (aluminium) | Energetic | industry_aluminium_demand_methane_energetic | Methane | EU | Energy demand | 0.60528 | FEC
SE | TYNDP2026 | LEV | 2035 | TWh | 105 | Sub_sector | Industry | Aluminium | Industry (aluminium) | Energetic | industry_aluminium_demand_heat_energetic | Heat | EU | Energy demand | 0 | FEC
SE | TYNDP2026 | LEV | 2035 | TWh | 106 | Sub_sector | Industry | Aluminium | Industry (aluminium) | Energetic | industry_aluminium_demand_biomass_energetic | Biomass | EU | Energy demand | 0 | FEC
SE | TYNDP2026 | LEV | 2035 | TWh | 107 | Sub_sector | Industry | Aluminium | Industry (aluminium) | Energetic | industry_aluminium_demand_coal_energetic | Solids | EU | Energy demand | 0 | FEC
SE | TYNDP2026 | LEV | 2035 | TWh | 108 | Sub_sector | Industry | Aluminium | Industry (aluminium) | Energetic | industry_aluminium_demand_oil_energetic | Liquids | EU | Energy demand | 0 | FEC
SE | TYNDP2026 | LEV | 2035 | TWh | 109 | Sub_sector | Industry | Aluminium | Industry (aluminium) | Energetic | industry_aluminium_demand_others_energetic | Others | EU | Energy demand | 0 | FEC
SE | TYNDP2026 | LEV | 2035 | TWh | 110 | Sub_sector | Industry | Aluminium | Industry (aluminium) | Energetic | industry_ammonia_demand_others_energetic | Ammonia | EU | Energy demand | 0 | FEC
SE | TYNDP2026 | LEV | 2035 | TWh | 112 | Sub_sector | Industry | Chemicals | Industry (chemicals, energetic) | Energetic | industry_chemical_demand_electricity_energetic | Electricity | EU | Energy demand | 4.6346 | FEC
SE | TYNDP2026 | LEV | 2035 | TWh | 113 | Sub_sector | Industry | Chemicals | Industry (chemicals, energetic) | Energetic | industry_chemical_demand_hydrogen_energetic | Hydrogen | EU | Energy demand | 0.12729 | FEC
SE | TYNDP2026 | LEV | 2035 | TWh | 114 | Sub_sector | Industry | Chemicals | Industry (chemicals, energetic) | Energetic | industry_chemical_demand_methane_energetic | Methane | EU | Energy demand | 0.30839 | FEC
SE | TYNDP2026 | LEV | 2035 | TWh | 115 | Sub_sector | Industry | Chemicals | Industry (chemicals, energetic) | Energetic | industry_chemical_demand_heat_energetic | Heat | EU | Energy demand | 0.14988 | FEC
SE | TYNDP2026 | LEV | 2035 | TWh | 116 | Sub_sector | Industry | Chemicals | Industry (chemicals, energetic) | Energetic | industry_chemical_demand_biomass_energetic | Biomass | EU | Energy demand | 0.2576 | FEC
SE | TYNDP2026 | LEV | 2035 | TWh | 117 | Sub_sector | Industry | Chemicals | Industry (chemicals, energetic) | Energetic | industry_chemical_demand_coal_energetic | Solids | EU | Energy demand | 0.0078474 | FEC
SE | TYNDP2026 | LEV | 2035 | TWh | 118 | Sub_sector | Industry | Chemicals | Industry (chemicals, energetic) | Energetic | industry_chemical_demand_oil_energetic | Liquids | EU | Energy demand | 0.0075638 | FEC
SE | TYNDP2026 | LEV | 2035 | TWh | 119 | Sub_sector | Industry | Chemicals | Industry (chemicals, energetic) | Energetic | industry_chemical_demand_others_energetic | Others | EU | Energy demand | 0 | FEC
SE | TYNDP2026 | LEV | 2035 | TWh | 120 | Sub_sector | Industry | Chemicals | Industry (chemicals, energetic) | Energetic | industry_chemical_demand_ammonia_energetic | Ammonia | EU | Energy demand | 0 | FEC
SE | TYNDP2026 | LEV | 2035 | TWh | 122 | Sub_sector | Industry | Chemicals | Industry (chemicals, non-energetic) | Non-energetic | industry_chemical_demand_electricity_non_energetic | Electricity | EU | Energy demand | 0 | not_included_in_FEC
SE | TYNDP2026 | LEV | 2035 | TWh | 123 | Sub_sector | Industry | Chemicals | Industry (chemicals, non-energetic) | Non-energetic | industry_chemical_demand_hydrogen_non_energetic | Hydrogen | EU | Energy demand | 9.1841 | not_included_in_FEC
SE | TYNDP2026 | LEV | 2035 | TWh | 124 | Sub_sector | Industry | Chemicals | Industry (chemicals, non-energetic) | Non-energetic | industry_chemical_demand_methane_non_energetic | Methane | EU | Energy demand | 0.51023 | not_included_in_FEC
SE | TYNDP2026 | LEV | 2035 | TWh | 125 | Sub_sector | Industry | Chemicals | Industry (chemicals, non-energetic) | Non-energetic | industry_chemical_demand_heat_non_energetic | Heat | EU | Energy demand | 0 | not_included_in_FEC
SE | TYNDP2026 | LEV | 2035 | TWh | 126 | Sub_sector | Industry | Chemicals | Industry (chemicals, non-energetic) | Non-energetic | industry_chemical_demand_biomass_non_energetic | Biomass | EU | Energy demand | 3.0614 | not_included_in_FEC
SE | TYNDP2026 | LEV | 2035 | TWh | 127 | Sub_sector | Industry | Chemicals | Industry (chemicals, non-energetic) | Non-energetic | industry_chemical_demand_coal_non_energetic | Solids | EU | Energy demand | 0 | not_included_in_FEC
SE | TYNDP2026 | LEV | 2035 | TWh | 128 | Sub_sector | Industry | Chemicals | Industry (chemicals, non-energetic) | Non-energetic | industry_chemical_demand_oil_non_energetic | Liquids | EU | Energy demand | 7.6534 | not_included_in_FEC
SE | TYNDP2026 | LEV | 2035 | TWh | 129 | Sub_sector | Industry | Chemicals | Industry (chemicals, non-energetic) | Non-energetic | industry_chemical_demand_others_non_energetic | Others | EU | Energy demand | 0 | not_included_in_FEC
SE | TYNDP2026 | LEV | 2035 | TWh | 130 | Sub_sector | Industry | Chemicals | Industry (chemicals, non-energetic) | Non-energetic | industry_chemical_demand_ammonia_non_energetic | Ammonia | EU | Energy demand | 0 | not_included_in_FEC
SE | TYNDP2026 | LEV | 2035 | TWh | 132 | Sub_sector | Industry | Fertilizers | Industry (fertilizers, energetic) | Energetic | industry_fertilizers_demand_electricity_energetic | Electricity | EU | Energy demand | 0 | FEC
SE | TYNDP2026 | LEV | 2035 | TWh | 133 | Sub_sector | Industry | Fertilizers | Industry (fertilizers, energetic) | Energetic | industry_fertilizers_demand_hydrogen_energetic | Hydrogen | EU | Energy demand | 0 | FEC
SE | TYNDP2026 | LEV | 2035 | TWh | 134 | Sub_sector | Industry | Fertilizers | Industry (fertilizers, energetic) | Energetic | industry_fertilizers_demand_methane_energetic | Methane | EU | Energy demand | 0 | FEC
SE | TYNDP2026 | LEV | 2035 | TWh | 135 | Sub_sector | Industry | Fertilizers | Industry (fertilizers, energetic) | Energetic | industry_fertilizers_demand_heat_energetic | Heat | EU | Energy demand | 0 | FEC
SE | TYNDP2026 | LEV | 2035 | TWh | 136 | Sub_sector | Industry | Fertilizers | Industry (fertilizers, energetic) | Energetic | industry_fertilizers_demand_biomass_energetic | Biomass | EU | Energy demand | 0 | FEC
SE | TYNDP2026 | LEV | 2035 | TWh | 137 | Sub_sector | Industry | Fertilizers | Industry (fertilizers, energetic) | Energetic | industry_fertilizers_demand_coal_energetic | Solids | EU | Energy demand | 0 | FEC
SE | TYNDP2026 | LEV | 2035 | TWh | 138 | Sub_sector | Industry | Fertilizers | Industry (fertilizers, energetic) | Energetic | industry_fertilizers_demand_oil_energetic | Liquids | EU | Energy demand | 0 | FEC
SE | TYNDP2026 | LEV | 2035 | TWh | 139 | Sub_sector | Industry | Fertilizers | Industry (fertilizers, energetic) | Energetic | industry_fertilizers_demand_others_energetic | Others | EU | Energy demand | 0 | FEC
SE | TYNDP2026 | LEV | 2035 | TWh | 140 | Sub_sector | Industry | Fertilizers | Industry (fertilizers, energetic) | Energetic | industry_fertilizers_demand_ammonia_energetic | Ammonia | EU | Energy demand | 0 | FEC
SE | TYNDP2026 | LEV | 2035 | TWh | 142 | Sub_sector | Industry | Fertilizers | Industry (fertilizers, non-energetic) | Non-energetic | industry_fertilizers_demand_electricity_non_energetic | Electricity | EU | Energy demand | 0 | not_included_in_FEC
SE | TYNDP2026 | LEV | 2035 | TWh | 143 | Sub_sector | Industry | Fertilizers | Industry (fertilizers, non-energetic) | Non-energetic | industry_fertilizers_demand_hydrogen_non_energetic | Hydrogen | EU | Energy demand | 0 | not_included_in_FEC
SE | TYNDP2026 | LEV | 2035 | TWh | 144 | Sub_sector | Industry | Fertilizers | Industry (fertilizers, non-energetic) | Non-energetic | industry_fertilizers_demand_methane_non_energetic | Methane | EU | Energy demand | 0 | not_included_in_FEC
SE | TYNDP2026 | LEV | 2035 | TWh | 145 | Sub_sector | Industry | Fertilizers | Industry (fertilizers, non-energetic) | Non-energetic | industry_fertilizers_demand_heat_non_energetic | Heat | EU | Energy demand | 0 | not_included_in_FEC
SE | TYNDP2026 | LEV | 2035 | TWh | 146 | Sub_sector | Industry | Fertilizers | Industry (fertilizers, non-energetic) | Non-energetic | industry_fertilizers_demand_biomass_non_energetic | Biomass | EU | Energy demand | 0 | not_included_in_FEC
SE | TYNDP2026 | LEV | 2035 | TWh | 147 | Sub_sector | Industry | Fertilizers | Industry (fertilizers, non-energetic) | Non-energetic | industry_fertilizers_demand_coal_non_energetic | Solids | EU | Energy demand | 0 | not_included_in_FEC
SE | TYNDP2026 | LEV | 2035 | TWh | 148 | Sub_sector | Industry | Fertilizers | Industry (fertilizers, non-energetic) | Non-energetic | industry_fertilizers_demand_oil_non_energetic | Liquids | EU | Energy demand | 0 | not_included_in_FEC
SE | TYNDP2026 | LEV | 2035 | TWh | 149 | Sub_sector | Industry | Fertilizers | Industry (fertilizers, non-energetic) | Non-energetic | industry_fertilizers_demand_others_non_energetic | Others | EU | Energy demand | 0 | not_included_in_FEC
SE | TYNDP2026 | LEV | 2035 | TWh | 150 | Sub_sector | Industry | Fertilizers | Industry (fertilizers, non-energetic) | Non-energetic | industry_fertilizers_demand_ammonia_non_energetic | Ammonia | EU | Energy demand | 0 | not_included_in_FEC
SE | TYNDP2026 | LEV | 2035 | TWh | 152 | Sub_sector | Industry | Food | Industry (food) | Energetic | industry_food_demand_electricity_energetic | Electricity | EU | Energy demand | 2.2224 | FEC
SE | TYNDP2026 | LEV | 2035 | TWh | 153 | Sub_sector | Industry | Food | Industry (food) | Energetic | industry_food_demand_hydrogen_energetic | Hydrogen | EU | Energy demand | 0 | FEC
SE | TYNDP2026 | LEV | 2035 | TWh | 154 | Sub_sector | Industry | Food | Industry (food) | Energetic | industry_food_demand_methane_energetic | Methane | EU | Energy demand | 0.58258 | FEC
SE | TYNDP2026 | LEV | 2035 | TWh | 155 | Sub_sector | Industry | Food | Industry (food) | Energetic | industry_food_demand_heat_energetic | Heat | EU | Energy demand | 0 | FEC
SE | TYNDP2026 | LEV | 2035 | TWh | 156 | Sub_sector | Industry | Food | Industry (food) | Energetic | industry_food_demand_biomass_energetic | Biomass | EU | Energy demand | 0 | FEC
SE | TYNDP2026 | LEV | 2035 | TWh | 157 | Sub_sector | Industry | Food | Industry (food) | Energetic | industry_food_demand_coal_energetic | Solids | EU | Energy demand | 0 | FEC
SE | TYNDP2026 | LEV | 2035 | TWh | 158 | Sub_sector | Industry | Food | Industry (food) | Energetic | industry_food_demand_oil_energetic | Liquids | EU | Energy demand | 0.031598 | FEC
SE | TYNDP2026 | LEV | 2035 | TWh | 159 | Sub_sector | Industry | Food | Industry (food) | Energetic | industry_food_demand_others_energetic | Others | EU | Energy demand | 0 | FEC
SE | TYNDP2026 | LEV | 2035 | TWh | 160 | Sub_sector | Industry | Food | Industry (food) | Energetic | industry_food_demand_ammonia_energetic | Ammonia | EU | Energy demand | 0 | FEC
SE | TYNDP2026 | LEV | 2035 | TWh | 162 | Sub_sector | Industry | Metals | Industry (metal) | Energetic | industry_metal_demand_electricity_energetic | Electricity | EU | Energy demand | 0.89921 | FEC
SE | TYNDP2026 | LEV | 2035 | TWh | 163 | Sub_sector | Industry | Metals | Industry (metal) | Energetic | industry_metal_demand_hydrogen_energetic | Hydrogen | EU | Energy demand | 0 | FEC
SE | TYNDP2026 | LEV | 2035 | TWh | 164 | Sub_sector | Industry | Metals | Industry (metal) | Energetic | industry_metal_demand_methane_energetic | Methane | EU | Energy demand | 0 | FEC
SE | TYNDP2026 | LEV | 2035 | TWh | 165 | Sub_sector | Industry | Metals | Industry (metal) | Energetic | industry_metal_demand_heat_energetic | Heat | EU | Energy demand | 0 | FEC
SE | TYNDP2026 | LEV | 2035 | TWh | 166 | Sub_sector | Industry | Metals | Industry (metal) | Energetic | industry_metal_demand_biomass_energetic | Biomass | EU | Energy demand | 0 | FEC
SE | TYNDP2026 | LEV | 2035 | TWh | 167 | Sub_sector | Industry | Metals | Industry (metal) | Energetic | industry_metal_demand_coal_energetic | Solids | EU | Energy demand | 0.36215 | FEC
SE | TYNDP2026 | LEV | 2035 | TWh | 168 | Sub_sector | Industry | Metals | Industry (metal) | Energetic | industry_metal_demand_oil_energetic | Liquids | EU | Energy demand | 0.41712 | FEC
SE | TYNDP2026 | LEV | 2035 | TWh | 169 | Sub_sector | Industry | Metals | Industry (metal) | Energetic | industry_metal_demand_others_energetic | Others | EU | Energy demand | 0 | FEC
SE | TYNDP2026 | LEV | 2035 | TWh | 170 | Sub_sector | Industry | Metals | Industry (metal) | Energetic | industry_metal_demand_ammonia_energetic | Ammonia | EU | Energy demand | 0 | FEC
SE | TYNDP2026 | LEV | 2035 | TWh | 172 | Sub_sector | Industry | Others | Industry (other, energetic) | Energetic | industry_other_demand_electricity_energetic | Electricity | EU | Energy demand | 13.3605 | FEC
SE | TYNDP2026 | LEV | 2035 | TWh | 173 | Sub_sector | Industry | Others | Industry (other, energetic) | Energetic | industry_other_demand_hydrogen_energetic | Hydrogen | EU | Energy demand | 2.9303 | FEC
SE | TYNDP2026 | LEV | 2035 | TWh | 174 | Sub_sector | Industry | Others | Industry (other, energetic) | Energetic | industry_other_demand_methane_energetic | Methane | EU | Energy demand | 0 | FEC
SE | TYNDP2026 | LEV | 2035 | TWh | 175 | Sub_sector | Industry | Others | Industry (other, energetic) | Energetic | industry_other_demand_heat_energetic | Heat | EU | Energy demand | 0 | FEC
SE | TYNDP2026 | LEV | 2035 | TWh | 176 | Sub_sector | Industry | Others | Industry (other, energetic) | Energetic | industry_other_demand_biomass_energetic | Biomass | EU | Energy demand | 13.426 | FEC
SE | TYNDP2026 | LEV | 2035 | TWh | 177 | Sub_sector | Industry | Others | Industry (other, energetic) | Energetic | industry_other_demand_coal_energetic | Solids | EU | Energy demand | 1.8759 | FEC
SE | TYNDP2026 | LEV | 2035 | TWh | 178 | Sub_sector | Industry | Others | Industry (other, energetic) | Energetic | industry_other_demand_oil_energetic | Liquids | EU | Energy demand | 1.1536 | FEC
SE | TYNDP2026 | LEV | 2035 | TWh | 179 | Sub_sector | Industry | Others | Industry (other, energetic) | Energetic | industry_other_demand_others_energetic | Others | EU | Energy demand | 0 | FEC
SE | TYNDP2026 | LEV | 2035 | TWh | 180 | Sub_sector | Industry | Others | Industry (other, energetic) | Energetic | industry_other_demand_ammonia_energetic | Ammonia | EU | Energy demand | 0 | FEC
SE | TYNDP2026 | LEV | 2035 | TWh | 182 | Sub_sector | Industry | Others | Industry (other, non-energetic) | Non-energetic | industry_other_demand_electricity_non_energetic | Electricity | EU | Energy demand | 0 | not_included_in_FEC
SE | TYNDP2026 | LEV | 2035 | TWh | 183 | Sub_sector | Industry | Others | Industry (other, non-energetic) | Non-energetic | industry_other_demand_hydrogen_non_energetic | Hydrogen | EU | Energy demand | 22.6469 | not_included_in_FEC
SE | TYNDP2026 | LEV | 2035 | TWh | 184 | Sub_sector | Industry | Others | Industry (other, non-energetic) | Non-energetic | industry_other_demand_methane_non_energetic | Methane | EU | Energy demand | 0 | not_included_in_FEC
SE | TYNDP2026 | LEV | 2035 | TWh | 185 | Sub_sector | Industry | Others | Industry (other, non-energetic) | Non-energetic | industry_other_demand_heat_non_energetic | Heat | EU | Energy demand | 0 | not_included_in_FEC
SE | TYNDP2026 | LEV | 2035 | TWh | 186 | Sub_sector | Industry | Others | Industry (other, non-energetic) | Non-energetic | industry_other_demand_biomass_non_energetic | Biomass | EU | Energy demand | 0 | not_included_in_FEC
SE | TYNDP2026 | LEV | 2035 | TWh | 187 | Sub_sector | Industry | Others | Industry (other, non-energetic) | Non-energetic | industry_other_demand_coal_non_energetic | Solids | EU | Energy demand | 0 | not_included_in_FEC
SE | TYNDP2026 | LEV | 2035 | TWh | 188 | Sub_sector | Industry | Others | Industry (other, non-energetic) | Non-energetic | industry_other_demand_oil_non_energetic | Liquids | EU | Energy demand | 0 | not_included_in_FEC
SE | TYNDP2026 | LEV | 2035 | TWh | 189 | Sub_sector | Industry | Others | Industry (other, non-energetic) | Non-energetic | industry_other_demand_others_non_energetic | Others | EU | Energy demand | 0 | not_included_in_FEC
SE | TYNDP2026 | LEV | 2035 | TWh | 190 | Sub_sector | Industry | Others | Industry (other, non-energetic) | Non-energetic | industry_other_demand_ammonia_non_energetic | Ammonia | EU | Energy demand | 0 | not_included_in_FEC
SE | TYNDP2026 | LEV | 2035 | TWh | 192 | Sub_sector | Industry | Paper | Industry (paper) | Energetic | industry_paper_demand_electricity_energetic | Electricity | EU | Energy demand | 33.3267 | FEC
SE | TYNDP2026 | LEV | 2035 | TWh | 193 | Sub_sector | Industry | Paper | Industry (paper) | Energetic | industry_paper_demand_hydrogen_energetic | Hydrogen | EU | Energy demand | 3.8871 | FEC
SE | TYNDP2026 | LEV | 2035 | TWh | 194 | Sub_sector | Industry | Paper | Industry (paper) | Energetic | industry_paper_demand_methane_energetic | Methane | EU | Energy demand | 5.5529 | FEC
SE | TYNDP2026 | LEV | 2035 | TWh | 195 | Sub_sector | Industry | Paper | Industry (paper) | Energetic | industry_paper_demand_heat_energetic | Heat | EU | Energy demand | 0 | FEC
SE | TYNDP2026 | LEV | 2035 | TWh | 196 | Sub_sector | Industry | Paper | Industry (paper) | Energetic | industry_paper_demand_biomass_energetic | Biomass | EU | Energy demand | 19.4866 | FEC
SE | TYNDP2026 | LEV | 2035 | TWh | 197 | Sub_sector | Industry | Paper | Industry (paper) | Energetic | industry_paper_demand_coal_energetic | Solids | EU | Energy demand | 1.0145 | FEC
SE | TYNDP2026 | LEV | 2035 | TWh | 198 | Sub_sector | Industry | Paper | Industry (paper) | Energetic | industry_paper_demand_oil_energetic | Liquids | EU | Energy demand | 1.8897 | FEC
SE | TYNDP2026 | LEV | 2035 | TWh | 199 | Sub_sector | Industry | Paper | Industry (paper) | Energetic | industry_paper_demand_others_energetic | Others | EU | Energy demand | 0 | FEC
SE | TYNDP2026 | LEV | 2035 | TWh | 200 | Sub_sector | Industry | Paper | Industry (paper) | Energetic | industry_paper_demand_ammonia_energetic | Ammonia | EU | Energy demand | 0 | FEC
SE | TYNDP2026 | LEV | 2035 | TWh | 202 | Sub_sector | Industry | Refineries | Industry (refineries, energetic) | Energetic | industry_refinery_demand_electricity_energetic | Electricity | EU | Energy demand | 0.53822 | not_included_in_FEC
SE | TYNDP2026 | LEV | 2035 | TWh | 203 | Sub_sector | Industry | Refineries | Industry (refineries, energetic) | Energetic | industry_refinery_demand_hydrogen_energetic | Hydrogen | EU | Energy demand | 0.1767 | not_included_in_FEC
SE | TYNDP2026 | LEV | 2035 | TWh | 204 | Sub_sector | Industry | Refineries | Industry (refineries, energetic) | Energetic | industry_refinery_demand_methane_energetic | Methane | EU | Energy demand | 0.21098 | not_included_in_FEC
SE | TYNDP2026 | LEV | 2035 | TWh | 205 | Sub_sector | Industry | Refineries | Industry (refineries, energetic) | Energetic | industry_refinery_demand_heat_energetic | Heat | EU | Energy demand | 0 | not_included_in_FEC
SE | TYNDP2026 | LEV | 2035 | TWh | 206 | Sub_sector | Industry | Refineries | Industry (refineries, energetic) | Energetic | industry_refinery_demand_biomass_energetic | Biomass | EU | Energy demand | 0 | not_included_in_FEC
SE | TYNDP2026 | LEV | 2035 | TWh | 207 | Sub_sector | Industry | Refineries | Industry (refineries, energetic) | Energetic | industry_refinery_demand_coal_energetic | Solids | EU | Energy demand | 0 | not_included_in_FEC
SE | TYNDP2026 | LEV | 2035 | TWh | 208 | Sub_sector | Industry | Refineries | Industry (refineries, energetic) | Energetic | industry_refinery_demand_oil_energetic | Liquids | EU | Energy demand | 1.5719 | not_included_in_FEC
SE | TYNDP2026 | LEV | 2035 | TWh | 209 | Sub_sector | Industry | Refineries | Industry (refineries, energetic) | Energetic | industry_refinery_demand_others_energetic | Others | EU | Energy demand | 0 | not_included_in_FEC
SE | TYNDP2026 | LEV | 2035 | TWh | 210 | Sub_sector | Industry | Refineries | Industry (refineries, energetic) | Energetic | industry_refinery_demand_ammonia_energetic | Ammonia | EU | Energy demand | 0 | not_included_in_FEC
SE | TYNDP2026 | LEV | 2035 | TWh | 212 | Sub_sector | Industry | Refineries | Industry (refineries, non-energetic) | Non-energetic | industry_refinery_demand_electricity_non_energetic | Electricity | EU | Energy demand | 0 | not_included_in_FEC
SE | TYNDP2026 | LEV | 2035 | TWh | 213 | Sub_sector | Industry | Refineries | Industry (refineries, non-energetic) | Non-energetic | industry_refinery_demand_hydrogen_non_energetic | Hydrogen | EU | Energy demand | 0 | not_included_in_FEC
SE | TYNDP2026 | LEV | 2035 | TWh | 214 | Sub_sector | Industry | Refineries | Industry (refineries, non-energetic) | Non-energetic | industry_refinery_demand_methane_non_energetic | Methane | EU | Energy demand | 0 | not_included_in_FEC
SE | TYNDP2026 | LEV | 2035 | TWh | 215 | Sub_sector | Industry | Refineries | Industry (refineries, non-energetic) | Non-energetic | industry_refinery_demand_heat_non_energetic | Heat | EU | Energy demand | 0 | not_included_in_FEC
SE | TYNDP2026 | LEV | 2035 | TWh | 216 | Sub_sector | Industry | Refineries | Industry (refineries, non-energetic) | Non-energetic | industry_refinery_demand_biomass_non_energetic | Biomass | EU | Energy demand | 0 | not_included_in_FEC
SE | TYNDP2026 | LEV | 2035 | TWh | 217 | Sub_sector | Industry | Refineries | Industry (refineries, non-energetic) | Non-energetic | industry_refinery_demand_coal_non_energetic | Solids | EU | Energy demand | 0 | not_included_in_FEC
SE | TYNDP2026 | LEV | 2035 | TWh | 218 | Sub_sector | Industry | Refineries | Industry (refineries, non-energetic) | Non-energetic | industry_refinery_demand_oil_non_energetic | Liquids | EU | Energy demand | 0 | not_included_in_FEC
SE | TYNDP2026 | LEV | 2035 | TWh | 219 | Sub_sector | Industry | Refineries | Industry (refineries, non-energetic) | Non-energetic | industry_refinery_demand_others_non_energetic | Others | EU | Energy demand | 0 | not_included_in_FEC
SE | TYNDP2026 | LEV | 2035 | TWh | 220 | Sub_sector | Industry | Refineries | Industry (refineries, non-energetic) | Non-energetic | industry_refinery_demand_ammonia_non_energetic | Ammonia | EU | Energy demand | 0 | not_included_in_FEC
SE | TYNDP2026 | LEV | 2035 | TWh | 222 | Sub_sector | Industry | Steel | Industry (steel) | Energetic | industry_steel_demand_electricity_energetic | Electricity | EU | Energy demand | 5.6825 | FEC
SE | TYNDP2026 | LEV | 2035 | TWh | 223 | Sub_sector | Industry | Steel | Industry (steel) | Energetic | industry_steel_demand_hydrogen_energetic | Hydrogen | EU | Energy demand | 3.3289 | FEC
SE | TYNDP2026 | LEV | 2035 | TWh | 224 | Sub_sector | Industry | Steel | Industry (steel) | Energetic | industry_steel_demand_methane_energetic | Methane | EU | Energy demand | 1.7623 | FEC
SE | TYNDP2026 | LEV | 2035 | TWh | 225 | Sub_sector | Industry | Steel | Industry (steel) | Energetic | industry_steel_demand_heat_energetic | Heat | EU | Energy demand | 0 | FEC
SE | TYNDP2026 | LEV | 2035 | TWh | 226 | Sub_sector | Industry | Steel | Industry (steel) | Energetic | industry_steel_demand_biomass_energetic | Biomass | EU | Energy demand | 0 | FEC
SE | TYNDP2026 | LEV | 2035 | TWh | 227 | Sub_sector | Industry | Steel | Industry (steel) | Energetic | industry_steel_demand_coal_energetic | Solids | EU | Energy demand | 4.0652 | FEC
SE | TYNDP2026 | LEV | 2035 | TWh | 228 | Sub_sector | Industry | Steel | Industry (steel) | Energetic | industry_steel_demand_oil_energetic | Liquids | EU | Energy demand | 2.0961 | FEC
SE | TYNDP2026 | LEV | 2035 | TWh | 229 | Sub_sector | Industry | Steel | Industry (steel) | Energetic | industry_steel_demand_others_energetic | Others | EU | Energy demand | 0 | FEC
SE | TYNDP2026 | LEV | 2035 | TWh | 230 | Sub_sector | Industry | Steel | Industry (steel) | Energetic | industry_steel_demand_ammonia_energetic | Ammonia | EU | Energy demand | 0 | FEC
SE | TYNDP2026 | LEV | 2035 | TWh | 232 | Sub_sector | Transport | Cars | Transport (cars) | Energetic | transport_cars_final_demand_electricity | Electricity | EU | Energy demand | 14.4728 | FEC
SE | TYNDP2026 | LEV | 2035 | TWh | 233 | Sub_sector | Transport | Cars | Transport (cars) | Energetic | transport_cars_final_demand_hydrogen | Hydrogen | EU | Energy demand | 0 | FEC
SE | TYNDP2026 | LEV | 2035 | TWh | 234 | Sub_sector | Transport | Cars | Transport (cars) | Energetic | transport_cars_final_demand_methane | Methane | EU | Energy demand | 0 | FEC
SE | TYNDP2026 | LEV | 2035 | TWh | 235 | Sub_sector | Transport | Cars | Transport (cars) | Energetic | transport_cars_final_demand_heat | Heat | EU | Energy demand | 0 | FEC
SE | TYNDP2026 | LEV | 2035 | TWh | 236 | Sub_sector | Transport | Cars | Transport (cars) | Energetic | transport_cars_final_demand_biomass | Biomass | EU | Energy demand | 0 | FEC
SE | TYNDP2026 | LEV | 2035 | TWh | 237 | Sub_sector | Transport | Cars | Transport (cars) | Energetic | transport_cars_final_demand_coal | Solids | EU | Energy demand | 0 | FEC
SE | TYNDP2026 | LEV | 2035 | TWh | 238 | Sub_sector | Transport | Cars | Transport (cars) | Energetic | transport_cars_final_demand_oil | Liquids | EU | Energy demand | 0 | FEC
SE | TYNDP2026 | LEV | 2035 | TWh | 239 | Sub_sector | Transport | Cars | Transport (cars) | Energetic | transport_cars_final_demand_other | Others | EU | Energy demand | 0 | FEC
SE | TYNDP2026 | LEV | 2035 | TWh | 240 | Sub_sector | Transport | Cars | Transport (cars) | Energetic | transport_cars_final_demand_ammonia | Ammonia | EU | Energy demand | 0 | FEC
SE | TYNDP2026 | LEV | 2035 | TWh | 242 | Sub_sector | Transport | Busses | Transport (busses) | Energetic | transport_busses_final_demand_electricity | Electricity | EU | Energy demand | 0 | FEC
SE | TYNDP2026 | LEV | 2035 | TWh | 243 | Sub_sector | Transport | Busses | Transport (busses) | Energetic | transport_busses_final_demand_hydrogen | Hydrogen | EU | Energy demand | 0 | FEC
SE | TYNDP2026 | LEV | 2035 | TWh | 244 | Sub_sector | Transport | Busses | Transport (busses) | Energetic | transport_busses_final_demand_methane | Methane | EU | Energy demand | 0 | FEC
SE | TYNDP2026 | LEV | 2035 | TWh | 245 | Sub_sector | Transport | Busses | Transport (busses) | Energetic | transport_busses_final_demand_heat | Heat | EU | Energy demand | 0 | FEC
SE | TYNDP2026 | LEV | 2035 | TWh | 246 | Sub_sector | Transport | Busses | Transport (busses) | Energetic | transport_busses_final_demand_biomass | Biomass | EU | Energy demand | 0 | FEC
SE | TYNDP2026 | LEV | 2035 | TWh | 247 | Sub_sector | Transport | Busses | Transport (busses) | Energetic | transport_busses_final_demand_coal | Solids | EU | Energy demand | 0 | FEC
SE | TYNDP2026 | LEV | 2035 | TWh | 248 | Sub_sector | Transport | Busses | Transport (busses) | Energetic | transport_busses_final_demand_oil | Liquids | EU | Energy demand | 0 | FEC
SE | TYNDP2026 | LEV | 2035 | TWh | 249 | Sub_sector | Transport | Busses | Transport (busses) | Energetic | transport_busses_final_demand_other | Others | EU | Energy demand | 0 | FEC
SE | TYNDP2026 | LEV | 2035 | TWh | 250 | Sub_sector | Transport | Busses | Transport (busses) | Energetic | transport_busses_final_demand_ammonia | Ammonia | EU | Energy demand | 0 | FEC
SE | TYNDP2026 | LEV | 2035 | TWh | 252 | Sub_sector | Transport | Trucks | Transport (trucks) | Energetic | transport_trucks_final_demand_electricity | Electricity | EU | Energy demand | 1.2805 | FEC
SE | TYNDP2026 | LEV | 2035 | TWh | 253 | Sub_sector | Transport | Trucks | Transport (trucks) | Energetic | transport_trucks_final_demand_hydrogen | Hydrogen | EU | Energy demand | 1.1518 | FEC
SE | TYNDP2026 | LEV | 2035 | TWh | 254 | Sub_sector | Transport | Trucks | Transport (trucks) | Energetic | transport_trucks_final_demand_methane | Methane | EU | Energy demand | 1.0393 | FEC
SE | TYNDP2026 | LEV | 2035 | TWh | 255 | Sub_sector | Transport | Trucks | Transport (trucks) | Energetic | transport_trucks_final_demand_heat | Heat | EU | Energy demand | 0 | FEC
SE | TYNDP2026 | LEV | 2035 | TWh | 256 | Sub_sector | Transport | Trucks | Transport (trucks) | Energetic | transport_trucks_final_demand_biomass | Biomass | EU | Energy demand | 0 | FEC
SE | TYNDP2026 | LEV | 2035 | TWh | 257 | Sub_sector | Transport | Trucks | Transport (trucks) | Energetic | transport_trucks_final_demand_coal | Solids | EU | Energy demand | 0 | FEC
SE | TYNDP2026 | LEV | 2035 | TWh | 258 | Sub_sector | Transport | Trucks | Transport (trucks) | Energetic | transport_trucks_final_demand_oil | Liquids | EU | Energy demand | 12.2076 | FEC
SE | TYNDP2026 | LEV | 2035 | TWh | 259 | Sub_sector | Transport | Trucks | Transport (trucks) | Energetic | transport_trucks_final_demand_other | Others | EU | Energy demand | 0 | FEC
SE | TYNDP2026 | LEV | 2035 | TWh | 260 | Sub_sector | Transport | Trucks | Transport (trucks) | Energetic | transport_trucks_final_demand_ammonia | Ammonia | EU | Energy demand | 0 | FEC
SE | TYNDP2026 | LEV | 2035 | TWh | 262 | Sub_sector | Transport | Vans | Transport (vans) | Energetic | transport_vans_final_demand_electricity | Electricity | EU | Energy demand | 2.6659 | FEC
SE | TYNDP2026 | LEV | 2035 | TWh | 263 | Sub_sector | Transport | Vans | Transport (vans) | Energetic | transport_vans_final_demand_hydrogen | Hydrogen | EU | Energy demand | 0.83464 | FEC
SE | TYNDP2026 | LEV | 2035 | TWh | 264 | Sub_sector | Transport | Vans | Transport (vans) | Energetic | transport_vans_final_demand_methane | Methane | EU | Energy demand | 0.17265 | FEC
SE | TYNDP2026 | LEV | 2035 | TWh | 265 | Sub_sector | Transport | Vans | Transport (vans) | Energetic | transport_vans_final_demand_heat | Heat | EU | Energy demand | 0 | FEC
SE | TYNDP2026 | LEV | 2035 | TWh | 266 | Sub_sector | Transport | Vans | Transport (vans) | Energetic | transport_vans_final_demand_biomass | Biomass | EU | Energy demand | 0 | FEC
SE | TYNDP2026 | LEV | 2035 | TWh | 267 | Sub_sector | Transport | Vans | Transport (vans) | Energetic | transport_vans_final_demand_coal | Solids | EU | Energy demand | 0 | FEC
SE | TYNDP2026 | LEV | 2035 | TWh | 268 | Sub_sector | Transport | Vans | Transport (vans) | Energetic | transport_vans_final_demand_oil | Liquids | EU | Energy demand | 11.0997 | FEC
SE | TYNDP2026 | LEV | 2035 | TWh | 269 | Sub_sector | Transport | Vans | Transport (vans) | Energetic | transport_vans_final_demand_other | Others | EU | Energy demand | 0 | FEC
SE | TYNDP2026 | LEV | 2035 | TWh | 270 | Sub_sector | Transport | Vans | Transport (vans) | Energetic | transport_vans_final_demand_ammonia | Ammonia | EU | Energy demand | 0 | FEC
SE | TYNDP2026 | LEV | 2035 | TWh | 272 | Sub_sector | Transport | Freight trains | Transport (trains) | Energetic | transport_trains_final_demand_electricity | Electricity | EU | Energy demand | 1.0101 | FEC
SE | TYNDP2026 | LEV | 2035 | TWh | 273 | Sub_sector | Transport | Freight trains | Transport (trains) | Energetic | transport_trains_final_demand_hydrogen | Hydrogen | EU | Energy demand | 0.15619 | FEC
SE | TYNDP2026 | LEV | 2035 | TWh | 274 | Sub_sector | Transport | Freight trains | Transport (trains) | Energetic | transport_trains_final_demand_methane | Methane | EU | Energy demand | 0 | FEC
SE | TYNDP2026 | LEV | 2035 | TWh | 275 | Sub_sector | Transport | Freight trains | Transport (trains) | Energetic | transport_trains_final_demand_heat | Heat | EU | Energy demand | 0 | FEC
SE | TYNDP2026 | LEV | 2035 | TWh | 276 | Sub_sector | Transport | Freight trains | Transport (trains) | Energetic | transport_trains_final_demand_biomass | Biomass | EU | Energy demand | 0 | FEC
SE | TYNDP2026 | LEV | 2035 | TWh | 277 | Sub_sector | Transport | Freight trains | Transport (trains) | Energetic | transport_trains_final_demand_coal | Solids | EU | Energy demand | 0 | FEC
SE | TYNDP2026 | LEV | 2035 | TWh | 278 | Sub_sector | Transport | Freight trains | Transport (trains) | Energetic | transport_trains_final_demand_oil | Liquids | EU | Energy demand | 0.23486 | FEC
SE | TYNDP2026 | LEV | 2035 | TWh | 279 | Sub_sector | Transport | Freight trains | Transport (trains) | Energetic | transport_trains_final_demand_other | Others | EU | Energy demand | 0 | FEC
SE | TYNDP2026 | LEV | 2035 | TWh | 280 | Sub_sector | Transport | Freight trains | Transport (trains) | Energetic | transport_trains_final_demand_ammonia | Ammonia | EU | Energy demand | 0 | FEC
SE | TYNDP2026 | LEV | 2035 | TWh | 282 | Sub_sector | Transport | Ships | Transport (ships) | Energetic | transport_ships_final_demand_electricity | Electricity | EU | Energy demand | 0.0086457 | FEC
SE | TYNDP2026 | LEV | 2035 | TWh | 283 | Sub_sector | Transport | Ships | Transport (ships) | Energetic | transport_ships_final_demand_hydrogen | Hydrogen | EU | Energy demand | 0.017074 | FEC
SE | TYNDP2026 | LEV | 2035 | TWh | 284 | Sub_sector | Transport | Ships | Transport (ships) | Energetic | transport_ships_final_demand_methane | Methane | EU | Energy demand | 0.038292 | FEC
SE | TYNDP2026 | LEV | 2035 | TWh | 285 | Sub_sector | Transport | Ships | Transport (ships) | Energetic | transport_ships_final_demand_heat | Heat | EU | Energy demand | 0 | FEC
SE | TYNDP2026 | LEV | 2035 | TWh | 286 | Sub_sector | Transport | Ships | Transport (ships) | Energetic | transport_ships_final_demand_biomass | Biomass | EU | Energy demand | 0 | FEC
SE | TYNDP2026 | LEV | 2035 | TWh | 287 | Sub_sector | Transport | Ships | Transport (ships) | Energetic | transport_ships_final_demand_coal | Solids | EU | Energy demand | 0 | FEC
SE | TYNDP2026 | LEV | 2035 | TWh | 288 | Sub_sector | Transport | Ships | Transport (ships) | Energetic | transport_ships_final_demand_oil | Liquids | EU | Energy demand | 0.27043 | FEC
SE | TYNDP2026 | LEV | 2035 | TWh | 289 | Sub_sector | Transport | Ships | Transport (ships) | Energetic | transport_ships_final_demand_other | Others | EU | Energy demand | 0 | FEC
SE | TYNDP2026 | LEV | 2035 | TWh | 290 | Sub_sector | Transport | Ships | Transport (ships) | Energetic | transport_ships_final_demand_ammonia | Ammonia | EU | Energy demand | 0 | FEC
SE | TYNDP2026 | LEV | 2035 | TWh | 292 | Sub_sector | Transport | Planes | Transport (planes) | Energetic | transport_planes_final_demand_electricity | Electricity | EU | Energy demand | 0 | FEC
SE | TYNDP2026 | LEV | 2035 | TWh | 293 | Sub_sector | Transport | Planes | Transport (planes) | Energetic | transport_planes_final_demand_hydrogen | Hydrogen | EU | Energy demand | 0 | FEC
SE | TYNDP2026 | LEV | 2035 | TWh | 294 | Sub_sector | Transport | Planes | Transport (planes) | Energetic | transport_planes_final_demand_methane | Methane | EU | Energy demand | 0 | FEC
SE | TYNDP2026 | LEV | 2035 | TWh | 295 | Sub_sector | Transport | Planes | Transport (planes) | Energetic | transport_planes_final_demand_heat | Heat | EU | Energy demand | 0 | FEC
SE | TYNDP2026 | LEV | 2035 | TWh | 296 | Sub_sector | Transport | Planes | Transport (planes) | Energetic | transport_planes_final_demand_biomass | Biomass | EU | Energy demand | 0 | FEC
SE | TYNDP2026 | LEV | 2035 | TWh | 297 | Sub_sector | Transport | Planes | Transport (planes) | Energetic | transport_planes_final_demand_coal | Solids | EU | Energy demand | 0 | FEC
SE | TYNDP2026 | LEV | 2035 | TWh | 298 | Sub_sector | Transport | Planes | Transport (planes) | Energetic | transport_planes_final_demand_oil | Liquids | EU | Energy demand | 0 | FEC
SE | TYNDP2026 | LEV | 2035 | TWh | 299 | Sub_sector | Transport | Planes | Transport (planes) | Energetic | transport_planes_final_demand_other | Others | EU | Energy demand | 0 | FEC
SE | TYNDP2026 | LEV | 2035 | TWh | 300 | Sub_sector | Transport | Planes | Transport (planes) | Energetic | transport_planes_final_demand_ammonia | Ammonia | EU | Energy demand | 0 | FEC
SE | TYNDP2026 | LEV | 2035 | TWh | 302 | Sub_sector | Transport | Others | Transport (others) | Energetic | transport_other_final_demand_electricity | Electricity | EU | Energy demand | 0 | FEC
SE | TYNDP2026 | LEV | 2035 | TWh | 303 | Sub_sector | Transport | Others | Transport (others) | Energetic | transport_other_final_demand_hydrogen | Hydrogen | EU | Energy demand | 0 | FEC
SE | TYNDP2026 | LEV | 2035 | TWh | 304 | Sub_sector | Transport | Others | Transport (others) | Energetic | transport_other_final_demand_methane | Methane | EU | Energy demand | 0 | FEC
SE | TYNDP2026 | LEV | 2035 | TWh | 305 | Sub_sector | Transport | Others | Transport (others) | Energetic | transport_other_final_demand_heat | Heat | EU | Energy demand | 0 | FEC
SE | TYNDP2026 | LEV | 2035 | TWh | 306 | Sub_sector | Transport | Others | Transport (others) | Energetic | transport_other_final_demand_biomass | Biomass | EU | Energy demand | 0 | FEC
SE | TYNDP2026 | LEV | 2035 | TWh | 307 | Sub_sector | Transport | Others | Transport (others) | Energetic | transport_other_final_demand_coal | Solids | EU | Energy demand | 0 | FEC
SE | TYNDP2026 | LEV | 2035 | TWh | 308 | Sub_sector | Transport | Others | Transport (others) | Energetic | transport_other_final_demand_oil | Liquids | EU | Energy demand | 0 | FEC
SE | TYNDP2026 | LEV | 2035 | TWh | 309 | Sub_sector | Transport | Others | Transport (others) | Energetic | transport_other_final_demand_other | Others | EU | Energy demand | 0 | FEC
SE | TYNDP2026 | LEV | 2035 | TWh | 310 | Sub_sector | Transport | Others | Transport (others) | Energetic | transport_other_final_demand_ammonia | Ammonia | EU | Energy demand | 0 | FEC
SE | TYNDP2026 | LEV | 2035 | TWh | 312 | Sub_sector | International transport | International aviation | Transport (int. aviation) | Energetic | transport_int_aviation_final_demand_electricity | Electricity | EU | Energy demand | 0 | FEC
SE | TYNDP2026 | LEV | 2035 | TWh | 313 | Sub_sector | International transport | International aviation | Transport (int. aviation) | Energetic | transport_int_aviation_final_demand_hydrogen | Hydrogen | EU | Energy demand | 0 | FEC
SE | TYNDP2026 | LEV | 2035 | TWh | 314 | Sub_sector | International transport | International aviation | Transport (int. aviation) | Energetic | transport_int_aviation_final_demand_methane | Methane | EU | Energy demand | 0 | FEC
SE | TYNDP2026 | LEV | 2035 | TWh | 315 | Sub_sector | International transport | International aviation | Transport (int. aviation) | Energetic | transport_int_aviation_final_demand_heat | Heat | EU | Energy demand | 0 | FEC
SE | TYNDP2026 | LEV | 2035 | TWh | 316 | Sub_sector | International transport | International aviation | Transport (int. aviation) | Energetic | transport_int_aviation_final_demand_biofuels | Biomass | EU | Energy demand | 0 | FEC
SE | TYNDP2026 | LEV | 2035 | TWh | 317 | Sub_sector | International transport | International aviation | Transport (int. aviation) | Energetic | transport_int_aviation_final_demand_coal | Solids | EU | Energy demand | 0 | FEC
SE | TYNDP2026 | LEV | 2035 | TWh | 318 | Sub_sector | International transport | International aviation | Transport (int. aviation) | Energetic | transport_int_aviation_final_demand_oil | Liquids | EU | Energy demand | 8.7503 | FEC
SE | TYNDP2026 | LEV | 2035 | TWh | 319 | Sub_sector | International transport | International aviation | Transport (int. aviation) | Energetic | transport_int_aviation_final_demand_other | Others | EU | Energy demand | 0 | FEC
SE | TYNDP2026 | LEV | 2035 | TWh | 320 | Sub_sector | International transport | International aviation | Transport (int. aviation) | Energetic | transport_int_aviation_final_demand_ammonia | Ammonia | EU | Energy demand | 0 | FEC
SE | TYNDP2026 | LEV | 2035 | TWh | 322 | Sub_sector | International transport | International shipping | Transport (int. shipping) | Energetic | transport_int_shipping_final_demand_electricity | Electricity | EU | Energy demand | 0 | not_included_in_FEC
SE | TYNDP2026 | LEV | 2035 | TWh | 323 | Sub_sector | International transport | International shipping | Transport (int. shipping) | Energetic | transport_int_shipping_final_demand_hydrogen | Hydrogen | EU | Energy demand | 2.2278 | not_included_in_FEC
SE | TYNDP2026 | LEV | 2035 | TWh | 324 | Sub_sector | International transport | International shipping | Transport (int. shipping) | Energetic | transport_int_shipping_final_demand_methane | Methane | EU | Energy demand | 5.129 | not_included_in_FEC
SE | TYNDP2026 | LEV | 2035 | TWh | 325 | Sub_sector | International transport | International shipping | Transport (int. shipping) | Energetic | transport_int_shipping_final_demand_heat | Heat | EU | Energy demand | 0 | not_included_in_FEC
SE | TYNDP2026 | LEV | 2035 | TWh | 326 | Sub_sector | International transport | International shipping | Transport (int. shipping) | Energetic | transport_int_shipping_final_demand_biofuels | Biomass | EU | Energy demand | 0 | not_included_in_FEC
SE | TYNDP2026 | LEV | 2035 | TWh | 327 | Sub_sector | International transport | International shipping | Transport (int. shipping) | Energetic | transport_int_shipping_final_demand_coal | Solids | EU | Energy demand | 0 | not_included_in_FEC
SE | TYNDP2026 | LEV | 2035 | TWh | 328 | Sub_sector | International transport | International shipping | Transport (int. shipping) | Energetic | transport_int_shipping_final_demand_oil | Liquids | EU | Energy demand | 13.436 | not_included_in_FEC
SE | TYNDP2026 | LEV | 2035 | TWh | 329 | Sub_sector | International transport | International shipping | Transport (int. shipping) | Energetic | transport_int_shipping_final_demand_other | Others | EU | Energy demand | 0 | not_included_in_FEC
SE | TYNDP2026 | LEV | 2035 | TWh | 330 | Sub_sector | International transport | International shipping | Transport (int. shipping) | Energetic | transport_int_shipping_final_demand_ammonia | Ammonia | EU | Energy demand | 0 | not_included_in_FEC
SE | TYNDP2026 | LEV | 2035 | TWh | 332 | Sub_sector | Households | Space heating | Households (heating) | Energetic | households_heating_final_demand_electricity | Electricity | EU | Energy demand | 19.1964 | FEC
SE | TYNDP2026 | LEV | 2035 | TWh | 333 | Sub_sector | Households | Space heating | Households (heating) | Energetic | households_heating_final_demand_hydrogen | Hydrogen | EU | Energy demand | 0 | FEC
SE | TYNDP2026 | LEV | 2035 | TWh | 334 | Sub_sector | Households | Space heating | Households (heating) | Energetic | households_heating_final_demand_methane | Methane | EU | Energy demand | 0 | FEC
SE | TYNDP2026 | LEV | 2035 | TWh | 335 | Sub_sector | Households | Space heating | Households (heating) | Energetic | households_heating_final_demand_heat | Heat | EU | Energy demand | 0 | FEC
SE | TYNDP2026 | LEV | 2035 | TWh | 336 | Sub_sector | Households | Space heating | Households (heating) | Energetic | households_heating_final_demand_biomass | Biomass | EU | Energy demand | 0 | FEC
SE | TYNDP2026 | LEV | 2035 | TWh | 337 | Sub_sector | Households | Space heating | Households (heating) | Energetic | households_heating_final_demand_coal | Solids | EU | Energy demand | 0 | FEC
SE | TYNDP2026 | LEV | 2035 | TWh | 338 | Sub_sector | Households | Space heating | Households (heating) | Energetic | households_heating_final_demand_oil | Liquids | EU | Energy demand | 0 | FEC
SE | TYNDP2026 | LEV | 2035 | TWh | 339 | Sub_sector | Households | Space heating | Households (heating) | Energetic | households_heating_final_demand_other | Others | EU | Energy demand | 0 | FEC
SE | TYNDP2026 | LEV | 2035 | TWh | 340 | Sub_sector | Households | Space heating | Households (heating) | Energetic | households_heating_final_demand_ammonia | Ammonia | EU | Energy demand | 0 | FEC
SE | TYNDP2026 | LEV | 2035 | TWh | 343 | Sub_sector | Households | Cooling | Households (cooling) | Energetic | households_cooling_final_demand_electricity | Electricity | EU | Energy demand | 0 | FEC
SE | TYNDP2026 | LEV | 2035 | TWh | 344 | Sub_sector | Households | Cooling | Households (cooling) | Energetic | households_cooling_final_demand_hydrogen | Hydrogen | EU | Energy demand | 0 | FEC
SE | TYNDP2026 | LEV | 2035 | TWh | 345 | Sub_sector | Households | Cooling | Households (cooling) | Energetic | households_cooling_final_demand_methane | Methane | EU | Energy demand | 0 | FEC
SE | TYNDP2026 | LEV | 2035 | TWh | 346 | Sub_sector | Households | Cooling | Households (cooling) | Energetic | households_cooling_final_demand_heat | Heat | EU | Energy demand | 0 | FEC
SE | TYNDP2026 | LEV | 2035 | TWh | 347 | Sub_sector | Households | Cooling | Households (cooling) | Energetic | households_cooling_final_demand_biomass | Biomass | EU | Energy demand | 0 | FEC
SE | TYNDP2026 | LEV | 2035 | TWh | 348 | Sub_sector | Households | Cooling | Households (cooling) | Energetic | households_cooling_final_demand_coal | Solids | EU | Energy demand | 0 | FEC
SE | TYNDP2026 | LEV | 2035 | TWh | 349 | Sub_sector | Households | Cooling | Households (cooling) | Energetic | households_cooling_final_demand_oil | Liquids | EU | Energy demand | 0 | FEC
SE | TYNDP2026 | LEV | 2035 | TWh | 350 | Sub_sector | Households | Cooling | Households (cooling) | Energetic | households_cooling_final_demand_other | Others | EU | Energy demand | 0 | FEC
SE | TYNDP2026 | LEV | 2035 | TWh | 351 | Sub_sector | Households | Cooling | Households (cooling) | Energetic | households_cooling_final_demand_ammonia | Ammonia | EU | Energy demand | 0 | FEC
SE | TYNDP2026 | LEV | 2035 | TWh | 354 | Sub_sector | Households | Hot water | Households (hot water) | Energetic | households_hot_water_final_demand_electricity | Electricity | EU | Energy demand | 4.354 | FEC
SE | TYNDP2026 | LEV | 2035 | TWh | 355 | Sub_sector | Households | Hot water | Households (hot water) | Energetic | households_hot_water_final_demand_hydrogen | Hydrogen | EU | Energy demand | 0 | FEC
SE | TYNDP2026 | LEV | 2035 | TWh | 356 | Sub_sector | Households | Hot water | Households (hot water) | Energetic | households_hot_water_final_demand_methane | Methane | EU | Energy demand | 0 | FEC
SE | TYNDP2026 | LEV | 2035 | TWh | 357 | Sub_sector | Households | Hot water | Households (hot water) | Energetic | households_hot_water_final_demand_heat | Heat | EU | Energy demand | 0 | FEC
SE | TYNDP2026 | LEV | 2035 | TWh | 358 | Sub_sector | Households | Hot water | Households (hot water) | Energetic | households_hot_water_final_demand_biomass | Biomass | EU | Energy demand | 0 | FEC
SE | TYNDP2026 | LEV | 2035 | TWh | 359 | Sub_sector | Households | Hot water | Households (hot water) | Energetic | households_hot_water_final_demand_coal | Solids | EU | Energy demand | 0 | FEC
SE | TYNDP2026 | LEV | 2035 | TWh | 360 | Sub_sector | Households | Hot water | Households (hot water) | Energetic | households_hot_water_final_demand_oil | Liquids | EU | Energy demand | 0 | FEC
SE | TYNDP2026 | LEV | 2035 | TWh | 361 | Sub_sector | Households | Hot water | Households (hot water) | Energetic | households_hot_water_final_demand_other | Others | EU | Energy demand | 0.073384 | FEC
SE | TYNDP2026 | LEV | 2035 | TWh | 362 | Sub_sector | Households | Hot water | Households (hot water) | Energetic | households_hot_water_final_demand_ammonia | Ammonia | EU | Energy demand | 0 | FEC
SE | TYNDP2026 | LEV | 2035 | TWh | 365 | Sub_sector | Households | Appliances | Households (appliances) | Energetic | households_appliances_final_demand_electricity | Electricity | EU | Energy demand | 17.4304 | FEC
SE | TYNDP2026 | LEV | 2035 | TWh | 366 | Sub_sector | Households | Appliances | Households (appliances) | Energetic | households_appliances_final_demand_hydrogen | Hydrogen | EU | Energy demand | 0 | FEC
SE | TYNDP2026 | LEV | 2035 | TWh | 367 | Sub_sector | Households | Appliances | Households (appliances) | Energetic | households_appliances_final_demand_methane | Methane | EU | Energy demand | 0.49272 | FEC
SE | TYNDP2026 | LEV | 2035 | TWh | 368 | Sub_sector | Households | Appliances | Households (appliances) | Energetic | households_appliances_final_demand_heat | Heat | EU | Energy demand | 0 | FEC
SE | TYNDP2026 | LEV | 2035 | TWh | 369 | Sub_sector | Households | Appliances | Households (appliances) | Energetic | households_appliances_final_demand_biomass | Biomass | EU | Energy demand | 0.01848 | FEC
SE | TYNDP2026 | LEV | 2035 | TWh | 370 | Sub_sector | Households | Appliances | Households (appliances) | Energetic | households_appliances_final_demand_coal | Solids | EU | Energy demand | 0 | FEC
SE | TYNDP2026 | LEV | 2035 | TWh | 371 | Sub_sector | Households | Appliances | Households (appliances) | Energetic | households_appliances_final_demand_oil | Liquids | EU | Energy demand | 0 | FEC
SE | TYNDP2026 | LEV | 2035 | TWh | 372 | Sub_sector | Households | Appliances | Households (appliances) | Energetic | households_appliances_final_demand_other | Others | EU | Energy demand | 0 | FEC
SE | TYNDP2026 | LEV | 2035 | TWh | 373 | Sub_sector | Households | Appliances | Households (appliances) | Energetic | households_appliances_final_demand_ammonia | Ammonia | EU | Energy demand | 0 | FEC
SE | TYNDP2026 | LEV | 2035 | TWh | 375 | Sub_sector | Buildings | Space heating | Buildings (heat) | Energetic | buildings_heat_final_demand_electricity | Electricity | EU | Energy demand | 16.8847 | FEC
SE | TYNDP2026 | LEV | 2035 | TWh | 376 | Sub_sector | Buildings | Space heating | Buildings (heat) | Energetic | buildings_heat_final_demand_hydrogen | Hydrogen | EU | Energy demand | 0 | FEC
SE | TYNDP2026 | LEV | 2035 | TWh | 377 | Sub_sector | Buildings | Space heating | Buildings (heat) | Energetic | buildings_heat_final_demand_methane | Methane | EU | Energy demand | 0 | FEC
SE | TYNDP2026 | LEV | 2035 | TWh | 378 | Sub_sector | Buildings | Space heating | Buildings (heat) | Energetic | buildings_heat_final_demand_heat | Heat | EU | Energy demand | 0 | FEC
SE | TYNDP2026 | LEV | 2035 | TWh | 379 | Sub_sector | Buildings | Space heating | Buildings (heat) | Energetic | buildings_heat_final_demand_biomass | Biomass | EU | Energy demand | 0 | FEC
SE | TYNDP2026 | LEV | 2035 | TWh | 380 | Sub_sector | Buildings | Space heating | Buildings (heat) | Energetic | buildings_heat_final_demand_coal | Solids | EU | Energy demand | 0 | FEC
SE | TYNDP2026 | LEV | 2035 | TWh | 381 | Sub_sector | Buildings | Space heating | Buildings (heat) | Energetic | buildings_heat_final_demand_oil | Liquids | EU | Energy demand | 0 | FEC
SE | TYNDP2026 | LEV | 2035 | TWh | 382 | Sub_sector | Buildings | Space heating | Buildings (heat) | Energetic | buildings_heat_final_demand_other | Others | EU | Energy demand | 0 | FEC
SE | TYNDP2026 | LEV | 2035 | TWh | 383 | Sub_sector | Buildings | Space heating | Buildings (heat) | Energetic | buildings_heat_final_demand_ammonia | Ammonia | EU | Energy demand | 0 | FEC
SE | TYNDP2026 | LEV | 2035 | TWh | 386 | Sub_sector | Buildings | Cooling | Buildings (cooling) | Energetic | buildings_cooling_final_demand_electricity | Electricity | EU | Energy demand | 0.91292 | FEC
SE | TYNDP2026 | LEV | 2035 | TWh | 387 | Sub_sector | Buildings | Cooling | Buildings (cooling) | Energetic | buildings_cooling_final_demand_hydrogen | Hydrogen | EU | Energy demand | 0 | FEC
SE | TYNDP2026 | LEV | 2035 | TWh | 388 | Sub_sector | Buildings | Cooling | Buildings (cooling) | Energetic | buildings_cooling_final_demand_methane | Methane | EU | Energy demand | 0 | FEC
SE | TYNDP2026 | LEV | 2035 | TWh | 389 | Sub_sector | Buildings | Cooling | Buildings (cooling) | Energetic | buildings_cooling_final_demand_heat | Heat | EU | Energy demand | 0 | FEC
SE | TYNDP2026 | LEV | 2035 | TWh | 390 | Sub_sector | Buildings | Cooling | Buildings (cooling) | Energetic | buildings_cooling_final_demand_biomass | Biomass | EU | Energy demand | 0 | FEC
SE | TYNDP2026 | LEV | 2035 | TWh | 391 | Sub_sector | Buildings | Cooling | Buildings (cooling) | Energetic | buildings_cooling_final_demand_coal | Solids | EU | Energy demand | 0 | FEC
SE | TYNDP2026 | LEV | 2035 | TWh | 392 | Sub_sector | Buildings | Cooling | Buildings (cooling) | Energetic | buildings_cooling_final_demand_oil | Liquids | EU | Energy demand | 0 | FEC
SE | TYNDP2026 | LEV | 2035 | TWh | 393 | Sub_sector | Buildings | Cooling | Buildings (cooling) | Energetic | buildings_cooling_final_demand_other | Others | EU | Energy demand | 0 | FEC
SE | TYNDP2026 | LEV | 2035 | TWh | 394 | Sub_sector | Buildings | Cooling | Buildings (cooling) | Energetic | buildings_cooling_final_demand_ammonia | Ammonia | EU | Energy demand | 0 | FEC
SE | TYNDP2026 | LEV | 2035 | TWh | 397 | Sub_sector | Buildings | Appliances | Buildings (appliances) | Energetic | buildings_appliances_final_demand_electricity | Electricity | EU | Energy demand | 7.9108 | FEC
SE | TYNDP2026 | LEV | 2035 | TWh | 398 | Sub_sector | Buildings | Appliances | Buildings (appliances) | Energetic | buildings_appliances_final_demand_hydrogen | Hydrogen | EU | Energy demand | 0 | FEC
SE | TYNDP2026 | LEV | 2035 | TWh | 399 | Sub_sector | Buildings | Appliances | Buildings (appliances) | Energetic | buildings_appliances_final_demand_methane | Methane | EU | Energy demand | 0.11824 | FEC
SE | TYNDP2026 | LEV | 2035 | TWh | 400 | Sub_sector | Buildings | Appliances | Buildings (appliances) | Energetic | buildings_appliances_final_demand_heat | Heat | EU | Energy demand | 0 | FEC
SE | TYNDP2026 | LEV | 2035 | TWh | 401 | Sub_sector | Buildings | Appliances | Buildings (appliances) | Energetic | buildings_appliances_final_demand_biomass | Biomass | EU | Energy demand | 0 | FEC
SE | TYNDP2026 | LEV | 2035 | TWh | 402 | Sub_sector | Buildings | Appliances | Buildings (appliances) | Energetic | buildings_appliances_final_demand_coal | Solids | EU | Energy demand | 0 | FEC
SE | TYNDP2026 | LEV | 2035 | TWh | 403 | Sub_sector | Buildings | Appliances | Buildings (appliances) | Energetic | buildings_appliances_final_demand_oil | Liquids | EU | Energy demand | 0 | FEC
SE | TYNDP2026 | LEV | 2035 | TWh | 404 | Sub_sector | Buildings | Appliances | Buildings (appliances) | Energetic | buildings_appliances_final_demand_other | Others | EU | Energy demand | 0 | FEC
SE | TYNDP2026 | LEV | 2035 | TWh | 405 | Sub_sector | Buildings | Appliances | Buildings (appliances) | Energetic | buildings_appliances_final_demand_ammonia | Ammonia | EU | Energy demand | 0 | FEC
SE | TYNDP2026 | LEV | 2035 | TWh | 407 | Sub_sector | Buildings | Datacenters | Datacenters & ICT | Energetic | datacentres_final_demand_electricity_energetic | Electricity | EU | Energy demand | 7.9633 | FEC
SE | TYNDP2026 | LEV | 2035 | TWh | 408 | Sub_sector | Buildings | Datacenters | Datacenters & ICT | Energetic | datacentres_final_demand_hydrogen_energetic | Hydrogen | EU | Energy demand | 0 | FEC
SE | TYNDP2026 | LEV | 2035 | TWh | 409 | Sub_sector | Buildings | Datacenters | Datacenters & ICT | Energetic | datacentres_final_demand_methane_energetic | Methane | EU | Energy demand | 0 | FEC
SE | TYNDP2026 | LEV | 2035 | TWh | 410 | Sub_sector | Buildings | Datacenters | Datacenters & ICT | Energetic | datacentres_final_demand_heat_energetic | Heat | EU | Energy demand | 0 | FEC
SE | TYNDP2026 | LEV | 2035 | TWh | 411 | Sub_sector | Buildings | Datacenters | Datacenters & ICT | Energetic | datacentres_final_demand_biomass_energetic | Biomass | EU | Energy demand | 0 | FEC
SE | TYNDP2026 | LEV | 2035 | TWh | 412 | Sub_sector | Buildings | Datacenters | Datacenters & ICT | Energetic | datacentres_final_demand_coal_energetic | Solids | EU | Energy demand | 0 | FEC
SE | TYNDP2026 | LEV | 2035 | TWh | 413 | Sub_sector | Buildings | Datacenters | Datacenters & ICT | Energetic | datacentres_final_demand_oil_energetic | Liquids | EU | Energy demand | 0 | FEC
SE | TYNDP2026 | LEV | 2035 | TWh | 414 | Sub_sector | Buildings | Datacenters | Datacenters & ICT | Energetic | datacentres_final_demand_other_energetic | Others | EU | Energy demand | 0 | FEC
SE | TYNDP2026 | LEV | 2035 | TWh | 415 | Sub_sector | Buildings | Datacenters | Datacenters & ICT | Energetic | datacentres_final_demand_ammonia_energetic | Ammonia | EU | Energy demand | 0 | FEC
SE | TYNDP2026 | LEV | 2035 | TWh | 417 | Sub_sector | Transport | Others_Sector | Others_Sector | Energetic | other_final_demand_electricity_energetic | Electricity | EU | Energy demand | 0 | FEC
SE | TYNDP2026 | LEV | 2035 | TWh | 418 | Sub_sector | Transport | Others_Sector | Others_Sector | Energetic | other_final_demand_hydrogen_energetic | Hydrogen | EU | Energy demand | 0 | FEC
SE | TYNDP2026 | LEV | 2035 | TWh | 419 | Sub_sector | Transport | Pipeline Transport | Others_Sector | Energetic | other_final_demand_methane_energetic | Methane | EU | Energy demand | 0 | FEC
SE | TYNDP2026 | LEV | 2035 | TWh | 420 | Sub_sector | Transport | Others_Sector | Others_Sector | Energetic | other_final_demand_heat_energetic | Heat | EU | Energy demand | 0 | FEC
SE | TYNDP2026 | LEV | 2035 | TWh | 421 | Sub_sector | Transport | Others_Sector | Others_Sector | Energetic | other_final_demand_biomass_energetic | Biomass | EU | Energy demand | 0 | FEC
SE | TYNDP2026 | LEV | 2035 | TWh | 422 | Sub_sector | Transport | Others_Sector | Others_Sector | Energetic | other_final_demand_coal_energetic | Solids | EU | Energy demand | 0 | FEC
SE | TYNDP2026 | LEV | 2035 | TWh | 423 | Sub_sector | Transport | Others_Sector | Others_Sector | Energetic | other_final_demand_oil_energetic | Liquids | EU | Energy demand | 0 | FEC
SE | TYNDP2026 | LEV | 2035 | TWh | 424 | Sub_sector | Others_Sector | Others_Sector | Others_Sector | Non-energetic | other_final_demand_oil_non_energetic | Liquids | EU | Energy demand | 0 | not_included_in_FEC
SE | TYNDP2026 | LEV | 2035 | TWh | 425 | Sub_sector | Transport | Others_Sector | Others_Sector | Energetic | other_final_demand_other_energetic | Others | EU | Energy demand | 0 | FEC
SE | TYNDP2026 | LEV | 2035 | TWh | 426 | Sub_sector | Transport | Others_Sector | Others_Sector | Energetic | other_final_demand_ammonia_energetic | Ammonia | EU | Energy demand | 0 | FEC
SE | TYNDP2026 | LEV | 2035 | TWh | 427 | Sub_sector | Industry | Surplus_Heat_in_Industry | Surplus_Heat_in_Industry | Energetic | final_demand_of_industry_unused_local_production_steam_hot_water | Heat | EU | Energy demand | 0.56871 | FEC
SE | TYNDP2026 | LEV | 2035 | TWh | 429 | Sub_sector | Agriculture | Total | Agriculture | Energetic | agriculture_final_demand_electricity_energetic | Electricity | EU | Energy demand | 1.1495 | FEC
SE | TYNDP2026 | LEV | 2035 | TWh | 430 | Sub_sector | Agriculture | Total | Agriculture | Energetic | agriculture_final_demand_hydrogen_energetic | Hydrogen | EU | Energy demand | 0 | FEC
SE | TYNDP2026 | LEV | 2035 | TWh | 431 | Sub_sector | Agriculture | Total | Agriculture | Energetic | agriculture_final_demand_methane_energetic | Methane | EU | Energy demand | 0.19939 | FEC
SE | TYNDP2026 | LEV | 2035 | TWh | 432 | Sub_sector | Agriculture | Total | Agriculture | Energetic | agriculture_final_demand_heat_energetic | Heat | EU | Energy demand | 0.086308 | FEC
SE | TYNDP2026 | LEV | 2035 | TWh | 433 | Sub_sector | Agriculture | Total | Agriculture | Energetic | agriculture_final_demand_biomass_energetic | Biomass | EU | Energy demand | 2.6775 | FEC
SE | TYNDP2026 | LEV | 2035 | TWh | 434 | Sub_sector | Agriculture | Total | Agriculture | Energetic | agriculture_final_demand_coal_energetic | Solids | EU | Energy demand | 0 | FEC
SE | TYNDP2026 | LEV | 2035 | TWh | 435 | Sub_sector | Agriculture | Total | Agriculture | Energetic | agriculture_final_demand_oil_energetic | Liquids | EU | Energy demand | 1.517 | FEC
SE | TYNDP2026 | LEV | 2035 | TWh | 436 | Sub_sector | Agriculture | Total | Agriculture | Energetic | agriculture_final_demand_other_energetic | Others | EU | Energy demand | 0 | FEC
SE | TYNDP2026 | LEV | 2035 | TWh | 437 | Sub_sector | Agriculture | Total | Agriculture | Energetic | agriculture_final_demand_ammonia_energetic | Ammonia | EU | Energy demand | 0 | FEC
SE | TYNDP2026 | LEV | 2035 | TWh | 447 | Sub_sector | Buildings | Surplus Energy | Buildings | Energetic | GAP | Electricity | EU | Energy demand | 0 | FEC
SE | TYNDP2026 | LEV | 2035 | TWh | 448 | Sub_sector | Buildings | Surplus Energy | Buildings | Energetic | GAP | Hydrogen | EU | Energy demand | 0 | FEC
SE | TYNDP2026 | LEV | 2035 | TWh | 449 | Sub_sector | Buildings | Surplus Energy | Buildings | Energetic | GAP | Methane | EU | Energy demand | 0 | FEC
SE | TYNDP2026 | LEV | 2035 | TWh | 450 | Sub_sector | Buildings | Surplus Energy | Buildings | Energetic | GAP | Heat | EU | Energy demand | 0 | FEC
SE | TYNDP2026 | LEV | 2035 | TWh | 451 | Sub_sector | Buildings | Surplus Energy | Buildings | Energetic | GAP | Biomass | EU | Energy demand | 0.00087601 | FEC
SE | TYNDP2026 | LEV | 2035 | TWh | 452 | Sub_sector | Buildings | Surplus Energy | Buildings | Energetic | GAP | Solids | EU | Energy demand | 0 | FEC
SE | TYNDP2026 | LEV | 2035 | TWh | 453 | Sub_sector | Buildings | Surplus Energy | Buildings | Energetic | GAP | Liquids | EU | Energy demand | 0.22996 | FEC
SE | TYNDP2026 | LEV | 2035 | TWh | 454 | Sub_sector | Buildings | Surplus Energy | Buildings | Energetic | GAP | Others | EU | Energy demand | 0 | FEC
SE | TYNDP2026 | LEV | 2035 | TWh | 455 | Sub_sector | Buildings | Surplus Energy | Buildings | Energetic | GAP | Ammonia | EU | Energy demand | 0 | FEC
SE | TYNDP2026 | LEV | 2035 | TWh | 456 | Sub_sector | Households | Surplus Energy | Households | Energetic | GAP | Electricity | EU | Energy demand | 0 | FEC
SE | TYNDP2026 | LEV | 2035 | TWh | 457 | Sub_sector | Households | Surplus Energy | Households | Energetic | GAP | Hydrogen | EU | Energy demand | 0 | FEC
SE | TYNDP2026 | LEV | 2035 | TWh | 458 | Sub_sector | Households | Surplus Energy | Households | Energetic | GAP | Methane | EU | Energy demand | 0 | FEC
SE | TYNDP2026 | LEV | 2035 | TWh | 459 | Sub_sector | Households | Surplus Energy | Households | Energetic | GAP | Heat | EU | Energy demand | 0 | FEC
SE | TYNDP2026 | LEV | 2035 | TWh | 460 | Sub_sector | Households | Surplus Energy | Households | Energetic | GAP | Biomass | EU | Energy demand | 0 | FEC
SE | TYNDP2026 | LEV | 2035 | TWh | 461 | Sub_sector | Households | Surplus Energy | Households | Energetic | GAP | Solids | EU | Energy demand | 0 | FEC
SE | TYNDP2026 | LEV | 2035 | TWh | 462 | Sub_sector | Households | Surplus Energy | Households | Energetic | GAP | Liquids | EU | Energy demand | 0 | FEC
SE | TYNDP2026 | LEV | 2035 | TWh | 463 | Sub_sector | Households | Surplus Energy | Households | Energetic | GAP | Others | EU | Energy demand | 0 | FEC
SE | TYNDP2026 | LEV | 2035 | TWh | 464 | Sub_sector | Households | Surplus Energy | Households | Energetic | GAP | Ammonia | EU | Energy demand | 0 | FEC
SE | TYNDP2026 | LEV | 2040 | TWh | 102 | Sub_sector | Industry | Aluminium | Industry (aluminium) | Energetic | industry_aluminium_demand_electricity_energetic | Electricity | EU | Energy demand | 22.2385 | FEC
SE | TYNDP2026 | LEV | 2040 | TWh | 103 | Sub_sector | Industry | Aluminium | Industry (aluminium) | Energetic | industry_aluminium_demand_hydrogen_energetic | Hydrogen | EU | Energy demand | 0 | FEC
SE | TYNDP2026 | LEV | 2040 | TWh | 104 | Sub_sector | Industry | Aluminium | Industry (aluminium) | Energetic | industry_aluminium_demand_methane_energetic | Methane | EU | Energy demand | 0.94726 | FEC
SE | TYNDP2026 | LEV | 2040 | TWh | 105 | Sub_sector | Industry | Aluminium | Industry (aluminium) | Energetic | industry_aluminium_demand_heat_energetic | Heat | EU | Energy demand | 0 | FEC
SE | TYNDP2026 | LEV | 2040 | TWh | 106 | Sub_sector | Industry | Aluminium | Industry (aluminium) | Energetic | industry_aluminium_demand_biomass_energetic | Biomass | EU | Energy demand | 0 | FEC
SE | TYNDP2026 | LEV | 2040 | TWh | 107 | Sub_sector | Industry | Aluminium | Industry (aluminium) | Energetic | industry_aluminium_demand_coal_energetic | Solids | EU | Energy demand | 0 | FEC
SE | TYNDP2026 | LEV | 2040 | TWh | 108 | Sub_sector | Industry | Aluminium | Industry (aluminium) | Energetic | industry_aluminium_demand_oil_energetic | Liquids | EU | Energy demand | 0 | FEC
SE | TYNDP2026 | LEV | 2040 | TWh | 109 | Sub_sector | Industry | Aluminium | Industry (aluminium) | Energetic | industry_aluminium_demand_others_energetic | Others | EU | Energy demand | 0 | FEC
SE | TYNDP2026 | LEV | 2040 | TWh | 110 | Sub_sector | Industry | Aluminium | Industry (aluminium) | Energetic | industry_ammonia_demand_others_energetic | Ammonia | EU | Energy demand | 0 | FEC
SE | TYNDP2026 | LEV | 2040 | TWh | 112 | Sub_sector | Industry | Chemicals | Industry (chemicals, energetic) | Energetic | industry_chemical_demand_electricity_energetic | Electricity | EU | Energy demand | 4.9986 | FEC
SE | TYNDP2026 | LEV | 2040 | TWh | 113 | Sub_sector | Industry | Chemicals | Industry (chemicals, energetic) | Energetic | industry_chemical_demand_hydrogen_energetic | Hydrogen | EU | Energy demand | 0.23261 | FEC
SE | TYNDP2026 | LEV | 2040 | TWh | 114 | Sub_sector | Industry | Chemicals | Industry (chemicals, energetic) | Energetic | industry_chemical_demand_methane_energetic | Methane | EU | Energy demand | 0 | FEC
SE | TYNDP2026 | LEV | 2040 | TWh | 115 | Sub_sector | Industry | Chemicals | Industry (chemicals, energetic) | Energetic | industry_chemical_demand_heat_energetic | Heat | EU | Energy demand | 0.15702 | FEC
SE | TYNDP2026 | LEV | 2040 | TWh | 116 | Sub_sector | Industry | Chemicals | Industry (chemicals, energetic) | Energetic | industry_chemical_demand_biomass_energetic | Biomass | EU | Energy demand | 0.35983 | FEC
SE | TYNDP2026 | LEV | 2040 | TWh | 117 | Sub_sector | Industry | Chemicals | Industry (chemicals, energetic) | Energetic | industry_chemical_demand_coal_energetic | Solids | EU | Energy demand | 0 | FEC
SE | TYNDP2026 | LEV | 2040 | TWh | 118 | Sub_sector | Industry | Chemicals | Industry (chemicals, energetic) | Energetic | industry_chemical_demand_oil_energetic | Liquids | EU | Energy demand | 0 | FEC
SE | TYNDP2026 | LEV | 2040 | TWh | 119 | Sub_sector | Industry | Chemicals | Industry (chemicals, energetic) | Energetic | industry_chemical_demand_others_energetic | Others | EU | Energy demand | 0 | FEC
SE | TYNDP2026 | LEV | 2040 | TWh | 120 | Sub_sector | Industry | Chemicals | Industry (chemicals, energetic) | Energetic | industry_chemical_demand_ammonia_energetic | Ammonia | EU | Energy demand | 0 | FEC
SE | TYNDP2026 | LEV | 2040 | TWh | 122 | Sub_sector | Industry | Chemicals | Industry (chemicals, non-energetic) | Non-energetic | industry_chemical_demand_electricity_non_energetic | Electricity | EU | Energy demand | 0 | not_included_in_FEC
SE | TYNDP2026 | LEV | 2040 | TWh | 123 | Sub_sector | Industry | Chemicals | Industry (chemicals, non-energetic) | Non-energetic | industry_chemical_demand_hydrogen_non_energetic | Hydrogen | EU | Energy demand | 17.1048 | not_included_in_FEC
SE | TYNDP2026 | LEV | 2040 | TWh | 124 | Sub_sector | Industry | Chemicals | Industry (chemicals, non-energetic) | Non-energetic | industry_chemical_demand_methane_non_energetic | Methane | EU | Energy demand | 0 | not_included_in_FEC
SE | TYNDP2026 | LEV | 2040 | TWh | 125 | Sub_sector | Industry | Chemicals | Industry (chemicals, non-energetic) | Non-energetic | industry_chemical_demand_heat_non_energetic | Heat | EU | Energy demand | 0 | not_included_in_FEC
SE | TYNDP2026 | LEV | 2040 | TWh | 126 | Sub_sector | Industry | Chemicals | Industry (chemicals, non-energetic) | Non-energetic | industry_chemical_demand_biomass_non_energetic | Biomass | EU | Energy demand | 4.2762 | not_included_in_FEC
SE | TYNDP2026 | LEV | 2040 | TWh | 127 | Sub_sector | Industry | Chemicals | Industry (chemicals, non-energetic) | Non-energetic | industry_chemical_demand_coal_non_energetic | Solids | EU | Energy demand | 0 | not_included_in_FEC
SE | TYNDP2026 | LEV | 2040 | TWh | 128 | Sub_sector | Industry | Chemicals | Industry (chemicals, non-energetic) | Non-energetic | industry_chemical_demand_oil_non_energetic | Liquids | EU | Energy demand | 0 | not_included_in_FEC
SE | TYNDP2026 | LEV | 2040 | TWh | 129 | Sub_sector | Industry | Chemicals | Industry (chemicals, non-energetic) | Non-energetic | industry_chemical_demand_others_non_energetic | Others | EU | Energy demand | 0 | not_included_in_FEC
SE | TYNDP2026 | LEV | 2040 | TWh | 130 | Sub_sector | Industry | Chemicals | Industry (chemicals, non-energetic) | Non-energetic | industry_chemical_demand_ammonia_non_energetic | Ammonia | EU | Energy demand | 0 | not_included_in_FEC
SE | TYNDP2026 | LEV | 2040 | TWh | 132 | Sub_sector | Industry | Fertilizers | Industry (fertilizers, energetic) | Energetic | industry_fertilizers_demand_electricity_energetic | Electricity | EU | Energy demand | 0 | FEC
SE | TYNDP2026 | LEV | 2040 | TWh | 133 | Sub_sector | Industry | Fertilizers | Industry (fertilizers, energetic) | Energetic | industry_fertilizers_demand_hydrogen_energetic | Hydrogen | EU | Energy demand | 0 | FEC
SE | TYNDP2026 | LEV | 2040 | TWh | 134 | Sub_sector | Industry | Fertilizers | Industry (fertilizers, energetic) | Energetic | industry_fertilizers_demand_methane_energetic | Methane | EU | Energy demand | 0 | FEC
SE | TYNDP2026 | LEV | 2040 | TWh | 135 | Sub_sector | Industry | Fertilizers | Industry (fertilizers, energetic) | Energetic | industry_fertilizers_demand_heat_energetic | Heat | EU | Energy demand | 0 | FEC
SE | TYNDP2026 | LEV | 2040 | TWh | 136 | Sub_sector | Industry | Fertilizers | Industry (fertilizers, energetic) | Energetic | industry_fertilizers_demand_biomass_energetic | Biomass | EU | Energy demand | 0 | FEC
SE | TYNDP2026 | LEV | 2040 | TWh | 137 | Sub_sector | Industry | Fertilizers | Industry (fertilizers, energetic) | Energetic | industry_fertilizers_demand_coal_energetic | Solids | EU | Energy demand | 0 | FEC
SE | TYNDP2026 | LEV | 2040 | TWh | 138 | Sub_sector | Industry | Fertilizers | Industry (fertilizers, energetic) | Energetic | industry_fertilizers_demand_oil_energetic | Liquids | EU | Energy demand | 0 | FEC
SE | TYNDP2026 | LEV | 2040 | TWh | 139 | Sub_sector | Industry | Fertilizers | Industry (fertilizers, energetic) | Energetic | industry_fertilizers_demand_others_energetic | Others | EU | Energy demand | 0 | FEC
SE | TYNDP2026 | LEV | 2040 | TWh | 140 | Sub_sector | Industry | Fertilizers | Industry (fertilizers, energetic) | Energetic | industry_fertilizers_demand_ammonia_energetic | Ammonia | EU | Energy demand | 0 | FEC
SE | TYNDP2026 | LEV | 2040 | TWh | 142 | Sub_sector | Industry | Fertilizers | Industry (fertilizers, non-energetic) | Non-energetic | industry_fertilizers_demand_electricity_non_energetic | Electricity | EU | Energy demand | 0 | not_included_in_FEC
SE | TYNDP2026 | LEV | 2040 | TWh | 143 | Sub_sector | Industry | Fertilizers | Industry (fertilizers, non-energetic) | Non-energetic | industry_fertilizers_demand_hydrogen_non_energetic | Hydrogen | EU | Energy demand | 0 | not_included_in_FEC
SE | TYNDP2026 | LEV | 2040 | TWh | 144 | Sub_sector | Industry | Fertilizers | Industry (fertilizers, non-energetic) | Non-energetic | industry_fertilizers_demand_methane_non_energetic | Methane | EU | Energy demand | 0 | not_included_in_FEC
SE | TYNDP2026 | LEV | 2040 | TWh | 145 | Sub_sector | Industry | Fertilizers | Industry (fertilizers, non-energetic) | Non-energetic | industry_fertilizers_demand_heat_non_energetic | Heat | EU | Energy demand | 0 | not_included_in_FEC
SE | TYNDP2026 | LEV | 2040 | TWh | 146 | Sub_sector | Industry | Fertilizers | Industry (fertilizers, non-energetic) | Non-energetic | industry_fertilizers_demand_biomass_non_energetic | Biomass | EU | Energy demand | 0 | not_included_in_FEC
SE | TYNDP2026 | LEV | 2040 | TWh | 147 | Sub_sector | Industry | Fertilizers | Industry (fertilizers, non-energetic) | Non-energetic | industry_fertilizers_demand_coal_non_energetic | Solids | EU | Energy demand | 0 | not_included_in_FEC
SE | TYNDP2026 | LEV | 2040 | TWh | 148 | Sub_sector | Industry | Fertilizers | Industry (fertilizers, non-energetic) | Non-energetic | industry_fertilizers_demand_oil_non_energetic | Liquids | EU | Energy demand | 0 | not_included_in_FEC
SE | TYNDP2026 | LEV | 2040 | TWh | 149 | Sub_sector | Industry | Fertilizers | Industry (fertilizers, non-energetic) | Non-energetic | industry_fertilizers_demand_others_non_energetic | Others | EU | Energy demand | 0 | not_included_in_FEC
SE | TYNDP2026 | LEV | 2040 | TWh | 150 | Sub_sector | Industry | Fertilizers | Industry (fertilizers, non-energetic) | Non-energetic | industry_fertilizers_demand_ammonia_non_energetic | Ammonia | EU | Energy demand | 0 | not_included_in_FEC
SE | TYNDP2026 | LEV | 2040 | TWh | 152 | Sub_sector | Industry | Food | Industry (food) | Energetic | industry_food_demand_electricity_energetic | Electricity | EU | Energy demand | 1.9885 | FEC
SE | TYNDP2026 | LEV | 2040 | TWh | 153 | Sub_sector | Industry | Food | Industry (food) | Energetic | industry_food_demand_hydrogen_energetic | Hydrogen | EU | Energy demand | 0 | FEC
SE | TYNDP2026 | LEV | 2040 | TWh | 154 | Sub_sector | Industry | Food | Industry (food) | Energetic | industry_food_demand_methane_energetic | Methane | EU | Energy demand | 0.43213 | FEC
SE | TYNDP2026 | LEV | 2040 | TWh | 155 | Sub_sector | Industry | Food | Industry (food) | Energetic | industry_food_demand_heat_energetic | Heat | EU | Energy demand | 0 | FEC
SE | TYNDP2026 | LEV | 2040 | TWh | 156 | Sub_sector | Industry | Food | Industry (food) | Energetic | industry_food_demand_biomass_energetic | Biomass | EU | Energy demand | 0 | FEC
SE | TYNDP2026 | LEV | 2040 | TWh | 157 | Sub_sector | Industry | Food | Industry (food) | Energetic | industry_food_demand_coal_energetic | Solids | EU | Energy demand | 0 | FEC
SE | TYNDP2026 | LEV | 2040 | TWh | 158 | Sub_sector | Industry | Food | Industry (food) | Energetic | industry_food_demand_oil_energetic | Liquids | EU | Energy demand | 0.021806 | FEC
SE | TYNDP2026 | LEV | 2040 | TWh | 159 | Sub_sector | Industry | Food | Industry (food) | Energetic | industry_food_demand_others_energetic | Others | EU | Energy demand | 0 | FEC
SE | TYNDP2026 | LEV | 2040 | TWh | 160 | Sub_sector | Industry | Food | Industry (food) | Energetic | industry_food_demand_ammonia_energetic | Ammonia | EU | Energy demand | 0 | FEC
SE | TYNDP2026 | LEV | 2040 | TWh | 162 | Sub_sector | Industry | Metals | Industry (metal) | Energetic | industry_metal_demand_electricity_energetic | Electricity | EU | Energy demand | 0.89921 | FEC
SE | TYNDP2026 | LEV | 2040 | TWh | 163 | Sub_sector | Industry | Metals | Industry (metal) | Energetic | industry_metal_demand_hydrogen_energetic | Hydrogen | EU | Energy demand | 0 | FEC
SE | TYNDP2026 | LEV | 2040 | TWh | 164 | Sub_sector | Industry | Metals | Industry (metal) | Energetic | industry_metal_demand_methane_energetic | Methane | EU | Energy demand | 0 | FEC
SE | TYNDP2026 | LEV | 2040 | TWh | 165 | Sub_sector | Industry | Metals | Industry (metal) | Energetic | industry_metal_demand_heat_energetic | Heat | EU | Energy demand | 0 | FEC
SE | TYNDP2026 | LEV | 2040 | TWh | 166 | Sub_sector | Industry | Metals | Industry (metal) | Energetic | industry_metal_demand_biomass_energetic | Biomass | EU | Energy demand | 0 | FEC
SE | TYNDP2026 | LEV | 2040 | TWh | 167 | Sub_sector | Industry | Metals | Industry (metal) | Energetic | industry_metal_demand_coal_energetic | Solids | EU | Energy demand | 0.36215 | FEC
SE | TYNDP2026 | LEV | 2040 | TWh | 168 | Sub_sector | Industry | Metals | Industry (metal) | Energetic | industry_metal_demand_oil_energetic | Liquids | EU | Energy demand | 0.41712 | FEC
SE | TYNDP2026 | LEV | 2040 | TWh | 169 | Sub_sector | Industry | Metals | Industry (metal) | Energetic | industry_metal_demand_others_energetic | Others | EU | Energy demand | 0 | FEC
SE | TYNDP2026 | LEV | 2040 | TWh | 170 | Sub_sector | Industry | Metals | Industry (metal) | Energetic | industry_metal_demand_ammonia_energetic | Ammonia | EU | Energy demand | 0 | FEC
SE | TYNDP2026 | LEV | 2040 | TWh | 172 | Sub_sector | Industry | Others | Industry (other, energetic) | Energetic | industry_other_demand_electricity_energetic | Electricity | EU | Energy demand | 7.3861 | FEC
SE | TYNDP2026 | LEV | 2040 | TWh | 173 | Sub_sector | Industry | Others | Industry (other, energetic) | Energetic | industry_other_demand_hydrogen_energetic | Hydrogen | EU | Energy demand | 1.5827 | FEC
SE | TYNDP2026 | LEV | 2040 | TWh | 174 | Sub_sector | Industry | Others | Industry (other, energetic) | Energetic | industry_other_demand_methane_energetic | Methane | EU | Energy demand | 0 | FEC
SE | TYNDP2026 | LEV | 2040 | TWh | 175 | Sub_sector | Industry | Others | Industry (other, energetic) | Energetic | industry_other_demand_heat_energetic | Heat | EU | Energy demand | 0 | FEC
SE | TYNDP2026 | LEV | 2040 | TWh | 176 | Sub_sector | Industry | Others | Industry (other, energetic) | Energetic | industry_other_demand_biomass_energetic | Biomass | EU | Energy demand | 1.5827 | FEC
SE | TYNDP2026 | LEV | 2040 | TWh | 177 | Sub_sector | Industry | Others | Industry (other, energetic) | Energetic | industry_other_demand_coal_energetic | Solids | EU | Energy demand | 0 | FEC
SE | TYNDP2026 | LEV | 2040 | TWh | 178 | Sub_sector | Industry | Others | Industry (other, energetic) | Energetic | industry_other_demand_oil_energetic | Liquids | EU | Energy demand | 0 | FEC
SE | TYNDP2026 | LEV | 2040 | TWh | 179 | Sub_sector | Industry | Others | Industry (other, energetic) | Energetic | industry_other_demand_others_energetic | Others | EU | Energy demand | 0 | FEC
SE | TYNDP2026 | LEV | 2040 | TWh | 180 | Sub_sector | Industry | Others | Industry (other, energetic) | Energetic | industry_other_demand_ammonia_energetic | Ammonia | EU | Energy demand | 0 | FEC
SE | TYNDP2026 | LEV | 2040 | TWh | 182 | Sub_sector | Industry | Others | Industry (other, non-energetic) | Non-energetic | industry_other_demand_electricity_non_energetic | Electricity | EU | Energy demand | 0 | not_included_in_FEC
SE | TYNDP2026 | LEV | 2040 | TWh | 183 | Sub_sector | Industry | Others | Industry (other, non-energetic) | Non-energetic | industry_other_demand_hydrogen_non_energetic | Hydrogen | EU | Energy demand | 20.9898 | not_included_in_FEC
SE | TYNDP2026 | LEV | 2040 | TWh | 184 | Sub_sector | Industry | Others | Industry (other, non-energetic) | Non-energetic | industry_other_demand_methane_non_energetic | Methane | EU | Energy demand | 0 | not_included_in_FEC
SE | TYNDP2026 | LEV | 2040 | TWh | 185 | Sub_sector | Industry | Others | Industry (other, non-energetic) | Non-energetic | industry_other_demand_heat_non_energetic | Heat | EU | Energy demand | 0 | not_included_in_FEC
SE | TYNDP2026 | LEV | 2040 | TWh | 186 | Sub_sector | Industry | Others | Industry (other, non-energetic) | Non-energetic | industry_other_demand_biomass_non_energetic | Biomass | EU | Energy demand | 0 | not_included_in_FEC
SE | TYNDP2026 | LEV | 2040 | TWh | 187 | Sub_sector | Industry | Others | Industry (other, non-energetic) | Non-energetic | industry_other_demand_coal_non_energetic | Solids | EU | Energy demand | 0 | not_included_in_FEC
SE | TYNDP2026 | LEV | 2040 | TWh | 188 | Sub_sector | Industry | Others | Industry (other, non-energetic) | Non-energetic | industry_other_demand_oil_non_energetic | Liquids | EU | Energy demand | 0 | not_included_in_FEC
SE | TYNDP2026 | LEV | 2040 | TWh | 189 | Sub_sector | Industry | Others | Industry (other, non-energetic) | Non-energetic | industry_other_demand_others_non_energetic | Others | EU | Energy demand | 0 | not_included_in_FEC
SE | TYNDP2026 | LEV | 2040 | TWh | 190 | Sub_sector | Industry | Others | Industry (other, non-energetic) | Non-energetic | industry_other_demand_ammonia_non_energetic | Ammonia | EU | Energy demand | 0 | not_included_in_FEC
SE | TYNDP2026 | LEV | 2040 | TWh | 192 | Sub_sector | Industry | Paper | Industry (paper) | Energetic | industry_paper_demand_electricity_energetic | Electricity | EU | Energy demand | 38.9187 | FEC
SE | TYNDP2026 | LEV | 2040 | TWh | 193 | Sub_sector | Industry | Paper | Industry (paper) | Energetic | industry_paper_demand_hydrogen_energetic | Hydrogen | EU | Energy demand | 7.3749 | FEC
SE | TYNDP2026 | LEV | 2040 | TWh | 194 | Sub_sector | Industry | Paper | Industry (paper) | Energetic | industry_paper_demand_methane_energetic | Methane | EU | Energy demand | 0 | FEC
SE | TYNDP2026 | LEV | 2040 | TWh | 195 | Sub_sector | Industry | Paper | Industry (paper) | Energetic | industry_paper_demand_heat_energetic | Heat | EU | Energy demand | 0 | FEC
SE | TYNDP2026 | LEV | 2040 | TWh | 196 | Sub_sector | Industry | Paper | Industry (paper) | Energetic | industry_paper_demand_biomass_energetic | Biomass | EU | Energy demand | 27.6561 | FEC
SE | TYNDP2026 | LEV | 2040 | TWh | 197 | Sub_sector | Industry | Paper | Industry (paper) | Energetic | industry_paper_demand_coal_energetic | Solids | EU | Energy demand | 0 | FEC
SE | TYNDP2026 | LEV | 2040 | TWh | 198 | Sub_sector | Industry | Paper | Industry (paper) | Energetic | industry_paper_demand_oil_energetic | Liquids | EU | Energy demand | 0 | FEC
SE | TYNDP2026 | LEV | 2040 | TWh | 199 | Sub_sector | Industry | Paper | Industry (paper) | Energetic | industry_paper_demand_others_energetic | Others | EU | Energy demand | 0 | FEC
SE | TYNDP2026 | LEV | 2040 | TWh | 200 | Sub_sector | Industry | Paper | Industry (paper) | Energetic | industry_paper_demand_ammonia_energetic | Ammonia | EU | Energy demand | 0 | FEC
SE | TYNDP2026 | LEV | 2040 | TWh | 202 | Sub_sector | Industry | Refineries | Industry (refineries, energetic) | Energetic | industry_refinery_demand_electricity_energetic | Electricity | EU | Energy demand | 0.44851 | not_included_in_FEC
SE | TYNDP2026 | LEV | 2040 | TWh | 203 | Sub_sector | Industry | Refineries | Industry (refineries, energetic) | Energetic | industry_refinery_demand_hydrogen_energetic | Hydrogen | EU | Energy demand | 0.2702 | not_included_in_FEC
SE | TYNDP2026 | LEV | 2040 | TWh | 204 | Sub_sector | Industry | Refineries | Industry (refineries, energetic) | Energetic | industry_refinery_demand_methane_energetic | Methane | EU | Energy demand | 0.18022 | not_included_in_FEC
SE | TYNDP2026 | LEV | 2040 | TWh | 205 | Sub_sector | Industry | Refineries | Industry (refineries, energetic) | Energetic | industry_refinery_demand_heat_energetic | Heat | EU | Energy demand | 0 | not_included_in_FEC
SE | TYNDP2026 | LEV | 2040 | TWh | 206 | Sub_sector | Industry | Refineries | Industry (refineries, energetic) | Energetic | industry_refinery_demand_biomass_energetic | Biomass | EU | Energy demand | 0 | not_included_in_FEC
SE | TYNDP2026 | LEV | 2040 | TWh | 207 | Sub_sector | Industry | Refineries | Industry (refineries, energetic) | Energetic | industry_refinery_demand_coal_energetic | Solids | EU | Energy demand | 0 | not_included_in_FEC
SE | TYNDP2026 | LEV | 2040 | TWh | 208 | Sub_sector | Industry | Refineries | Industry (refineries, energetic) | Energetic | industry_refinery_demand_oil_energetic | Liquids | EU | Energy demand | 1.1718 | not_included_in_FEC
SE | TYNDP2026 | LEV | 2040 | TWh | 209 | Sub_sector | Industry | Refineries | Industry (refineries, energetic) | Energetic | industry_refinery_demand_others_energetic | Others | EU | Energy demand | 0 | not_included_in_FEC
SE | TYNDP2026 | LEV | 2040 | TWh | 210 | Sub_sector | Industry | Refineries | Industry (refineries, energetic) | Energetic | industry_refinery_demand_ammonia_energetic | Ammonia | EU | Energy demand | 0 | not_included_in_FEC
SE | TYNDP2026 | LEV | 2040 | TWh | 212 | Sub_sector | Industry | Refineries | Industry (refineries, non-energetic) | Non-energetic | industry_refinery_demand_electricity_non_energetic | Electricity | EU | Energy demand | 0 | not_included_in_FEC
SE | TYNDP2026 | LEV | 2040 | TWh | 213 | Sub_sector | Industry | Refineries | Industry (refineries, non-energetic) | Non-energetic | industry_refinery_demand_hydrogen_non_energetic | Hydrogen | EU | Energy demand | 0 | not_included_in_FEC
SE | TYNDP2026 | LEV | 2040 | TWh | 214 | Sub_sector | Industry | Refineries | Industry (refineries, non-energetic) | Non-energetic | industry_refinery_demand_methane_non_energetic | Methane | EU | Energy demand | 0 | not_included_in_FEC
SE | TYNDP2026 | LEV | 2040 | TWh | 215 | Sub_sector | Industry | Refineries | Industry (refineries, non-energetic) | Non-energetic | industry_refinery_demand_heat_non_energetic | Heat | EU | Energy demand | 0 | not_included_in_FEC
SE | TYNDP2026 | LEV | 2040 | TWh | 216 | Sub_sector | Industry | Refineries | Industry (refineries, non-energetic) | Non-energetic | industry_refinery_demand_biomass_non_energetic | Biomass | EU | Energy demand | 0 | not_included_in_FEC
SE | TYNDP2026 | LEV | 2040 | TWh | 217 | Sub_sector | Industry | Refineries | Industry (refineries, non-energetic) | Non-energetic | industry_refinery_demand_coal_non_energetic | Solids | EU | Energy demand | 0 | not_included_in_FEC
SE | TYNDP2026 | LEV | 2040 | TWh | 218 | Sub_sector | Industry | Refineries | Industry (refineries, non-energetic) | Non-energetic | industry_refinery_demand_oil_non_energetic | Liquids | EU | Energy demand | 0 | not_included_in_FEC
SE | TYNDP2026 | LEV | 2040 | TWh | 219 | Sub_sector | Industry | Refineries | Industry (refineries, non-energetic) | Non-energetic | industry_refinery_demand_others_non_energetic | Others | EU | Energy demand | 0 | not_included_in_FEC
SE | TYNDP2026 | LEV | 2040 | TWh | 220 | Sub_sector | Industry | Refineries | Industry (refineries, non-energetic) | Non-energetic | industry_refinery_demand_ammonia_non_energetic | Ammonia | EU | Energy demand | 0 | not_included_in_FEC
SE | TYNDP2026 | LEV | 2040 | TWh | 222 | Sub_sector | Industry | Steel | Industry (steel) | Energetic | industry_steel_demand_electricity_energetic | Electricity | EU | Energy demand | 7.2911 | FEC
SE | TYNDP2026 | LEV | 2040 | TWh | 223 | Sub_sector | Industry | Steel | Industry (steel) | Energetic | industry_steel_demand_hydrogen_energetic | Hydrogen | EU | Energy demand | 6.6369 | FEC
SE | TYNDP2026 | LEV | 2040 | TWh | 224 | Sub_sector | Industry | Steel | Industry (steel) | Energetic | industry_steel_demand_methane_energetic | Methane | EU | Energy demand | 2.1812 | FEC
SE | TYNDP2026 | LEV | 2040 | TWh | 225 | Sub_sector | Industry | Steel | Industry (steel) | Energetic | industry_steel_demand_heat_energetic | Heat | EU | Energy demand | 0 | FEC
SE | TYNDP2026 | LEV | 2040 | TWh | 226 | Sub_sector | Industry | Steel | Industry (steel) | Energetic | industry_steel_demand_biomass_energetic | Biomass | EU | Energy demand | 0 | FEC
SE | TYNDP2026 | LEV | 2040 | TWh | 227 | Sub_sector | Industry | Steel | Industry (steel) | Energetic | industry_steel_demand_coal_energetic | Solids | EU | Energy demand | 4.1882 | FEC
SE | TYNDP2026 | LEV | 2040 | TWh | 228 | Sub_sector | Industry | Steel | Industry (steel) | Energetic | industry_steel_demand_oil_energetic | Liquids | EU | Energy demand | 1.9921 | FEC
SE | TYNDP2026 | LEV | 2040 | TWh | 229 | Sub_sector | Industry | Steel | Industry (steel) | Energetic | industry_steel_demand_others_energetic | Others | EU | Energy demand | 0 | FEC
SE | TYNDP2026 | LEV | 2040 | TWh | 230 | Sub_sector | Industry | Steel | Industry (steel) | Energetic | industry_steel_demand_ammonia_energetic | Ammonia | EU | Energy demand | 0 | FEC
SE | TYNDP2026 | LEV | 2040 | TWh | 232 | Sub_sector | Transport | Cars | Transport (cars) | Energetic | transport_cars_final_demand_electricity | Electricity | EU | Energy demand | 19.0533 | FEC
SE | TYNDP2026 | LEV | 2040 | TWh | 233 | Sub_sector | Transport | Cars | Transport (cars) | Energetic | transport_cars_final_demand_hydrogen | Hydrogen | EU | Energy demand | 0 | FEC
SE | TYNDP2026 | LEV | 2040 | TWh | 234 | Sub_sector | Transport | Cars | Transport (cars) | Energetic | transport_cars_final_demand_methane | Methane | EU | Energy demand | 0 | FEC
SE | TYNDP2026 | LEV | 2040 | TWh | 235 | Sub_sector | Transport | Cars | Transport (cars) | Energetic | transport_cars_final_demand_heat | Heat | EU | Energy demand | 0 | FEC
SE | TYNDP2026 | LEV | 2040 | TWh | 236 | Sub_sector | Transport | Cars | Transport (cars) | Energetic | transport_cars_final_demand_biomass | Biomass | EU | Energy demand | 0 | FEC
SE | TYNDP2026 | LEV | 2040 | TWh | 237 | Sub_sector | Transport | Cars | Transport (cars) | Energetic | transport_cars_final_demand_coal | Solids | EU | Energy demand | 0 | FEC
SE | TYNDP2026 | LEV | 2040 | TWh | 238 | Sub_sector | Transport | Cars | Transport (cars) | Energetic | transport_cars_final_demand_oil | Liquids | EU | Energy demand | 0 | FEC
SE | TYNDP2026 | LEV | 2040 | TWh | 239 | Sub_sector | Transport | Cars | Transport (cars) | Energetic | transport_cars_final_demand_other | Others | EU | Energy demand | 0 | FEC
SE | TYNDP2026 | LEV | 2040 | TWh | 240 | Sub_sector | Transport | Cars | Transport (cars) | Energetic | transport_cars_final_demand_ammonia | Ammonia | EU | Energy demand | 0 | FEC
SE | TYNDP2026 | LEV | 2040 | TWh | 242 | Sub_sector | Transport | Busses | Transport (busses) | Energetic | transport_busses_final_demand_electricity | Electricity | EU | Energy demand | 0 | FEC
SE | TYNDP2026 | LEV | 2040 | TWh | 243 | Sub_sector | Transport | Busses | Transport (busses) | Energetic | transport_busses_final_demand_hydrogen | Hydrogen | EU | Energy demand | 0 | FEC
SE | TYNDP2026 | LEV | 2040 | TWh | 244 | Sub_sector | Transport | Busses | Transport (busses) | Energetic | transport_busses_final_demand_methane | Methane | EU | Energy demand | 0 | FEC
SE | TYNDP2026 | LEV | 2040 | TWh | 245 | Sub_sector | Transport | Busses | Transport (busses) | Energetic | transport_busses_final_demand_heat | Heat | EU | Energy demand | 0 | FEC
SE | TYNDP2026 | LEV | 2040 | TWh | 246 | Sub_sector | Transport | Busses | Transport (busses) | Energetic | transport_busses_final_demand_biomass | Biomass | EU | Energy demand | 0 | FEC
SE | TYNDP2026 | LEV | 2040 | TWh | 247 | Sub_sector | Transport | Busses | Transport (busses) | Energetic | transport_busses_final_demand_coal | Solids | EU | Energy demand | 0 | FEC
SE | TYNDP2026 | LEV | 2040 | TWh | 248 | Sub_sector | Transport | Busses | Transport (busses) | Energetic | transport_busses_final_demand_oil | Liquids | EU | Energy demand | 0 | FEC
SE | TYNDP2026 | LEV | 2040 | TWh | 249 | Sub_sector | Transport | Busses | Transport (busses) | Energetic | transport_busses_final_demand_other | Others | EU | Energy demand | 0 | FEC
SE | TYNDP2026 | LEV | 2040 | TWh | 250 | Sub_sector | Transport | Busses | Transport (busses) | Energetic | transport_busses_final_demand_ammonia | Ammonia | EU | Energy demand | 0 | FEC
SE | TYNDP2026 | LEV | 2040 | TWh | 252 | Sub_sector | Transport | Trucks | Transport (trucks) | Energetic | transport_trucks_final_demand_electricity | Electricity | EU | Energy demand | 2.262 | FEC
SE | TYNDP2026 | LEV | 2040 | TWh | 253 | Sub_sector | Transport | Trucks | Transport (trucks) | Energetic | transport_trucks_final_demand_hydrogen | Hydrogen | EU | Energy demand | 1.6951 | FEC
SE | TYNDP2026 | LEV | 2040 | TWh | 254 | Sub_sector | Transport | Trucks | Transport (trucks) | Energetic | transport_trucks_final_demand_methane | Methane | EU | Energy demand | 0.87278 | FEC
SE | TYNDP2026 | LEV | 2040 | TWh | 255 | Sub_sector | Transport | Trucks | Transport (trucks) | Energetic | transport_trucks_final_demand_heat | Heat | EU | Energy demand | 0 | FEC
SE | TYNDP2026 | LEV | 2040 | TWh | 256 | Sub_sector | Transport | Trucks | Transport (trucks) | Energetic | transport_trucks_final_demand_biomass | Biomass | EU | Energy demand | 0 | FEC
SE | TYNDP2026 | LEV | 2040 | TWh | 257 | Sub_sector | Transport | Trucks | Transport (trucks) | Energetic | transport_trucks_final_demand_coal | Solids | EU | Energy demand | 0 | FEC
SE | TYNDP2026 | LEV | 2040 | TWh | 258 | Sub_sector | Transport | Trucks | Transport (trucks) | Energetic | transport_trucks_final_demand_oil | Liquids | EU | Energy demand | 9.4951 | FEC
SE | TYNDP2026 | LEV | 2040 | TWh | 259 | Sub_sector | Transport | Trucks | Transport (trucks) | Energetic | transport_trucks_final_demand_other | Others | EU | Energy demand | 0 | FEC
SE | TYNDP2026 | LEV | 2040 | TWh | 260 | Sub_sector | Transport | Trucks | Transport (trucks) | Energetic | transport_trucks_final_demand_ammonia | Ammonia | EU | Energy demand | 0 | FEC
SE | TYNDP2026 | LEV | 2040 | TWh | 262 | Sub_sector | Transport | Vans | Transport (vans) | Energetic | transport_vans_final_demand_electricity | Electricity | EU | Energy demand | 4.4243 | FEC
SE | TYNDP2026 | LEV | 2040 | TWh | 263 | Sub_sector | Transport | Vans | Transport (vans) | Energetic | transport_vans_final_demand_hydrogen | Hydrogen | EU | Energy demand | 1.2798 | FEC
SE | TYNDP2026 | LEV | 2040 | TWh | 264 | Sub_sector | Transport | Vans | Transport (vans) | Energetic | transport_vans_final_demand_methane | Methane | EU | Energy demand | 0 | FEC
SE | TYNDP2026 | LEV | 2040 | TWh | 265 | Sub_sector | Transport | Vans | Transport (vans) | Energetic | transport_vans_final_demand_heat | Heat | EU | Energy demand | 0 | FEC
SE | TYNDP2026 | LEV | 2040 | TWh | 266 | Sub_sector | Transport | Vans | Transport (vans) | Energetic | transport_vans_final_demand_biomass | Biomass | EU | Energy demand | 0 | FEC
SE | TYNDP2026 | LEV | 2040 | TWh | 267 | Sub_sector | Transport | Vans | Transport (vans) | Energetic | transport_vans_final_demand_coal | Solids | EU | Energy demand | 0 | FEC
SE | TYNDP2026 | LEV | 2040 | TWh | 268 | Sub_sector | Transport | Vans | Transport (vans) | Energetic | transport_vans_final_demand_oil | Liquids | EU | Energy demand | 6.8012 | FEC
SE | TYNDP2026 | LEV | 2040 | TWh | 269 | Sub_sector | Transport | Vans | Transport (vans) | Energetic | transport_vans_final_demand_other | Others | EU | Energy demand | 0 | FEC
SE | TYNDP2026 | LEV | 2040 | TWh | 270 | Sub_sector | Transport | Vans | Transport (vans) | Energetic | transport_vans_final_demand_ammonia | Ammonia | EU | Energy demand | 0 | FEC
SE | TYNDP2026 | LEV | 2040 | TWh | 272 | Sub_sector | Transport | Freight trains | Transport (trains) | Energetic | transport_trains_final_demand_electricity | Electricity | EU | Energy demand | 1.0097 | FEC
SE | TYNDP2026 | LEV | 2040 | TWh | 273 | Sub_sector | Transport | Freight trains | Transport (trains) | Energetic | transport_trains_final_demand_hydrogen | Hydrogen | EU | Energy demand | 0.21347 | FEC
SE | TYNDP2026 | LEV | 2040 | TWh | 274 | Sub_sector | Transport | Freight trains | Transport (trains) | Energetic | transport_trains_final_demand_methane | Methane | EU | Energy demand | 0 | FEC
SE | TYNDP2026 | LEV | 2040 | TWh | 275 | Sub_sector | Transport | Freight trains | Transport (trains) | Energetic | transport_trains_final_demand_heat | Heat | EU | Energy demand | 0 | FEC
SE | TYNDP2026 | LEV | 2040 | TWh | 276 | Sub_sector | Transport | Freight trains | Transport (trains) | Energetic | transport_trains_final_demand_biomass | Biomass | EU | Energy demand | 0 | FEC
SE | TYNDP2026 | LEV | 2040 | TWh | 277 | Sub_sector | Transport | Freight trains | Transport (trains) | Energetic | transport_trains_final_demand_coal | Solids | EU | Energy demand | 0 | FEC
SE | TYNDP2026 | LEV | 2040 | TWh | 278 | Sub_sector | Transport | Freight trains | Transport (trains) | Energetic | transport_trains_final_demand_oil | Liquids | EU | Energy demand | 0.12412 | FEC
SE | TYNDP2026 | LEV | 2040 | TWh | 279 | Sub_sector | Transport | Freight trains | Transport (trains) | Energetic | transport_trains_final_demand_other | Others | EU | Energy demand | 0 | FEC
SE | TYNDP2026 | LEV | 2040 | TWh | 280 | Sub_sector | Transport | Freight trains | Transport (trains) | Energetic | transport_trains_final_demand_ammonia | Ammonia | EU | Energy demand | 0 | FEC
SE | TYNDP2026 | LEV | 2040 | TWh | 282 | Sub_sector | Transport | Ships | Transport (ships) | Energetic | transport_ships_final_demand_electricity | Electricity | EU | Energy demand | 0.015946 | FEC
SE | TYNDP2026 | LEV | 2040 | TWh | 283 | Sub_sector | Transport | Ships | Transport (ships) | Energetic | transport_ships_final_demand_hydrogen | Hydrogen | EU | Energy demand | 0.029334 | FEC
SE | TYNDP2026 | LEV | 2040 | TWh | 284 | Sub_sector | Transport | Ships | Transport (ships) | Energetic | transport_ships_final_demand_methane | Methane | EU | Energy demand | 0 | FEC
SE | TYNDP2026 | LEV | 2040 | TWh | 285 | Sub_sector | Transport | Ships | Transport (ships) | Energetic | transport_ships_final_demand_heat | Heat | EU | Energy demand | 0 | FEC
SE | TYNDP2026 | LEV | 2040 | TWh | 286 | Sub_sector | Transport | Ships | Transport (ships) | Energetic | transport_ships_final_demand_biomass | Biomass | EU | Energy demand | 0 | FEC
SE | TYNDP2026 | LEV | 2040 | TWh | 287 | Sub_sector | Transport | Ships | Transport (ships) | Energetic | transport_ships_final_demand_coal | Solids | EU | Energy demand | 0 | FEC
SE | TYNDP2026 | LEV | 2040 | TWh | 288 | Sub_sector | Transport | Ships | Transport (ships) | Energetic | transport_ships_final_demand_oil | Liquids | EU | Energy demand | 0.26395 | FEC
SE | TYNDP2026 | LEV | 2040 | TWh | 289 | Sub_sector | Transport | Ships | Transport (ships) | Energetic | transport_ships_final_demand_other | Others | EU | Energy demand | 0 | FEC
SE | TYNDP2026 | LEV | 2040 | TWh | 290 | Sub_sector | Transport | Ships | Transport (ships) | Energetic | transport_ships_final_demand_ammonia | Ammonia | EU | Energy demand | 0 | FEC
SE | TYNDP2026 | LEV | 2040 | TWh | 292 | Sub_sector | Transport | Planes | Transport (planes) | Energetic | transport_planes_final_demand_electricity | Electricity | EU | Energy demand | 0 | FEC
SE | TYNDP2026 | LEV | 2040 | TWh | 293 | Sub_sector | Transport | Planes | Transport (planes) | Energetic | transport_planes_final_demand_hydrogen | Hydrogen | EU | Energy demand | 0 | FEC
SE | TYNDP2026 | LEV | 2040 | TWh | 294 | Sub_sector | Transport | Planes | Transport (planes) | Energetic | transport_planes_final_demand_methane | Methane | EU | Energy demand | 0 | FEC
SE | TYNDP2026 | LEV | 2040 | TWh | 295 | Sub_sector | Transport | Planes | Transport (planes) | Energetic | transport_planes_final_demand_heat | Heat | EU | Energy demand | 0 | FEC
SE | TYNDP2026 | LEV | 2040 | TWh | 296 | Sub_sector | Transport | Planes | Transport (planes) | Energetic | transport_planes_final_demand_biomass | Biomass | EU | Energy demand | 0 | FEC
SE | TYNDP2026 | LEV | 2040 | TWh | 297 | Sub_sector | Transport | Planes | Transport (planes) | Energetic | transport_planes_final_demand_coal | Solids | EU | Energy demand | 0 | FEC
SE | TYNDP2026 | LEV | 2040 | TWh | 298 | Sub_sector | Transport | Planes | Transport (planes) | Energetic | transport_planes_final_demand_oil | Liquids | EU | Energy demand | 0 | FEC
SE | TYNDP2026 | LEV | 2040 | TWh | 299 | Sub_sector | Transport | Planes | Transport (planes) | Energetic | transport_planes_final_demand_other | Others | EU | Energy demand | 0 | FEC
SE | TYNDP2026 | LEV | 2040 | TWh | 300 | Sub_sector | Transport | Planes | Transport (planes) | Energetic | transport_planes_final_demand_ammonia | Ammonia | EU | Energy demand | 0 | FEC
SE | TYNDP2026 | LEV | 2040 | TWh | 302 | Sub_sector | Transport | Others | Transport (others) | Energetic | transport_other_final_demand_electricity | Electricity | EU | Energy demand | 0 | FEC
SE | TYNDP2026 | LEV | 2040 | TWh | 303 | Sub_sector | Transport | Others | Transport (others) | Energetic | transport_other_final_demand_hydrogen | Hydrogen | EU | Energy demand | 0 | FEC
SE | TYNDP2026 | LEV | 2040 | TWh | 304 | Sub_sector | Transport | Others | Transport (others) | Energetic | transport_other_final_demand_methane | Methane | EU | Energy demand | 0 | FEC
SE | TYNDP2026 | LEV | 2040 | TWh | 305 | Sub_sector | Transport | Others | Transport (others) | Energetic | transport_other_final_demand_heat | Heat | EU | Energy demand | 0 | FEC
SE | TYNDP2026 | LEV | 2040 | TWh | 306 | Sub_sector | Transport | Others | Transport (others) | Energetic | transport_other_final_demand_biomass | Biomass | EU | Energy demand | 0 | FEC
SE | TYNDP2026 | LEV | 2040 | TWh | 307 | Sub_sector | Transport | Others | Transport (others) | Energetic | transport_other_final_demand_coal | Solids | EU | Energy demand | 0 | FEC
SE | TYNDP2026 | LEV | 2040 | TWh | 308 | Sub_sector | Transport | Others | Transport (others) | Energetic | transport_other_final_demand_oil | Liquids | EU | Energy demand | 0 | FEC
SE | TYNDP2026 | LEV | 2040 | TWh | 309 | Sub_sector | Transport | Others | Transport (others) | Energetic | transport_other_final_demand_other | Others | EU | Energy demand | 0 | FEC
SE | TYNDP2026 | LEV | 2040 | TWh | 310 | Sub_sector | Transport | Others | Transport (others) | Energetic | transport_other_final_demand_ammonia | Ammonia | EU | Energy demand | 0 | FEC
SE | TYNDP2026 | LEV | 2040 | TWh | 312 | Sub_sector | International transport | International aviation | Transport (int. aviation) | Energetic | transport_int_aviation_final_demand_electricity | Electricity | EU | Energy demand | 0 | FEC
SE | TYNDP2026 | LEV | 2040 | TWh | 313 | Sub_sector | International transport | International aviation | Transport (int. aviation) | Energetic | transport_int_aviation_final_demand_hydrogen | Hydrogen | EU | Energy demand | 0 | FEC
SE | TYNDP2026 | LEV | 2040 | TWh | 314 | Sub_sector | International transport | International aviation | Transport (int. aviation) | Energetic | transport_int_aviation_final_demand_methane | Methane | EU | Energy demand | 0 | FEC
SE | TYNDP2026 | LEV | 2040 | TWh | 315 | Sub_sector | International transport | International aviation | Transport (int. aviation) | Energetic | transport_int_aviation_final_demand_heat | Heat | EU | Energy demand | 0 | FEC
SE | TYNDP2026 | LEV | 2040 | TWh | 316 | Sub_sector | International transport | International aviation | Transport (int. aviation) | Energetic | transport_int_aviation_final_demand_biofuels | Biomass | EU | Energy demand | 0 | FEC
SE | TYNDP2026 | LEV | 2040 | TWh | 317 | Sub_sector | International transport | International aviation | Transport (int. aviation) | Energetic | transport_int_aviation_final_demand_coal | Solids | EU | Energy demand | 0 | FEC
SE | TYNDP2026 | LEV | 2040 | TWh | 318 | Sub_sector | International transport | International aviation | Transport (int. aviation) | Energetic | transport_int_aviation_final_demand_oil | Liquids | EU | Energy demand | 7.5173 | FEC
SE | TYNDP2026 | LEV | 2040 | TWh | 319 | Sub_sector | International transport | International aviation | Transport (int. aviation) | Energetic | transport_int_aviation_final_demand_other | Others | EU | Energy demand | 0 | FEC
SE | TYNDP2026 | LEV | 2040 | TWh | 320 | Sub_sector | International transport | International aviation | Transport (int. aviation) | Energetic | transport_int_aviation_final_demand_ammonia | Ammonia | EU | Energy demand | 0 | FEC
SE | TYNDP2026 | LEV | 2040 | TWh | 322 | Sub_sector | International transport | International shipping | Transport (int. shipping) | Energetic | transport_int_shipping_final_demand_electricity | Electricity | EU | Energy demand | 0 | not_included_in_FEC
SE | TYNDP2026 | LEV | 2040 | TWh | 323 | Sub_sector | International transport | International shipping | Transport (int. shipping) | Energetic | transport_int_shipping_final_demand_hydrogen | Hydrogen | EU | Energy demand | 3.6778 | not_included_in_FEC
SE | TYNDP2026 | LEV | 2040 | TWh | 324 | Sub_sector | International transport | International shipping | Transport (int. shipping) | Energetic | transport_int_shipping_final_demand_methane | Methane | EU | Energy demand | 6.4105 | not_included_in_FEC
SE | TYNDP2026 | LEV | 2040 | TWh | 325 | Sub_sector | International transport | International shipping | Transport (int. shipping) | Energetic | transport_int_shipping_final_demand_heat | Heat | EU | Energy demand | 0 | not_included_in_FEC
SE | TYNDP2026 | LEV | 2040 | TWh | 326 | Sub_sector | International transport | International shipping | Transport (int. shipping) | Energetic | transport_int_shipping_final_demand_biofuels | Biomass | EU | Energy demand | 0 | not_included_in_FEC
SE | TYNDP2026 | LEV | 2040 | TWh | 327 | Sub_sector | International transport | International shipping | Transport (int. shipping) | Energetic | transport_int_shipping_final_demand_coal | Solids | EU | Energy demand | 0 | not_included_in_FEC
SE | TYNDP2026 | LEV | 2040 | TWh | 328 | Sub_sector | International transport | International shipping | Transport (int. shipping) | Energetic | transport_int_shipping_final_demand_oil | Liquids | EU | Energy demand | 9.7936 | not_included_in_FEC
SE | TYNDP2026 | LEV | 2040 | TWh | 329 | Sub_sector | International transport | International shipping | Transport (int. shipping) | Energetic | transport_int_shipping_final_demand_other | Others | EU | Energy demand | 0 | not_included_in_FEC
SE | TYNDP2026 | LEV | 2040 | TWh | 330 | Sub_sector | International transport | International shipping | Transport (int. shipping) | Energetic | transport_int_shipping_final_demand_ammonia | Ammonia | EU | Energy demand | 0 | not_included_in_FEC
SE | TYNDP2026 | LEV | 2040 | TWh | 332 | Sub_sector | Households | Space heating | Households (heating) | Energetic | households_heating_final_demand_electricity | Electricity | EU | Energy demand | 17.082 | FEC
SE | TYNDP2026 | LEV | 2040 | TWh | 333 | Sub_sector | Households | Space heating | Households (heating) | Energetic | households_heating_final_demand_hydrogen | Hydrogen | EU | Energy demand | 0 | FEC
SE | TYNDP2026 | LEV | 2040 | TWh | 334 | Sub_sector | Households | Space heating | Households (heating) | Energetic | households_heating_final_demand_methane | Methane | EU | Energy demand | 0 | FEC
SE | TYNDP2026 | LEV | 2040 | TWh | 335 | Sub_sector | Households | Space heating | Households (heating) | Energetic | households_heating_final_demand_heat | Heat | EU | Energy demand | 0 | FEC
SE | TYNDP2026 | LEV | 2040 | TWh | 336 | Sub_sector | Households | Space heating | Households (heating) | Energetic | households_heating_final_demand_biomass | Biomass | EU | Energy demand | 0 | FEC
SE | TYNDP2026 | LEV | 2040 | TWh | 337 | Sub_sector | Households | Space heating | Households (heating) | Energetic | households_heating_final_demand_coal | Solids | EU | Energy demand | 0 | FEC
SE | TYNDP2026 | LEV | 2040 | TWh | 338 | Sub_sector | Households | Space heating | Households (heating) | Energetic | households_heating_final_demand_oil | Liquids | EU | Energy demand | 0 | FEC
SE | TYNDP2026 | LEV | 2040 | TWh | 339 | Sub_sector | Households | Space heating | Households (heating) | Energetic | households_heating_final_demand_other | Others | EU | Energy demand | 0 | FEC
SE | TYNDP2026 | LEV | 2040 | TWh | 340 | Sub_sector | Households | Space heating | Households (heating) | Energetic | households_heating_final_demand_ammonia | Ammonia | EU | Energy demand | 0 | FEC
SE | TYNDP2026 | LEV | 2040 | TWh | 343 | Sub_sector | Households | Cooling | Households (cooling) | Energetic | households_cooling_final_demand_electricity | Electricity | EU | Energy demand | 0 | FEC
SE | TYNDP2026 | LEV | 2040 | TWh | 344 | Sub_sector | Households | Cooling | Households (cooling) | Energetic | households_cooling_final_demand_hydrogen | Hydrogen | EU | Energy demand | 0 | FEC
SE | TYNDP2026 | LEV | 2040 | TWh | 345 | Sub_sector | Households | Cooling | Households (cooling) | Energetic | households_cooling_final_demand_methane | Methane | EU | Energy demand | 0 | FEC
SE | TYNDP2026 | LEV | 2040 | TWh | 346 | Sub_sector | Households | Cooling | Households (cooling) | Energetic | households_cooling_final_demand_heat | Heat | EU | Energy demand | 0 | FEC
SE | TYNDP2026 | LEV | 2040 | TWh | 347 | Sub_sector | Households | Cooling | Households (cooling) | Energetic | households_cooling_final_demand_biomass | Biomass | EU | Energy demand | 0 | FEC
SE | TYNDP2026 | LEV | 2040 | TWh | 348 | Sub_sector | Households | Cooling | Households (cooling) | Energetic | households_cooling_final_demand_coal | Solids | EU | Energy demand | 0 | FEC
SE | TYNDP2026 | LEV | 2040 | TWh | 349 | Sub_sector | Households | Cooling | Households (cooling) | Energetic | households_cooling_final_demand_oil | Liquids | EU | Energy demand | 0 | FEC
SE | TYNDP2026 | LEV | 2040 | TWh | 350 | Sub_sector | Households | Cooling | Households (cooling) | Energetic | households_cooling_final_demand_other | Others | EU | Energy demand | 0 | FEC
SE | TYNDP2026 | LEV | 2040 | TWh | 351 | Sub_sector | Households | Cooling | Households (cooling) | Energetic | households_cooling_final_demand_ammonia | Ammonia | EU | Energy demand | 0 | FEC
SE | TYNDP2026 | LEV | 2040 | TWh | 354 | Sub_sector | Households | Hot water | Households (hot water) | Energetic | households_hot_water_final_demand_electricity | Electricity | EU | Energy demand | 6.6683 | FEC
SE | TYNDP2026 | LEV | 2040 | TWh | 355 | Sub_sector | Households | Hot water | Households (hot water) | Energetic | households_hot_water_final_demand_hydrogen | Hydrogen | EU | Energy demand | 0 | FEC
SE | TYNDP2026 | LEV | 2040 | TWh | 356 | Sub_sector | Households | Hot water | Households (hot water) | Energetic | households_hot_water_final_demand_methane | Methane | EU | Energy demand | 0 | FEC
SE | TYNDP2026 | LEV | 2040 | TWh | 357 | Sub_sector | Households | Hot water | Households (hot water) | Energetic | households_hot_water_final_demand_heat | Heat | EU | Energy demand | 0 | FEC
SE | TYNDP2026 | LEV | 2040 | TWh | 358 | Sub_sector | Households | Hot water | Households (hot water) | Energetic | households_hot_water_final_demand_biomass | Biomass | EU | Energy demand | 0 | FEC
SE | TYNDP2026 | LEV | 2040 | TWh | 359 | Sub_sector | Households | Hot water | Households (hot water) | Energetic | households_hot_water_final_demand_coal | Solids | EU | Energy demand | 0 | FEC
SE | TYNDP2026 | LEV | 2040 | TWh | 360 | Sub_sector | Households | Hot water | Households (hot water) | Energetic | households_hot_water_final_demand_oil | Liquids | EU | Energy demand | 0 | FEC
SE | TYNDP2026 | LEV | 2040 | TWh | 361 | Sub_sector | Households | Hot water | Households (hot water) | Energetic | households_hot_water_final_demand_other | Others | EU | Energy demand | 0.11239 | FEC
SE | TYNDP2026 | LEV | 2040 | TWh | 362 | Sub_sector | Households | Hot water | Households (hot water) | Energetic | households_hot_water_final_demand_ammonia | Ammonia | EU | Energy demand | 0 | FEC
SE | TYNDP2026 | LEV | 2040 | TWh | 365 | Sub_sector | Households | Appliances | Households (appliances) | Energetic | households_appliances_final_demand_electricity | Electricity | EU | Energy demand | 14.724 | FEC
SE | TYNDP2026 | LEV | 2040 | TWh | 366 | Sub_sector | Households | Appliances | Households (appliances) | Energetic | households_appliances_final_demand_hydrogen | Hydrogen | EU | Energy demand | 0 | FEC
SE | TYNDP2026 | LEV | 2040 | TWh | 367 | Sub_sector | Households | Appliances | Households (appliances) | Energetic | households_appliances_final_demand_methane | Methane | EU | Energy demand | 0.48792 | FEC
SE | TYNDP2026 | LEV | 2040 | TWh | 368 | Sub_sector | Households | Appliances | Households (appliances) | Energetic | households_appliances_final_demand_heat | Heat | EU | Energy demand | 0 | FEC
SE | TYNDP2026 | LEV | 2040 | TWh | 369 | Sub_sector | Households | Appliances | Households (appliances) | Energetic | households_appliances_final_demand_biomass | Biomass | EU | Energy demand | 0.014374 | FEC
SE | TYNDP2026 | LEV | 2040 | TWh | 370 | Sub_sector | Households | Appliances | Households (appliances) | Energetic | households_appliances_final_demand_coal | Solids | EU | Energy demand | 0 | FEC
SE | TYNDP2026 | LEV | 2040 | TWh | 371 | Sub_sector | Households | Appliances | Households (appliances) | Energetic | households_appliances_final_demand_oil | Liquids | EU | Energy demand | 0 | FEC
SE | TYNDP2026 | LEV | 2040 | TWh | 372 | Sub_sector | Households | Appliances | Households (appliances) | Energetic | households_appliances_final_demand_other | Others | EU | Energy demand | 0 | FEC
SE | TYNDP2026 | LEV | 2040 | TWh | 373 | Sub_sector | Households | Appliances | Households (appliances) | Energetic | households_appliances_final_demand_ammonia | Ammonia | EU | Energy demand | 0 | FEC
SE | TYNDP2026 | LEV | 2040 | TWh | 375 | Sub_sector | Buildings | Space heating | Buildings (heat) | Energetic | buildings_heat_final_demand_electricity | Electricity | EU | Energy demand | 16.8847 | FEC
SE | TYNDP2026 | LEV | 2040 | TWh | 376 | Sub_sector | Buildings | Space heating | Buildings (heat) | Energetic | buildings_heat_final_demand_hydrogen | Hydrogen | EU | Energy demand | 0 | FEC
SE | TYNDP2026 | LEV | 2040 | TWh | 377 | Sub_sector | Buildings | Space heating | Buildings (heat) | Energetic | buildings_heat_final_demand_methane | Methane | EU | Energy demand | 0 | FEC
SE | TYNDP2026 | LEV | 2040 | TWh | 378 | Sub_sector | Buildings | Space heating | Buildings (heat) | Energetic | buildings_heat_final_demand_heat | Heat | EU | Energy demand | 0 | FEC
SE | TYNDP2026 | LEV | 2040 | TWh | 379 | Sub_sector | Buildings | Space heating | Buildings (heat) | Energetic | buildings_heat_final_demand_biomass | Biomass | EU | Energy demand | 0 | FEC
SE | TYNDP2026 | LEV | 2040 | TWh | 380 | Sub_sector | Buildings | Space heating | Buildings (heat) | Energetic | buildings_heat_final_demand_coal | Solids | EU | Energy demand | 0 | FEC
SE | TYNDP2026 | LEV | 2040 | TWh | 381 | Sub_sector | Buildings | Space heating | Buildings (heat) | Energetic | buildings_heat_final_demand_oil | Liquids | EU | Energy demand | 0 | FEC
SE | TYNDP2026 | LEV | 2040 | TWh | 382 | Sub_sector | Buildings | Space heating | Buildings (heat) | Energetic | buildings_heat_final_demand_other | Others | EU | Energy demand | 0 | FEC
SE | TYNDP2026 | LEV | 2040 | TWh | 383 | Sub_sector | Buildings | Space heating | Buildings (heat) | Energetic | buildings_heat_final_demand_ammonia | Ammonia | EU | Energy demand | 0 | FEC
SE | TYNDP2026 | LEV | 2040 | TWh | 386 | Sub_sector | Buildings | Cooling | Buildings (cooling) | Energetic | buildings_cooling_final_demand_electricity | Electricity | EU | Energy demand | 0.91983 | FEC
SE | TYNDP2026 | LEV | 2040 | TWh | 387 | Sub_sector | Buildings | Cooling | Buildings (cooling) | Energetic | buildings_cooling_final_demand_hydrogen | Hydrogen | EU | Energy demand | 0 | FEC
SE | TYNDP2026 | LEV | 2040 | TWh | 388 | Sub_sector | Buildings | Cooling | Buildings (cooling) | Energetic | buildings_cooling_final_demand_methane | Methane | EU | Energy demand | 0 | FEC
SE | TYNDP2026 | LEV | 2040 | TWh | 389 | Sub_sector | Buildings | Cooling | Buildings (cooling) | Energetic | buildings_cooling_final_demand_heat | Heat | EU | Energy demand | 0 | FEC
SE | TYNDP2026 | LEV | 2040 | TWh | 390 | Sub_sector | Buildings | Cooling | Buildings (cooling) | Energetic | buildings_cooling_final_demand_biomass | Biomass | EU | Energy demand | 0 | FEC
SE | TYNDP2026 | LEV | 2040 | TWh | 391 | Sub_sector | Buildings | Cooling | Buildings (cooling) | Energetic | buildings_cooling_final_demand_coal | Solids | EU | Energy demand | 0 | FEC
SE | TYNDP2026 | LEV | 2040 | TWh | 392 | Sub_sector | Buildings | Cooling | Buildings (cooling) | Energetic | buildings_cooling_final_demand_oil | Liquids | EU | Energy demand | 0 | FEC
SE | TYNDP2026 | LEV | 2040 | TWh | 393 | Sub_sector | Buildings | Cooling | Buildings (cooling) | Energetic | buildings_cooling_final_demand_other | Others | EU | Energy demand | 0 | FEC
SE | TYNDP2026 | LEV | 2040 | TWh | 394 | Sub_sector | Buildings | Cooling | Buildings (cooling) | Energetic | buildings_cooling_final_demand_ammonia | Ammonia | EU | Energy demand | 0 | FEC
SE | TYNDP2026 | LEV | 2040 | TWh | 397 | Sub_sector | Buildings | Appliances | Buildings (appliances) | Energetic | buildings_appliances_final_demand_electricity | Electricity | EU | Energy demand | 19.0668 | FEC
SE | TYNDP2026 | LEV | 2040 | TWh | 398 | Sub_sector | Buildings | Appliances | Buildings (appliances) | Energetic | buildings_appliances_final_demand_hydrogen | Hydrogen | EU | Energy demand | 0 | FEC
SE | TYNDP2026 | LEV | 2040 | TWh | 399 | Sub_sector | Buildings | Appliances | Buildings (appliances) | Energetic | buildings_appliances_final_demand_methane | Methane | EU | Energy demand | 0.27946 | FEC
SE | TYNDP2026 | LEV | 2040 | TWh | 400 | Sub_sector | Buildings | Appliances | Buildings (appliances) | Energetic | buildings_appliances_final_demand_heat | Heat | EU | Energy demand | 0 | FEC
SE | TYNDP2026 | LEV | 2040 | TWh | 401 | Sub_sector | Buildings | Appliances | Buildings (appliances) | Energetic | buildings_appliances_final_demand_biomass | Biomass | EU | Energy demand | 0 | FEC
SE | TYNDP2026 | LEV | 2040 | TWh | 402 | Sub_sector | Buildings | Appliances | Buildings (appliances) | Energetic | buildings_appliances_final_demand_coal | Solids | EU | Energy demand | 0 | FEC
SE | TYNDP2026 | LEV | 2040 | TWh | 403 | Sub_sector | Buildings | Appliances | Buildings (appliances) | Energetic | buildings_appliances_final_demand_oil | Liquids | EU | Energy demand | 0 | FEC
SE | TYNDP2026 | LEV | 2040 | TWh | 404 | Sub_sector | Buildings | Appliances | Buildings (appliances) | Energetic | buildings_appliances_final_demand_other | Others | EU | Energy demand | 0 | FEC
SE | TYNDP2026 | LEV | 2040 | TWh | 405 | Sub_sector | Buildings | Appliances | Buildings (appliances) | Energetic | buildings_appliances_final_demand_ammonia | Ammonia | EU | Energy demand | 0 | FEC
SE | TYNDP2026 | LEV | 2040 | TWh | 407 | Sub_sector | Buildings | Datacenters | Datacenters & ICT | Energetic | datacentres_final_demand_electricity_energetic | Electricity | EU | Energy demand | 14.078 | FEC
SE | TYNDP2026 | LEV | 2040 | TWh | 408 | Sub_sector | Buildings | Datacenters | Datacenters & ICT | Energetic | datacentres_final_demand_hydrogen_energetic | Hydrogen | EU | Energy demand | 0 | FEC
SE | TYNDP2026 | LEV | 2040 | TWh | 409 | Sub_sector | Buildings | Datacenters | Datacenters & ICT | Energetic | datacentres_final_demand_methane_energetic | Methane | EU | Energy demand | 0 | FEC
SE | TYNDP2026 | LEV | 2040 | TWh | 410 | Sub_sector | Buildings | Datacenters | Datacenters & ICT | Energetic | datacentres_final_demand_heat_energetic | Heat | EU | Energy demand | 0 | FEC
SE | TYNDP2026 | LEV | 2040 | TWh | 411 | Sub_sector | Buildings | Datacenters | Datacenters & ICT | Energetic | datacentres_final_demand_biomass_energetic | Biomass | EU | Energy demand | 0 | FEC
SE | TYNDP2026 | LEV | 2040 | TWh | 412 | Sub_sector | Buildings | Datacenters | Datacenters & ICT | Energetic | datacentres_final_demand_coal_energetic | Solids | EU | Energy demand | 0 | FEC
SE | TYNDP2026 | LEV | 2040 | TWh | 413 | Sub_sector | Buildings | Datacenters | Datacenters & ICT | Energetic | datacentres_final_demand_oil_energetic | Liquids | EU | Energy demand | 0 | FEC
SE | TYNDP2026 | LEV | 2040 | TWh | 414 | Sub_sector | Buildings | Datacenters | Datacenters & ICT | Energetic | datacentres_final_demand_other_energetic | Others | EU | Energy demand | 0 | FEC
SE | TYNDP2026 | LEV | 2040 | TWh | 415 | Sub_sector | Buildings | Datacenters | Datacenters & ICT | Energetic | datacentres_final_demand_ammonia_energetic | Ammonia | EU | Energy demand | 0 | FEC
SE | TYNDP2026 | LEV | 2040 | TWh | 417 | Sub_sector | Transport | Others_Sector | Others_Sector | Energetic | other_final_demand_electricity_energetic | Electricity | EU | Energy demand | 0 | FEC
SE | TYNDP2026 | LEV | 2040 | TWh | 418 | Sub_sector | Transport | Others_Sector | Others_Sector | Energetic | other_final_demand_hydrogen_energetic | Hydrogen | EU | Energy demand | 0 | FEC
SE | TYNDP2026 | LEV | 2040 | TWh | 419 | Sub_sector | Transport | Pipeline Transport | Others_Sector | Energetic | other_final_demand_methane_energetic | Methane | EU | Energy demand | 0 | FEC
SE | TYNDP2026 | LEV | 2040 | TWh | 420 | Sub_sector | Transport | Others_Sector | Others_Sector | Energetic | other_final_demand_heat_energetic | Heat | EU | Energy demand | 0 | FEC
SE | TYNDP2026 | LEV | 2040 | TWh | 421 | Sub_sector | Transport | Others_Sector | Others_Sector | Energetic | other_final_demand_biomass_energetic | Biomass | EU | Energy demand | 0 | FEC
SE | TYNDP2026 | LEV | 2040 | TWh | 422 | Sub_sector | Transport | Others_Sector | Others_Sector | Energetic | other_final_demand_coal_energetic | Solids | EU | Energy demand | 0 | FEC
SE | TYNDP2026 | LEV | 2040 | TWh | 423 | Sub_sector | Transport | Others_Sector | Others_Sector | Energetic | other_final_demand_oil_energetic | Liquids | EU | Energy demand | 0 | FEC
SE | TYNDP2026 | LEV | 2040 | TWh | 424 | Sub_sector | Others_Sector | Others_Sector | Others_Sector | Non-energetic | other_final_demand_oil_non_energetic | Liquids | EU | Energy demand | 0 | not_included_in_FEC
SE | TYNDP2026 | LEV | 2040 | TWh | 425 | Sub_sector | Transport | Others_Sector | Others_Sector | Energetic | other_final_demand_other_energetic | Others | EU | Energy demand | 0 | FEC
SE | TYNDP2026 | LEV | 2040 | TWh | 426 | Sub_sector | Transport | Others_Sector | Others_Sector | Energetic | other_final_demand_ammonia_energetic | Ammonia | EU | Energy demand | 0 | FEC
SE | TYNDP2026 | LEV | 2040 | TWh | 427 | Sub_sector | Industry | Surplus_Heat_in_Industry | Surplus_Heat_in_Industry | Energetic | final_demand_of_industry_unused_local_production_steam_hot_water | Heat | EU | Energy demand | 0.38823 | FEC
SE | TYNDP2026 | LEV | 2040 | TWh | 429 | Sub_sector | Agriculture | Total | Agriculture | Energetic | agriculture_final_demand_electricity_energetic | Electricity | EU | Energy demand | 1.1925 | FEC
SE | TYNDP2026 | LEV | 2040 | TWh | 430 | Sub_sector | Agriculture | Total | Agriculture | Energetic | agriculture_final_demand_hydrogen_energetic | Hydrogen | EU | Energy demand | 0 | FEC
SE | TYNDP2026 | LEV | 2040 | TWh | 431 | Sub_sector | Agriculture | Total | Agriculture | Energetic | agriculture_final_demand_methane_energetic | Methane | EU | Energy demand | 0.23737 | FEC
SE | TYNDP2026 | LEV | 2040 | TWh | 432 | Sub_sector | Agriculture | Total | Agriculture | Energetic | agriculture_final_demand_heat_energetic | Heat | EU | Energy demand | 0.089107 | FEC
SE | TYNDP2026 | LEV | 2040 | TWh | 433 | Sub_sector | Agriculture | Total | Agriculture | Energetic | agriculture_final_demand_biomass_energetic | Biomass | EU | Energy demand | 2.7223 | FEC
SE | TYNDP2026 | LEV | 2040 | TWh | 434 | Sub_sector | Agriculture | Total | Agriculture | Energetic | agriculture_final_demand_coal_energetic | Solids | EU | Energy demand | 0 | FEC
SE | TYNDP2026 | LEV | 2040 | TWh | 435 | Sub_sector | Agriculture | Total | Agriculture | Energetic | agriculture_final_demand_oil_energetic | Liquids | EU | Energy demand | 1.4028 | FEC
SE | TYNDP2026 | LEV | 2040 | TWh | 436 | Sub_sector | Agriculture | Total | Agriculture | Energetic | agriculture_final_demand_other_energetic | Others | EU | Energy demand | 0 | FEC
SE | TYNDP2026 | LEV | 2040 | TWh | 437 | Sub_sector | Agriculture | Total | Agriculture | Energetic | agriculture_final_demand_ammonia_energetic | Ammonia | EU | Energy demand | 0 | FEC
SE | TYNDP2026 | LEV | 2040 | TWh | 447 | Sub_sector | Buildings | Surplus Energy | Buildings | Energetic | GAP | Electricity | EU | Energy demand | 0 | FEC
SE | TYNDP2026 | LEV | 2040 | TWh | 448 | Sub_sector | Buildings | Surplus Energy | Buildings | Energetic | GAP | Hydrogen | EU | Energy demand | 0 | FEC
SE | TYNDP2026 | LEV | 2040 | TWh | 449 | Sub_sector | Buildings | Surplus Energy | Buildings | Energetic | GAP | Methane | EU | Energy demand | 0 | FEC
SE | TYNDP2026 | LEV | 2040 | TWh | 450 | Sub_sector | Buildings | Surplus Energy | Buildings | Energetic | GAP | Heat | EU | Energy demand | 0 | FEC
SE | TYNDP2026 | LEV | 2040 | TWh | 451 | Sub_sector | Buildings | Surplus Energy | Buildings | Energetic | GAP | Biomass | EU | Energy demand | 0.0020706 | FEC
SE | TYNDP2026 | LEV | 2040 | TWh | 452 | Sub_sector | Buildings | Surplus Energy | Buildings | Energetic | GAP | Solids | EU | Energy demand | 0 | FEC
SE | TYNDP2026 | LEV | 2040 | TWh | 453 | Sub_sector | Buildings | Surplus Energy | Buildings | Energetic | GAP | Liquids | EU | Energy demand | 0.54353 | FEC
SE | TYNDP2026 | LEV | 2040 | TWh | 454 | Sub_sector | Buildings | Surplus Energy | Buildings | Energetic | GAP | Others | EU | Energy demand | 0 | FEC
SE | TYNDP2026 | LEV | 2040 | TWh | 455 | Sub_sector | Buildings | Surplus Energy | Buildings | Energetic | GAP | Ammonia | EU | Energy demand | 0 | FEC
SE | TYNDP2026 | LEV | 2040 | TWh | 456 | Sub_sector | Households | Surplus Energy | Households | Energetic | GAP | Electricity | EU | Energy demand | 0 | FEC
SE | TYNDP2026 | LEV | 2040 | TWh | 457 | Sub_sector | Households | Surplus Energy | Households | Energetic | GAP | Hydrogen | EU | Energy demand | 0 | FEC
SE | TYNDP2026 | LEV | 2040 | TWh | 458 | Sub_sector | Households | Surplus Energy | Households | Energetic | GAP | Methane | EU | Energy demand | 0 | FEC
SE | TYNDP2026 | LEV | 2040 | TWh | 459 | Sub_sector | Households | Surplus Energy | Households | Energetic | GAP | Heat | EU | Energy demand | 0 | FEC
SE | TYNDP2026 | LEV | 2040 | TWh | 460 | Sub_sector | Households | Surplus Energy | Households | Energetic | GAP | Biomass | EU | Energy demand | 0 | FEC
SE | TYNDP2026 | LEV | 2040 | TWh | 461 | Sub_sector | Households | Surplus Energy | Households | Energetic | GAP | Solids | EU | Energy demand | 0 | FEC
SE | TYNDP2026 | LEV | 2040 | TWh | 462 | Sub_sector | Households | Surplus Energy | Households | Energetic | GAP | Liquids | EU | Energy demand | 0 | FEC
SE | TYNDP2026 | LEV | 2040 | TWh | 463 | Sub_sector | Households | Surplus Energy | Households | Energetic | GAP | Others | EU | Energy demand | 0 | FEC
SE | TYNDP2026 | LEV | 2040 | TWh | 464 | Sub_sector | Households | Surplus Energy | Households | Energetic | GAP | Ammonia | EU | Energy demand | 0 | FEC
SI | TYNDP2026 | NT | 2030 | TWh | 102 | Sub_sector | Industry | Aluminium | Industry (aluminium) | Energetic | industry_aluminium_demand_electricity_energetic | Electricity | EU | Energy demand | 1.0899 | FEC
SI | TYNDP2026 | NT | 2030 | TWh | 103 | Sub_sector | Industry | Aluminium | Industry (aluminium) | Energetic | industry_aluminium_demand_hydrogen_energetic | Hydrogen | EU | Energy demand | 0 | FEC
SI | TYNDP2026 | NT | 2030 | TWh | 104 | Sub_sector | Industry | Aluminium | Industry (aluminium) | Energetic | industry_aluminium_demand_methane_energetic | Methane | EU | Energy demand | 0.076815 | FEC
SI | TYNDP2026 | NT | 2030 | TWh | 105 | Sub_sector | Industry | Aluminium | Industry (aluminium) | Energetic | industry_aluminium_demand_heat_energetic | Heat | EU | Energy demand | 0 | FEC
SI | TYNDP2026 | NT | 2030 | TWh | 106 | Sub_sector | Industry | Aluminium | Industry (aluminium) | Energetic | industry_aluminium_demand_biomass_energetic | Biomass | EU | Energy demand | 0 | FEC
SI | TYNDP2026 | NT | 2030 | TWh | 107 | Sub_sector | Industry | Aluminium | Industry (aluminium) | Energetic | industry_aluminium_demand_coal_energetic | Solids | EU | Energy demand | 0 | FEC
SI | TYNDP2026 | NT | 2030 | TWh | 108 | Sub_sector | Industry | Aluminium | Industry (aluminium) | Energetic | industry_aluminium_demand_oil_energetic | Liquids | EU | Energy demand | 0 | FEC
SI | TYNDP2026 | NT | 2030 | TWh | 109 | Sub_sector | Industry | Aluminium | Industry (aluminium) | Energetic | industry_aluminium_demand_others_energetic | Others | EU | Energy demand | 0 | FEC
SI | TYNDP2026 | NT | 2030 | TWh | 110 | Sub_sector | Industry | Aluminium | Industry (aluminium) | Energetic | industry_ammonia_demand_others_energetic | Ammonia | EU | Energy demand | 0 | FEC
SI | TYNDP2026 | NT | 2030 | TWh | 112 | Sub_sector | Industry | Chemicals | Industry (chemicals, energetic) | Energetic | industry_chemical_demand_electricity_energetic | Electricity | EU | Energy demand | 0.63954 | FEC
SI | TYNDP2026 | NT | 2030 | TWh | 113 | Sub_sector | Industry | Chemicals | Industry (chemicals, energetic) | Energetic | industry_chemical_demand_hydrogen_energetic | Hydrogen | EU | Energy demand | 0 | FEC
SI | TYNDP2026 | NT | 2030 | TWh | 114 | Sub_sector | Industry | Chemicals | Industry (chemicals, energetic) | Energetic | industry_chemical_demand_methane_energetic | Methane | EU | Energy demand | 0.50378 | FEC
SI | TYNDP2026 | NT | 2030 | TWh | 115 | Sub_sector | Industry | Chemicals | Industry (chemicals, energetic) | Energetic | industry_chemical_demand_heat_energetic | Heat | EU | Energy demand | 0.38021 | FEC
SI | TYNDP2026 | NT | 2030 | TWh | 116 | Sub_sector | Industry | Chemicals | Industry (chemicals, energetic) | Energetic | industry_chemical_demand_biomass_energetic | Biomass | EU | Energy demand | 0.1991 | FEC
SI | TYNDP2026 | NT | 2030 | TWh | 117 | Sub_sector | Industry | Chemicals | Industry (chemicals, energetic) | Energetic | industry_chemical_demand_coal_energetic | Solids | EU | Energy demand | 0.00010444 | FEC
SI | TYNDP2026 | NT | 2030 | TWh | 118 | Sub_sector | Industry | Chemicals | Industry (chemicals, energetic) | Energetic | industry_chemical_demand_oil_energetic | Liquids | EU | Energy demand | 0.043803 | FEC
SI | TYNDP2026 | NT | 2030 | TWh | 119 | Sub_sector | Industry | Chemicals | Industry (chemicals, energetic) | Energetic | industry_chemical_demand_others_energetic | Others | EU | Energy demand | 0 | FEC
SI | TYNDP2026 | NT | 2030 | TWh | 120 | Sub_sector | Industry | Chemicals | Industry (chemicals, energetic) | Energetic | industry_chemical_demand_ammonia_energetic | Ammonia | EU | Energy demand | 0 | FEC
SI | TYNDP2026 | NT | 2030 | TWh | 122 | Sub_sector | Industry | Chemicals | Industry (chemicals, non-energetic) | Non-energetic | industry_chemical_demand_electricity_non_energetic | Electricity | EU | Energy demand | 0 | not_included_in_FEC
SI | TYNDP2026 | NT | 2030 | TWh | 123 | Sub_sector | Industry | Chemicals | Industry (chemicals, non-energetic) | Non-energetic | industry_chemical_demand_hydrogen_non_energetic | Hydrogen | EU | Energy demand | 0 | not_included_in_FEC
SI | TYNDP2026 | NT | 2030 | TWh | 124 | Sub_sector | Industry | Chemicals | Industry (chemicals, non-energetic) | Non-energetic | industry_chemical_demand_methane_non_energetic | Methane | EU | Energy demand | 0.065707 | not_included_in_FEC
SI | TYNDP2026 | NT | 2030 | TWh | 125 | Sub_sector | Industry | Chemicals | Industry (chemicals, non-energetic) | Non-energetic | industry_chemical_demand_heat_non_energetic | Heat | EU | Energy demand | 0 | not_included_in_FEC
SI | TYNDP2026 | NT | 2030 | TWh | 126 | Sub_sector | Industry | Chemicals | Industry (chemicals, non-energetic) | Non-energetic | industry_chemical_demand_biomass_non_energetic | Biomass | EU | Energy demand | 0 | not_included_in_FEC
SI | TYNDP2026 | NT | 2030 | TWh | 127 | Sub_sector | Industry | Chemicals | Industry (chemicals, non-energetic) | Non-energetic | industry_chemical_demand_coal_non_energetic | Solids | EU | Energy demand | 0 | not_included_in_FEC
SI | TYNDP2026 | NT | 2030 | TWh | 128 | Sub_sector | Industry | Chemicals | Industry (chemicals, non-energetic) | Non-energetic | industry_chemical_demand_oil_non_energetic | Liquids | EU | Energy demand | 0.063996 | not_included_in_FEC
SI | TYNDP2026 | NT | 2030 | TWh | 129 | Sub_sector | Industry | Chemicals | Industry (chemicals, non-energetic) | Non-energetic | industry_chemical_demand_others_non_energetic | Others | EU | Energy demand | 0 | not_included_in_FEC
SI | TYNDP2026 | NT | 2030 | TWh | 130 | Sub_sector | Industry | Chemicals | Industry (chemicals, non-energetic) | Non-energetic | industry_chemical_demand_ammonia_non_energetic | Ammonia | EU | Energy demand | 0 | not_included_in_FEC
SI | TYNDP2026 | NT | 2030 | TWh | 132 | Sub_sector | Industry | Fertilizers | Industry (fertilizers, energetic) | Energetic | industry_fertilizers_demand_electricity_energetic | Electricity | EU | Energy demand | 0 | FEC
SI | TYNDP2026 | NT | 2030 | TWh | 133 | Sub_sector | Industry | Fertilizers | Industry (fertilizers, energetic) | Energetic | industry_fertilizers_demand_hydrogen_energetic | Hydrogen | EU | Energy demand | 0 | FEC
SI | TYNDP2026 | NT | 2030 | TWh | 134 | Sub_sector | Industry | Fertilizers | Industry (fertilizers, energetic) | Energetic | industry_fertilizers_demand_methane_energetic | Methane | EU | Energy demand | 0 | FEC
SI | TYNDP2026 | NT | 2030 | TWh | 135 | Sub_sector | Industry | Fertilizers | Industry (fertilizers, energetic) | Energetic | industry_fertilizers_demand_heat_energetic | Heat | EU | Energy demand | 0 | FEC
SI | TYNDP2026 | NT | 2030 | TWh | 136 | Sub_sector | Industry | Fertilizers | Industry (fertilizers, energetic) | Energetic | industry_fertilizers_demand_biomass_energetic | Biomass | EU | Energy demand | 0 | FEC
SI | TYNDP2026 | NT | 2030 | TWh | 137 | Sub_sector | Industry | Fertilizers | Industry (fertilizers, energetic) | Energetic | industry_fertilizers_demand_coal_energetic | Solids | EU | Energy demand | 0 | FEC
SI | TYNDP2026 | NT | 2030 | TWh | 138 | Sub_sector | Industry | Fertilizers | Industry (fertilizers, energetic) | Energetic | industry_fertilizers_demand_oil_energetic | Liquids | EU | Energy demand | 0 | FEC
SI | TYNDP2026 | NT | 2030 | TWh | 139 | Sub_sector | Industry | Fertilizers | Industry (fertilizers, energetic) | Energetic | industry_fertilizers_demand_others_energetic | Others | EU | Energy demand | 0 | FEC
SI | TYNDP2026 | NT | 2030 | TWh | 140 | Sub_sector | Industry | Fertilizers | Industry (fertilizers, energetic) | Energetic | industry_fertilizers_demand_ammonia_energetic | Ammonia | EU | Energy demand | 0 | FEC
SI | TYNDP2026 | NT | 2030 | TWh | 142 | Sub_sector | Industry | Fertilizers | Industry (fertilizers, non-energetic) | Non-energetic | industry_fertilizers_demand_electricity_non_energetic | Electricity | EU | Energy demand | 0 | not_included_in_FEC
SI | TYNDP2026 | NT | 2030 | TWh | 143 | Sub_sector | Industry | Fertilizers | Industry (fertilizers, non-energetic) | Non-energetic | industry_fertilizers_demand_hydrogen_non_energetic | Hydrogen | EU | Energy demand | 0 | not_included_in_FEC
SI | TYNDP2026 | NT | 2030 | TWh | 144 | Sub_sector | Industry | Fertilizers | Industry (fertilizers, non-energetic) | Non-energetic | industry_fertilizers_demand_methane_non_energetic | Methane | EU | Energy demand | 0 | not_included_in_FEC
SI | TYNDP2026 | NT | 2030 | TWh | 145 | Sub_sector | Industry | Fertilizers | Industry (fertilizers, non-energetic) | Non-energetic | industry_fertilizers_demand_heat_non_energetic | Heat | EU | Energy demand | 0 | not_included_in_FEC
SI | TYNDP2026 | NT | 2030 | TWh | 146 | Sub_sector | Industry | Fertilizers | Industry (fertilizers, non-energetic) | Non-energetic | industry_fertilizers_demand_biomass_non_energetic | Biomass | EU | Energy demand | 0 | not_included_in_FEC
SI | TYNDP2026 | NT | 2030 | TWh | 147 | Sub_sector | Industry | Fertilizers | Industry (fertilizers, non-energetic) | Non-energetic | industry_fertilizers_demand_coal_non_energetic | Solids | EU | Energy demand | 0 | not_included_in_FEC
SI | TYNDP2026 | NT | 2030 | TWh | 148 | Sub_sector | Industry | Fertilizers | Industry (fertilizers, non-energetic) | Non-energetic | industry_fertilizers_demand_oil_non_energetic | Liquids | EU | Energy demand | 0 | not_included_in_FEC
SI | TYNDP2026 | NT | 2030 | TWh | 149 | Sub_sector | Industry | Fertilizers | Industry (fertilizers, non-energetic) | Non-energetic | industry_fertilizers_demand_others_non_energetic | Others | EU | Energy demand | 0 | not_included_in_FEC
SI | TYNDP2026 | NT | 2030 | TWh | 150 | Sub_sector | Industry | Fertilizers | Industry (fertilizers, non-energetic) | Non-energetic | industry_fertilizers_demand_ammonia_non_energetic | Ammonia | EU | Energy demand | 0 | not_included_in_FEC
SI | TYNDP2026 | NT | 2030 | TWh | 152 | Sub_sector | Industry | Food | Industry (food) | Energetic | industry_food_demand_electricity_energetic | Electricity | EU | Energy demand | 0.28506 | FEC
SI | TYNDP2026 | NT | 2030 | TWh | 153 | Sub_sector | Industry | Food | Industry (food) | Energetic | industry_food_demand_hydrogen_energetic | Hydrogen | EU | Energy demand | 0 | FEC
SI | TYNDP2026 | NT | 2030 | TWh | 154 | Sub_sector | Industry | Food | Industry (food) | Energetic | industry_food_demand_methane_energetic | Methane | EU | Energy demand | 0.34701 | FEC
SI | TYNDP2026 | NT | 2030 | TWh | 155 | Sub_sector | Industry | Food | Industry (food) | Energetic | industry_food_demand_heat_energetic | Heat | EU | Energy demand | 0.050781 | FEC
SI | TYNDP2026 | NT | 2030 | TWh | 156 | Sub_sector | Industry | Food | Industry (food) | Energetic | industry_food_demand_biomass_energetic | Biomass | EU | Energy demand | 0.018785 | FEC
SI | TYNDP2026 | NT | 2030 | TWh | 157 | Sub_sector | Industry | Food | Industry (food) | Energetic | industry_food_demand_coal_energetic | Solids | EU | Energy demand | 0 | FEC
SI | TYNDP2026 | NT | 2030 | TWh | 158 | Sub_sector | Industry | Food | Industry (food) | Energetic | industry_food_demand_oil_energetic | Liquids | EU | Energy demand | 0.090482 | FEC
SI | TYNDP2026 | NT | 2030 | TWh | 159 | Sub_sector | Industry | Food | Industry (food) | Energetic | industry_food_demand_others_energetic | Others | EU | Energy demand | 0 | FEC
SI | TYNDP2026 | NT | 2030 | TWh | 160 | Sub_sector | Industry | Food | Industry (food) | Energetic | industry_food_demand_ammonia_energetic | Ammonia | EU | Energy demand | 0 | FEC
SI | TYNDP2026 | NT | 2030 | TWh | 162 | Sub_sector | Industry | Metals | Industry (metal) | Energetic | industry_metal_demand_electricity_energetic | Electricity | EU | Energy demand | 0.090087 | FEC
SI | TYNDP2026 | NT | 2030 | TWh | 163 | Sub_sector | Industry | Metals | Industry (metal) | Energetic | industry_metal_demand_hydrogen_energetic | Hydrogen | EU | Energy demand | 0 | FEC
SI | TYNDP2026 | NT | 2030 | TWh | 164 | Sub_sector | Industry | Metals | Industry (metal) | Energetic | industry_metal_demand_methane_energetic | Methane | EU | Energy demand | 0.3653 | FEC
SI | TYNDP2026 | NT | 2030 | TWh | 165 | Sub_sector | Industry | Metals | Industry (metal) | Energetic | industry_metal_demand_heat_energetic | Heat | EU | Energy demand | 0.00051778 | FEC
SI | TYNDP2026 | NT | 2030 | TWh | 166 | Sub_sector | Industry | Metals | Industry (metal) | Energetic | industry_metal_demand_biomass_energetic | Biomass | EU | Energy demand | 0 | FEC
SI | TYNDP2026 | NT | 2030 | TWh | 167 | Sub_sector | Industry | Metals | Industry (metal) | Energetic | industry_metal_demand_coal_energetic | Solids | EU | Energy demand | 0.016664 | FEC
SI | TYNDP2026 | NT | 2030 | TWh | 168 | Sub_sector | Industry | Metals | Industry (metal) | Energetic | industry_metal_demand_oil_energetic | Liquids | EU | Energy demand | 0.015415 | FEC
SI | TYNDP2026 | NT | 2030 | TWh | 169 | Sub_sector | Industry | Metals | Industry (metal) | Energetic | industry_metal_demand_others_energetic | Others | EU | Energy demand | 0 | FEC
SI | TYNDP2026 | NT | 2030 | TWh | 170 | Sub_sector | Industry | Metals | Industry (metal) | Energetic | industry_metal_demand_ammonia_energetic | Ammonia | EU | Energy demand | 0 | FEC
SI | TYNDP2026 | NT | 2030 | TWh | 172 | Sub_sector | Industry | Others | Industry (other, energetic) | Energetic | industry_other_demand_electricity_energetic | Electricity | EU | Energy demand | 2.7375 | FEC
SI | TYNDP2026 | NT | 2030 | TWh | 173 | Sub_sector | Industry | Others | Industry (other, energetic) | Energetic | industry_other_demand_hydrogen_energetic | Hydrogen | EU | Energy demand | 0.068438 | FEC
SI | TYNDP2026 | NT | 2030 | TWh | 174 | Sub_sector | Industry | Others | Industry (other, energetic) | Energetic | industry_other_demand_methane_energetic | Methane | EU | Energy demand | 1.5056 | FEC
SI | TYNDP2026 | NT | 2030 | TWh | 175 | Sub_sector | Industry | Others | Industry (other, energetic) | Energetic | industry_other_demand_heat_energetic | Heat | EU | Energy demand | 1.1082 | FEC
SI | TYNDP2026 | NT | 2030 | TWh | 176 | Sub_sector | Industry | Others | Industry (other, energetic) | Energetic | industry_other_demand_biomass_energetic | Biomass | EU | Energy demand | 0.50126 | FEC
SI | TYNDP2026 | NT | 2030 | TWh | 177 | Sub_sector | Industry | Others | Industry (other, energetic) | Energetic | industry_other_demand_coal_energetic | Solids | EU | Energy demand | 0 | FEC
SI | TYNDP2026 | NT | 2030 | TWh | 178 | Sub_sector | Industry | Others | Industry (other, energetic) | Energetic | industry_other_demand_oil_energetic | Liquids | EU | Energy demand | 0.92276 | FEC
SI | TYNDP2026 | NT | 2030 | TWh | 179 | Sub_sector | Industry | Others | Industry (other, energetic) | Energetic | industry_other_demand_others_energetic | Others | EU | Energy demand | 0 | FEC
SI | TYNDP2026 | NT | 2030 | TWh | 180 | Sub_sector | Industry | Others | Industry (other, energetic) | Energetic | industry_other_demand_ammonia_energetic | Ammonia | EU | Energy demand | 0 | FEC
SI | TYNDP2026 | NT | 2030 | TWh | 182 | Sub_sector | Industry | Others | Industry (other, non-energetic) | Non-energetic | industry_other_demand_electricity_non_energetic | Electricity | EU | Energy demand | 0 | not_included_in_FEC
SI | TYNDP2026 | NT | 2030 | TWh | 183 | Sub_sector | Industry | Others | Industry (other, non-energetic) | Non-energetic | industry_other_demand_hydrogen_non_energetic | Hydrogen | EU | Energy demand | 0 | not_included_in_FEC
SI | TYNDP2026 | NT | 2030 | TWh | 184 | Sub_sector | Industry | Others | Industry (other, non-energetic) | Non-energetic | industry_other_demand_methane_non_energetic | Methane | EU | Energy demand | 0 | not_included_in_FEC
SI | TYNDP2026 | NT | 2030 | TWh | 185 | Sub_sector | Industry | Others | Industry (other, non-energetic) | Non-energetic | industry_other_demand_heat_non_energetic | Heat | EU | Energy demand | 0 | not_included_in_FEC
SI | TYNDP2026 | NT | 2030 | TWh | 186 | Sub_sector | Industry | Others | Industry (other, non-energetic) | Non-energetic | industry_other_demand_biomass_non_energetic | Biomass | EU | Energy demand | 0 | not_included_in_FEC
SI | TYNDP2026 | NT | 2030 | TWh | 187 | Sub_sector | Industry | Others | Industry (other, non-energetic) | Non-energetic | industry_other_demand_coal_non_energetic | Solids | EU | Energy demand | 0 | not_included_in_FEC
SI | TYNDP2026 | NT | 2030 | TWh | 188 | Sub_sector | Industry | Others | Industry (other, non-energetic) | Non-energetic | industry_other_demand_oil_non_energetic | Liquids | EU | Energy demand | 1.6508 | not_included_in_FEC
SI | TYNDP2026 | NT | 2030 | TWh | 189 | Sub_sector | Industry | Others | Industry (other, non-energetic) | Non-energetic | industry_other_demand_others_non_energetic | Others | EU | Energy demand | 0 | not_included_in_FEC
SI | TYNDP2026 | NT | 2030 | TWh | 190 | Sub_sector | Industry | Others | Industry (other, non-energetic) | Non-energetic | industry_other_demand_ammonia_non_energetic | Ammonia | EU | Energy demand | 0 | not_included_in_FEC
SI | TYNDP2026 | NT | 2030 | TWh | 192 | Sub_sector | Industry | Paper | Industry (paper) | Energetic | industry_paper_demand_electricity_energetic | Electricity | EU | Energy demand | 0.70747 | FEC
SI | TYNDP2026 | NT | 2030 | TWh | 193 | Sub_sector | Industry | Paper | Industry (paper) | Energetic | industry_paper_demand_hydrogen_energetic | Hydrogen | EU | Energy demand | 0 | FEC
SI | TYNDP2026 | NT | 2030 | TWh | 194 | Sub_sector | Industry | Paper | Industry (paper) | Energetic | industry_paper_demand_methane_energetic | Methane | EU | Energy demand | 0.90136 | FEC
SI | TYNDP2026 | NT | 2030 | TWh | 195 | Sub_sector | Industry | Paper | Industry (paper) | Energetic | industry_paper_demand_heat_energetic | Heat | EU | Energy demand | 0.011279 | FEC
SI | TYNDP2026 | NT | 2030 | TWh | 196 | Sub_sector | Industry | Paper | Industry (paper) | Energetic | industry_paper_demand_biomass_energetic | Biomass | EU | Energy demand | 0.12648 | FEC
SI | TYNDP2026 | NT | 2030 | TWh | 197 | Sub_sector | Industry | Paper | Industry (paper) | Energetic | industry_paper_demand_coal_energetic | Solids | EU | Energy demand | 0.24844 | FEC
SI | TYNDP2026 | NT | 2030 | TWh | 198 | Sub_sector | Industry | Paper | Industry (paper) | Energetic | industry_paper_demand_oil_energetic | Liquids | EU | Energy demand | 0.01339 | FEC
SI | TYNDP2026 | NT | 2030 | TWh | 199 | Sub_sector | Industry | Paper | Industry (paper) | Energetic | industry_paper_demand_others_energetic | Others | EU | Energy demand | 0 | FEC
SI | TYNDP2026 | NT | 2030 | TWh | 200 | Sub_sector | Industry | Paper | Industry (paper) | Energetic | industry_paper_demand_ammonia_energetic | Ammonia | EU | Energy demand | 0 | FEC
SI | TYNDP2026 | NT | 2030 | TWh | 202 | Sub_sector | Industry | Refineries | Industry (refineries, energetic) | Energetic | industry_refinery_demand_electricity_energetic | Electricity | EU | Energy demand | 0 | not_included_in_FEC
SI | TYNDP2026 | NT | 2030 | TWh | 203 | Sub_sector | Industry | Refineries | Industry (refineries, energetic) | Energetic | industry_refinery_demand_hydrogen_energetic | Hydrogen | EU | Energy demand | 0 | not_included_in_FEC
SI | TYNDP2026 | NT | 2030 | TWh | 204 | Sub_sector | Industry | Refineries | Industry (refineries, energetic) | Energetic | industry_refinery_demand_methane_energetic | Methane | EU | Energy demand | 0 | not_included_in_FEC
SI | TYNDP2026 | NT | 2030 | TWh | 205 | Sub_sector | Industry | Refineries | Industry (refineries, energetic) | Energetic | industry_refinery_demand_heat_energetic | Heat | EU | Energy demand | 0 | not_included_in_FEC
SI | TYNDP2026 | NT | 2030 | TWh | 206 | Sub_sector | Industry | Refineries | Industry (refineries, energetic) | Energetic | industry_refinery_demand_biomass_energetic | Biomass | EU | Energy demand | 0 | not_included_in_FEC
SI | TYNDP2026 | NT | 2030 | TWh | 207 | Sub_sector | Industry | Refineries | Industry (refineries, energetic) | Energetic | industry_refinery_demand_coal_energetic | Solids | EU | Energy demand | 0 | not_included_in_FEC
SI | TYNDP2026 | NT | 2030 | TWh | 208 | Sub_sector | Industry | Refineries | Industry (refineries, energetic) | Energetic | industry_refinery_demand_oil_energetic | Liquids | EU | Energy demand | 0 | not_included_in_FEC
SI | TYNDP2026 | NT | 2030 | TWh | 209 | Sub_sector | Industry | Refineries | Industry (refineries, energetic) | Energetic | industry_refinery_demand_others_energetic | Others | EU | Energy demand | 0 | not_included_in_FEC
SI | TYNDP2026 | NT | 2030 | TWh | 210 | Sub_sector | Industry | Refineries | Industry (refineries, energetic) | Energetic | industry_refinery_demand_ammonia_energetic | Ammonia | EU | Energy demand | 0 | not_included_in_FEC
SI | TYNDP2026 | NT | 2030 | TWh | 212 | Sub_sector | Industry | Refineries | Industry (refineries, non-energetic) | Non-energetic | industry_refinery_demand_electricity_non_energetic | Electricity | EU | Energy demand | 0 | not_included_in_FEC
SI | TYNDP2026 | NT | 2030 | TWh | 213 | Sub_sector | Industry | Refineries | Industry (refineries, non-energetic) | Non-energetic | industry_refinery_demand_hydrogen_non_energetic | Hydrogen | EU | Energy demand | 0 | not_included_in_FEC
SI | TYNDP2026 | NT | 2030 | TWh | 214 | Sub_sector | Industry | Refineries | Industry (refineries, non-energetic) | Non-energetic | industry_refinery_demand_methane_non_energetic | Methane | EU | Energy demand | 0 | not_included_in_FEC
SI | TYNDP2026 | NT | 2030 | TWh | 215 | Sub_sector | Industry | Refineries | Industry (refineries, non-energetic) | Non-energetic | industry_refinery_demand_heat_non_energetic | Heat | EU | Energy demand | 0 | not_included_in_FEC
SI | TYNDP2026 | NT | 2030 | TWh | 216 | Sub_sector | Industry | Refineries | Industry (refineries, non-energetic) | Non-energetic | industry_refinery_demand_biomass_non_energetic | Biomass | EU | Energy demand | 0 | not_included_in_FEC
SI | TYNDP2026 | NT | 2030 | TWh | 217 | Sub_sector | Industry | Refineries | Industry (refineries, non-energetic) | Non-energetic | industry_refinery_demand_coal_non_energetic | Solids | EU | Energy demand | 0 | not_included_in_FEC
SI | TYNDP2026 | NT | 2030 | TWh | 218 | Sub_sector | Industry | Refineries | Industry (refineries, non-energetic) | Non-energetic | industry_refinery_demand_oil_non_energetic | Liquids | EU | Energy demand | 0 | not_included_in_FEC
SI | TYNDP2026 | NT | 2030 | TWh | 219 | Sub_sector | Industry | Refineries | Industry (refineries, non-energetic) | Non-energetic | industry_refinery_demand_others_non_energetic | Others | EU | Energy demand | 0 | not_included_in_FEC
SI | TYNDP2026 | NT | 2030 | TWh | 220 | Sub_sector | Industry | Refineries | Industry (refineries, non-energetic) | Non-energetic | industry_refinery_demand_ammonia_non_energetic | Ammonia | EU | Energy demand | 0 | not_included_in_FEC
SI | TYNDP2026 | NT | 2030 | TWh | 222 | Sub_sector | Industry | Steel | Industry (steel) | Energetic | industry_steel_demand_electricity_energetic | Electricity | EU | Energy demand | 0.78637 | FEC
SI | TYNDP2026 | NT | 2030 | TWh | 223 | Sub_sector | Industry | Steel | Industry (steel) | Energetic | industry_steel_demand_hydrogen_energetic | Hydrogen | EU | Energy demand | 0 | FEC
SI | TYNDP2026 | NT | 2030 | TWh | 224 | Sub_sector | Industry | Steel | Industry (steel) | Energetic | industry_steel_demand_methane_energetic | Methane | EU | Energy demand | 0.92621 | FEC
SI | TYNDP2026 | NT | 2030 | TWh | 225 | Sub_sector | Industry | Steel | Industry (steel) | Energetic | industry_steel_demand_heat_energetic | Heat | EU | Energy demand | 0.012113 | FEC
SI | TYNDP2026 | NT | 2030 | TWh | 226 | Sub_sector | Industry | Steel | Industry (steel) | Energetic | industry_steel_demand_biomass_energetic | Biomass | EU | Energy demand | 7.72e-05 | FEC
SI | TYNDP2026 | NT | 2030 | TWh | 227 | Sub_sector | Industry | Steel | Industry (steel) | Energetic | industry_steel_demand_coal_energetic | Solids | EU | Energy demand | 0.067674 | FEC
SI | TYNDP2026 | NT | 2030 | TWh | 228 | Sub_sector | Industry | Steel | Industry (steel) | Energetic | industry_steel_demand_oil_energetic | Liquids | EU | Energy demand | 0.021184 | FEC
SI | TYNDP2026 | NT | 2030 | TWh | 229 | Sub_sector | Industry | Steel | Industry (steel) | Energetic | industry_steel_demand_others_energetic | Others | EU | Energy demand | 0 | FEC
SI | TYNDP2026 | NT | 2030 | TWh | 230 | Sub_sector | Industry | Steel | Industry (steel) | Energetic | industry_steel_demand_ammonia_energetic | Ammonia | EU | Energy demand | 0 | FEC
SI | TYNDP2026 | NT | 2030 | TWh | 232 | Sub_sector | Transport | Cars | Transport (cars) | Energetic | transport_cars_final_demand_electricity | Electricity | EU | Energy demand | 0.62175 | FEC
SI | TYNDP2026 | NT | 2030 | TWh | 233 | Sub_sector | Transport | Cars | Transport (cars) | Energetic | transport_cars_final_demand_hydrogen | Hydrogen | EU | Energy demand | 0.52078 | FEC
SI | TYNDP2026 | NT | 2030 | TWh | 234 | Sub_sector | Transport | Cars | Transport (cars) | Energetic | transport_cars_final_demand_methane | Methane | EU | Energy demand | 0.003366 | FEC
SI | TYNDP2026 | NT | 2030 | TWh | 235 | Sub_sector | Transport | Cars | Transport (cars) | Energetic | transport_cars_final_demand_heat | Heat | EU | Energy demand | 0 | FEC
SI | TYNDP2026 | NT | 2030 | TWh | 236 | Sub_sector | Transport | Cars | Transport (cars) | Energetic | transport_cars_final_demand_biomass | Biomass | EU | Energy demand | 0 | FEC
SI | TYNDP2026 | NT | 2030 | TWh | 237 | Sub_sector | Transport | Cars | Transport (cars) | Energetic | transport_cars_final_demand_coal | Solids | EU | Energy demand | 0 | FEC
SI | TYNDP2026 | NT | 2030 | TWh | 238 | Sub_sector | Transport | Cars | Transport (cars) | Energetic | transport_cars_final_demand_oil | Liquids | EU | Energy demand | 12.0107 | FEC
SI | TYNDP2026 | NT | 2030 | TWh | 239 | Sub_sector | Transport | Cars | Transport (cars) | Energetic | transport_cars_final_demand_other | Others | EU | Energy demand | 0 | FEC
SI | TYNDP2026 | NT | 2030 | TWh | 240 | Sub_sector | Transport | Cars | Transport (cars) | Energetic | transport_cars_final_demand_ammonia | Ammonia | EU | Energy demand | 0 | FEC
SI | TYNDP2026 | NT | 2030 | TWh | 242 | Sub_sector | Transport | Busses | Transport (busses) | Energetic | transport_busses_final_demand_electricity | Electricity | EU | Energy demand | 0.00049694 | FEC
SI | TYNDP2026 | NT | 2030 | TWh | 243 | Sub_sector | Transport | Busses | Transport (busses) | Energetic | transport_busses_final_demand_hydrogen | Hydrogen | EU | Energy demand | 0 | FEC
SI | TYNDP2026 | NT | 2030 | TWh | 244 | Sub_sector | Transport | Busses | Transport (busses) | Energetic | transport_busses_final_demand_methane | Methane | EU | Energy demand | 0.043978 | FEC
SI | TYNDP2026 | NT | 2030 | TWh | 245 | Sub_sector | Transport | Busses | Transport (busses) | Energetic | transport_busses_final_demand_heat | Heat | EU | Energy demand | 0 | FEC
SI | TYNDP2026 | NT | 2030 | TWh | 246 | Sub_sector | Transport | Busses | Transport (busses) | Energetic | transport_busses_final_demand_biomass | Biomass | EU | Energy demand | 0 | FEC
SI | TYNDP2026 | NT | 2030 | TWh | 247 | Sub_sector | Transport | Busses | Transport (busses) | Energetic | transport_busses_final_demand_coal | Solids | EU | Energy demand | 0 | FEC
SI | TYNDP2026 | NT | 2030 | TWh | 248 | Sub_sector | Transport | Busses | Transport (busses) | Energetic | transport_busses_final_demand_oil | Liquids | EU | Energy demand | 0.48902 | FEC
SI | TYNDP2026 | NT | 2030 | TWh | 249 | Sub_sector | Transport | Busses | Transport (busses) | Energetic | transport_busses_final_demand_other | Others | EU | Energy demand | 0 | FEC
SI | TYNDP2026 | NT | 2030 | TWh | 250 | Sub_sector | Transport | Busses | Transport (busses) | Energetic | transport_busses_final_demand_ammonia | Ammonia | EU | Energy demand | 0 | FEC
SI | TYNDP2026 | NT | 2030 | TWh | 252 | Sub_sector | Transport | Trucks | Transport (trucks) | Energetic | transport_trucks_final_demand_electricity | Electricity | EU | Energy demand | 0 | FEC
SI | TYNDP2026 | NT | 2030 | TWh | 253 | Sub_sector | Transport | Trucks | Transport (trucks) | Energetic | transport_trucks_final_demand_hydrogen | Hydrogen | EU | Energy demand | 0.08955 | FEC
SI | TYNDP2026 | NT | 2030 | TWh | 254 | Sub_sector | Transport | Trucks | Transport (trucks) | Energetic | transport_trucks_final_demand_methane | Methane | EU | Energy demand | 0.079339 | FEC
SI | TYNDP2026 | NT | 2030 | TWh | 255 | Sub_sector | Transport | Trucks | Transport (trucks) | Energetic | transport_trucks_final_demand_heat | Heat | EU | Energy demand | 0 | FEC
SI | TYNDP2026 | NT | 2030 | TWh | 256 | Sub_sector | Transport | Trucks | Transport (trucks) | Energetic | transport_trucks_final_demand_biomass | Biomass | EU | Energy demand | 0 | FEC
SI | TYNDP2026 | NT | 2030 | TWh | 257 | Sub_sector | Transport | Trucks | Transport (trucks) | Energetic | transport_trucks_final_demand_coal | Solids | EU | Energy demand | 0 | FEC
SI | TYNDP2026 | NT | 2030 | TWh | 258 | Sub_sector | Transport | Trucks | Transport (trucks) | Energetic | transport_trucks_final_demand_oil | Liquids | EU | Energy demand | 4.6914 | FEC
SI | TYNDP2026 | NT | 2030 | TWh | 259 | Sub_sector | Transport | Trucks | Transport (trucks) | Energetic | transport_trucks_final_demand_other | Others | EU | Energy demand | 0 | FEC
SI | TYNDP2026 | NT | 2030 | TWh | 260 | Sub_sector | Transport | Trucks | Transport (trucks) | Energetic | transport_trucks_final_demand_ammonia | Ammonia | EU | Energy demand | 0 | FEC
SI | TYNDP2026 | NT | 2030 | TWh | 262 | Sub_sector | Transport | Vans | Transport (vans) | Energetic | transport_vans_final_demand_electricity | Electricity | EU | Energy demand | 0.057493 | FEC
SI | TYNDP2026 | NT | 2030 | TWh | 263 | Sub_sector | Transport | Vans | Transport (vans) | Energetic | transport_vans_final_demand_hydrogen | Hydrogen | EU | Energy demand | 0 | FEC
SI | TYNDP2026 | NT | 2030 | TWh | 264 | Sub_sector | Transport | Vans | Transport (vans) | Energetic | transport_vans_final_demand_methane | Methane | EU | Energy demand | 0.0018307 | FEC
SI | TYNDP2026 | NT | 2030 | TWh | 265 | Sub_sector | Transport | Vans | Transport (vans) | Energetic | transport_vans_final_demand_heat | Heat | EU | Energy demand | 0 | FEC
SI | TYNDP2026 | NT | 2030 | TWh | 266 | Sub_sector | Transport | Vans | Transport (vans) | Energetic | transport_vans_final_demand_biomass | Biomass | EU | Energy demand | 0 | FEC
SI | TYNDP2026 | NT | 2030 | TWh | 267 | Sub_sector | Transport | Vans | Transport (vans) | Energetic | transport_vans_final_demand_coal | Solids | EU | Energy demand | 0 | FEC
SI | TYNDP2026 | NT | 2030 | TWh | 268 | Sub_sector | Transport | Vans | Transport (vans) | Energetic | transport_vans_final_demand_oil | Liquids | EU | Energy demand | 0.66006 | FEC
SI | TYNDP2026 | NT | 2030 | TWh | 269 | Sub_sector | Transport | Vans | Transport (vans) | Energetic | transport_vans_final_demand_other | Others | EU | Energy demand | 0 | FEC
SI | TYNDP2026 | NT | 2030 | TWh | 270 | Sub_sector | Transport | Vans | Transport (vans) | Energetic | transport_vans_final_demand_ammonia | Ammonia | EU | Energy demand | 0 | FEC
SI | TYNDP2026 | NT | 2030 | TWh | 272 | Sub_sector | Transport | Freight trains | Transport (trains) | Energetic | transport_trains_final_demand_electricity | Electricity | EU | Energy demand | 0.21987 | FEC
SI | TYNDP2026 | NT | 2030 | TWh | 273 | Sub_sector | Transport | Freight trains | Transport (trains) | Energetic | transport_trains_final_demand_hydrogen | Hydrogen | EU | Energy demand | 0 | FEC
SI | TYNDP2026 | NT | 2030 | TWh | 274 | Sub_sector | Transport | Freight trains | Transport (trains) | Energetic | transport_trains_final_demand_methane | Methane | EU | Energy demand | 0 | FEC
SI | TYNDP2026 | NT | 2030 | TWh | 275 | Sub_sector | Transport | Freight trains | Transport (trains) | Energetic | transport_trains_final_demand_heat | Heat | EU | Energy demand | 0 | FEC
SI | TYNDP2026 | NT | 2030 | TWh | 276 | Sub_sector | Transport | Freight trains | Transport (trains) | Energetic | transport_trains_final_demand_biomass | Biomass | EU | Energy demand | 0 | FEC
SI | TYNDP2026 | NT | 2030 | TWh | 277 | Sub_sector | Transport | Freight trains | Transport (trains) | Energetic | transport_trains_final_demand_coal | Solids | EU | Energy demand | 0.0011602 | FEC
SI | TYNDP2026 | NT | 2030 | TWh | 278 | Sub_sector | Transport | Freight trains | Transport (trains) | Energetic | transport_trains_final_demand_oil | Liquids | EU | Energy demand | 0.085181 | FEC
SI | TYNDP2026 | NT | 2030 | TWh | 279 | Sub_sector | Transport | Freight trains | Transport (trains) | Energetic | transport_trains_final_demand_other | Others | EU | Energy demand | 0 | FEC
SI | TYNDP2026 | NT | 2030 | TWh | 280 | Sub_sector | Transport | Freight trains | Transport (trains) | Energetic | transport_trains_final_demand_ammonia | Ammonia | EU | Energy demand | 0 | FEC
SI | TYNDP2026 | NT | 2030 | TWh | 282 | Sub_sector | Transport | Ships | Transport (ships) | Energetic | transport_ships_final_demand_electricity | Electricity | EU | Energy demand | 0 | FEC
SI | TYNDP2026 | NT | 2030 | TWh | 283 | Sub_sector | Transport | Ships | Transport (ships) | Energetic | transport_ships_final_demand_hydrogen | Hydrogen | EU | Energy demand | 0 | FEC
SI | TYNDP2026 | NT | 2030 | TWh | 284 | Sub_sector | Transport | Ships | Transport (ships) | Energetic | transport_ships_final_demand_methane | Methane | EU | Energy demand | 1.67e-05 | FEC
SI | TYNDP2026 | NT | 2030 | TWh | 285 | Sub_sector | Transport | Ships | Transport (ships) | Energetic | transport_ships_final_demand_heat | Heat | EU | Energy demand | 0 | FEC
SI | TYNDP2026 | NT | 2030 | TWh | 286 | Sub_sector | Transport | Ships | Transport (ships) | Energetic | transport_ships_final_demand_biomass | Biomass | EU | Energy demand | 0 | FEC
SI | TYNDP2026 | NT | 2030 | TWh | 287 | Sub_sector | Transport | Ships | Transport (ships) | Energetic | transport_ships_final_demand_coal | Solids | EU | Energy demand | 0 | FEC
SI | TYNDP2026 | NT | 2030 | TWh | 288 | Sub_sector | Transport | Ships | Transport (ships) | Energetic | transport_ships_final_demand_oil | Liquids | EU | Energy demand | 0 | FEC
SI | TYNDP2026 | NT | 2030 | TWh | 289 | Sub_sector | Transport | Ships | Transport (ships) | Energetic | transport_ships_final_demand_other | Others | EU | Energy demand | 0 | FEC
SI | TYNDP2026 | NT | 2030 | TWh | 290 | Sub_sector | Transport | Ships | Transport (ships) | Energetic | transport_ships_final_demand_ammonia | Ammonia | EU | Energy demand | 0 | FEC
SI | TYNDP2026 | NT | 2030 | TWh | 292 | Sub_sector | Transport | Planes | Transport (planes) | Energetic | transport_planes_final_demand_electricity | Electricity | EU | Energy demand | 0 | FEC
SI | TYNDP2026 | NT | 2030 | TWh | 293 | Sub_sector | Transport | Planes | Transport (planes) | Energetic | transport_planes_final_demand_hydrogen | Hydrogen | EU | Energy demand | 0 | FEC
SI | TYNDP2026 | NT | 2030 | TWh | 294 | Sub_sector | Transport | Planes | Transport (planes) | Energetic | transport_planes_final_demand_methane | Methane | EU | Energy demand | 0 | FEC
SI | TYNDP2026 | NT | 2030 | TWh | 295 | Sub_sector | Transport | Planes | Transport (planes) | Energetic | transport_planes_final_demand_heat | Heat | EU | Energy demand | 0 | FEC
SI | TYNDP2026 | NT | 2030 | TWh | 296 | Sub_sector | Transport | Planes | Transport (planes) | Energetic | transport_planes_final_demand_biomass | Biomass | EU | Energy demand | 0 | FEC
SI | TYNDP2026 | NT | 2030 | TWh | 297 | Sub_sector | Transport | Planes | Transport (planes) | Energetic | transport_planes_final_demand_coal | Solids | EU | Energy demand | 0 | FEC
SI | TYNDP2026 | NT | 2030 | TWh | 298 | Sub_sector | Transport | Planes | Transport (planes) | Energetic | transport_planes_final_demand_oil | Liquids | EU | Energy demand | 0.0057094 | FEC
SI | TYNDP2026 | NT | 2030 | TWh | 299 | Sub_sector | Transport | Planes | Transport (planes) | Energetic | transport_planes_final_demand_other | Others | EU | Energy demand | 0 | FEC
SI | TYNDP2026 | NT | 2030 | TWh | 300 | Sub_sector | Transport | Planes | Transport (planes) | Energetic | transport_planes_final_demand_ammonia | Ammonia | EU | Energy demand | 0 | FEC
SI | TYNDP2026 | NT | 2030 | TWh | 302 | Sub_sector | Transport | Others | Transport (others) | Energetic | transport_other_final_demand_electricity | Electricity | EU | Energy demand | 0.0003421 | FEC
SI | TYNDP2026 | NT | 2030 | TWh | 303 | Sub_sector | Transport | Others | Transport (others) | Energetic | transport_other_final_demand_hydrogen | Hydrogen | EU | Energy demand | 0 | FEC
SI | TYNDP2026 | NT | 2030 | TWh | 304 | Sub_sector | Transport | Others | Transport (others) | Energetic | transport_other_final_demand_methane | Methane | EU | Energy demand | 0 | FEC
SI | TYNDP2026 | NT | 2030 | TWh | 305 | Sub_sector | Transport | Others | Transport (others) | Energetic | transport_other_final_demand_heat | Heat | EU | Energy demand | 0 | FEC
SI | TYNDP2026 | NT | 2030 | TWh | 306 | Sub_sector | Transport | Others | Transport (others) | Energetic | transport_other_final_demand_biomass | Biomass | EU | Energy demand | 0 | FEC
SI | TYNDP2026 | NT | 2030 | TWh | 307 | Sub_sector | Transport | Others | Transport (others) | Energetic | transport_other_final_demand_coal | Solids | EU | Energy demand | 0 | FEC
SI | TYNDP2026 | NT | 2030 | TWh | 308 | Sub_sector | Transport | Others | Transport (others) | Energetic | transport_other_final_demand_oil | Liquids | EU | Energy demand | 0.10566 | FEC
SI | TYNDP2026 | NT | 2030 | TWh | 309 | Sub_sector | Transport | Others | Transport (others) | Energetic | transport_other_final_demand_other | Others | EU | Energy demand | 0 | FEC
SI | TYNDP2026 | NT | 2030 | TWh | 310 | Sub_sector | Transport | Others | Transport (others) | Energetic | transport_other_final_demand_ammonia | Ammonia | EU | Energy demand | 0 | FEC
SI | TYNDP2026 | NT | 2030 | TWh | 312 | Sub_sector | International transport | International aviation | Transport (int. aviation) | Energetic | transport_int_aviation_final_demand_electricity | Electricity | EU | Energy demand | 0 | FEC
SI | TYNDP2026 | NT | 2030 | TWh | 313 | Sub_sector | International transport | International aviation | Transport (int. aviation) | Energetic | transport_int_aviation_final_demand_hydrogen | Hydrogen | EU | Energy demand | 0 | FEC
SI | TYNDP2026 | NT | 2030 | TWh | 314 | Sub_sector | International transport | International aviation | Transport (int. aviation) | Energetic | transport_int_aviation_final_demand_methane | Methane | EU | Energy demand | 0 | FEC
SI | TYNDP2026 | NT | 2030 | TWh | 315 | Sub_sector | International transport | International aviation | Transport (int. aviation) | Energetic | transport_int_aviation_final_demand_heat | Heat | EU | Energy demand | 0 | FEC
SI | TYNDP2026 | NT | 2030 | TWh | 316 | Sub_sector | International transport | International aviation | Transport (int. aviation) | Energetic | transport_int_aviation_final_demand_biofuels | Biomass | EU | Energy demand | 0 | FEC
SI | TYNDP2026 | NT | 2030 | TWh | 317 | Sub_sector | International transport | International aviation | Transport (int. aviation) | Energetic | transport_int_aviation_final_demand_coal | Solids | EU | Energy demand | 0 | FEC
SI | TYNDP2026 | NT | 2030 | TWh | 318 | Sub_sector | International transport | International aviation | Transport (int. aviation) | Energetic | transport_int_aviation_final_demand_oil | Liquids | EU | Energy demand | 0.31983 | FEC
SI | TYNDP2026 | NT | 2030 | TWh | 319 | Sub_sector | International transport | International aviation | Transport (int. aviation) | Energetic | transport_int_aviation_final_demand_other | Others | EU | Energy demand | 0 | FEC
SI | TYNDP2026 | NT | 2030 | TWh | 320 | Sub_sector | International transport | International aviation | Transport (int. aviation) | Energetic | transport_int_aviation_final_demand_ammonia | Ammonia | EU | Energy demand | 0 | FEC
SI | TYNDP2026 | NT | 2030 | TWh | 322 | Sub_sector | International transport | International shipping | Transport (int. shipping) | Energetic | transport_int_shipping_final_demand_electricity | Electricity | EU | Energy demand | 0 | not_included_in_FEC
SI | TYNDP2026 | NT | 2030 | TWh | 323 | Sub_sector | International transport | International shipping | Transport (int. shipping) | Energetic | transport_int_shipping_final_demand_hydrogen | Hydrogen | EU | Energy demand | 0 | not_included_in_FEC
SI | TYNDP2026 | NT | 2030 | TWh | 324 | Sub_sector | International transport | International shipping | Transport (int. shipping) | Energetic | transport_int_shipping_final_demand_methane | Methane | EU | Energy demand | 0 | not_included_in_FEC
SI | TYNDP2026 | NT | 2030 | TWh | 325 | Sub_sector | International transport | International shipping | Transport (int. shipping) | Energetic | transport_int_shipping_final_demand_heat | Heat | EU | Energy demand | 0 | not_included_in_FEC
SI | TYNDP2026 | NT | 2030 | TWh | 326 | Sub_sector | International transport | International shipping | Transport (int. shipping) | Energetic | transport_int_shipping_final_demand_biofuels | Biomass | EU | Energy demand | 0 | not_included_in_FEC
SI | TYNDP2026 | NT | 2030 | TWh | 327 | Sub_sector | International transport | International shipping | Transport (int. shipping) | Energetic | transport_int_shipping_final_demand_coal | Solids | EU | Energy demand | 0 | not_included_in_FEC
SI | TYNDP2026 | NT | 2030 | TWh | 328 | Sub_sector | International transport | International shipping | Transport (int. shipping) | Energetic | transport_int_shipping_final_demand_oil | Liquids | EU | Energy demand | 1.9638 | not_included_in_FEC
SI | TYNDP2026 | NT | 2030 | TWh | 329 | Sub_sector | International transport | International shipping | Transport (int. shipping) | Energetic | transport_int_shipping_final_demand_other | Others | EU | Energy demand | 0 | not_included_in_FEC
SI | TYNDP2026 | NT | 2030 | TWh | 330 | Sub_sector | International transport | International shipping | Transport (int. shipping) | Energetic | transport_int_shipping_final_demand_ammonia | Ammonia | EU | Energy demand | 0 | not_included_in_FEC
SI | TYNDP2026 | NT | 2030 | TWh | 332 | Sub_sector | Households | Space heating | Households (heating) | Energetic | households_heating_final_demand_electricity | Electricity | EU | Energy demand | 1.121 | FEC
SI | TYNDP2026 | NT | 2030 | TWh | 333 | Sub_sector | Households | Space heating | Households (heating) | Energetic | households_heating_final_demand_hydrogen | Hydrogen | EU | Energy demand | 0.030981 | FEC
SI | TYNDP2026 | NT | 2030 | TWh | 334 | Sub_sector | Households | Space heating | Households (heating) | Energetic | households_heating_final_demand_methane | Methane | EU | Energy demand | 0.76826 | FEC
SI | TYNDP2026 | NT | 2030 | TWh | 335 | Sub_sector | Households | Space heating | Households (heating) | Energetic | households_heating_final_demand_heat | Heat | EU | Energy demand | 0.70642 | FEC
SI | TYNDP2026 | NT | 2030 | TWh | 336 | Sub_sector | Households | Space heating | Households (heating) | Energetic | households_heating_final_demand_biomass | Biomass | EU | Energy demand | 4.4848 | FEC
SI | TYNDP2026 | NT | 2030 | TWh | 337 | Sub_sector | Households | Space heating | Households (heating) | Energetic | households_heating_final_demand_coal | Solids | EU | Energy demand | 0.00082509 | FEC
SI | TYNDP2026 | NT | 2030 | TWh | 338 | Sub_sector | Households | Space heating | Households (heating) | Energetic | households_heating_final_demand_oil | Liquids | EU | Energy demand | 0.41207 | FEC
SI | TYNDP2026 | NT | 2030 | TWh | 339 | Sub_sector | Households | Space heating | Households (heating) | Energetic | households_heating_final_demand_other | Others | EU | Energy demand | 0 | FEC
SI | TYNDP2026 | NT | 2030 | TWh | 340 | Sub_sector | Households | Space heating | Households (heating) | Energetic | households_heating_final_demand_ammonia | Ammonia | EU | Energy demand | 0 | FEC
SI | TYNDP2026 | NT | 2030 | TWh | 343 | Sub_sector | Households | Cooling | Households (cooling) | Energetic | households_cooling_final_demand_electricity | Electricity | EU | Energy demand | 0.093256 | FEC
SI | TYNDP2026 | NT | 2030 | TWh | 344 | Sub_sector | Households | Cooling | Households (cooling) | Energetic | households_cooling_final_demand_hydrogen | Hydrogen | EU | Energy demand | 0 | FEC
SI | TYNDP2026 | NT | 2030 | TWh | 345 | Sub_sector | Households | Cooling | Households (cooling) | Energetic | households_cooling_final_demand_methane | Methane | EU | Energy demand | 0 | FEC
SI | TYNDP2026 | NT | 2030 | TWh | 346 | Sub_sector | Households | Cooling | Households (cooling) | Energetic | households_cooling_final_demand_heat | Heat | EU | Energy demand | 0 | FEC
SI | TYNDP2026 | NT | 2030 | TWh | 347 | Sub_sector | Households | Cooling | Households (cooling) | Energetic | households_cooling_final_demand_biomass | Biomass | EU | Energy demand | 0 | FEC
SI | TYNDP2026 | NT | 2030 | TWh | 348 | Sub_sector | Households | Cooling | Households (cooling) | Energetic | households_cooling_final_demand_coal | Solids | EU | Energy demand | 0 | FEC
SI | TYNDP2026 | NT | 2030 | TWh | 349 | Sub_sector | Households | Cooling | Households (cooling) | Energetic | households_cooling_final_demand_oil | Liquids | EU | Energy demand | 0 | FEC
SI | TYNDP2026 | NT | 2030 | TWh | 350 | Sub_sector | Households | Cooling | Households (cooling) | Energetic | households_cooling_final_demand_other | Others | EU | Energy demand | 0 | FEC
SI | TYNDP2026 | NT | 2030 | TWh | 351 | Sub_sector | Households | Cooling | Households (cooling) | Energetic | households_cooling_final_demand_ammonia | Ammonia | EU | Energy demand | 0 | FEC
SI | TYNDP2026 | NT | 2030 | TWh | 354 | Sub_sector | Households | Hot water | Households (hot water) | Energetic | households_hot_water_final_demand_electricity | Electricity | EU | Energy demand | 0.42791 | FEC
SI | TYNDP2026 | NT | 2030 | TWh | 355 | Sub_sector | Households | Hot water | Households (hot water) | Energetic | households_hot_water_final_demand_hydrogen | Hydrogen | EU | Energy demand | 0.018056 | FEC
SI | TYNDP2026 | NT | 2030 | TWh | 356 | Sub_sector | Households | Hot water | Households (hot water) | Energetic | households_hot_water_final_demand_methane | Methane | EU | Energy demand | 0.20608 | FEC
SI | TYNDP2026 | NT | 2030 | TWh | 357 | Sub_sector | Households | Hot water | Households (hot water) | Energetic | households_hot_water_final_demand_heat | Heat | EU | Energy demand | 0.31592 | FEC
SI | TYNDP2026 | NT | 2030 | TWh | 358 | Sub_sector | Households | Hot water | Households (hot water) | Energetic | households_hot_water_final_demand_biomass | Biomass | EU | Energy demand | 0.91956 | FEC
SI | TYNDP2026 | NT | 2030 | TWh | 359 | Sub_sector | Households | Hot water | Households (hot water) | Energetic | households_hot_water_final_demand_coal | Solids | EU | Energy demand | 0.00013125 | FEC
SI | TYNDP2026 | NT | 2030 | TWh | 360 | Sub_sector | Households | Hot water | Households (hot water) | Energetic | households_hot_water_final_demand_oil | Liquids | EU | Energy demand | 0.065549 | FEC
SI | TYNDP2026 | NT | 2030 | TWh | 361 | Sub_sector | Households | Hot water | Households (hot water) | Energetic | households_hot_water_final_demand_other | Others | EU | Energy demand | 0.083156 | FEC
SI | TYNDP2026 | NT | 2030 | TWh | 362 | Sub_sector | Households | Hot water | Households (hot water) | Energetic | households_hot_water_final_demand_ammonia | Ammonia | EU | Energy demand | 0 | FEC
SI | TYNDP2026 | NT | 2030 | TWh | 365 | Sub_sector | Households | Appliances | Households (appliances) | Energetic | households_appliances_final_demand_electricity | Electricity | EU | Energy demand | 2.1811 | FEC
SI | TYNDP2026 | NT | 2030 | TWh | 366 | Sub_sector | Households | Appliances | Households (appliances) | Energetic | households_appliances_final_demand_hydrogen | Hydrogen | EU | Energy demand | 0 | FEC
SI | TYNDP2026 | NT | 2030 | TWh | 367 | Sub_sector | Households | Appliances | Households (appliances) | Energetic | households_appliances_final_demand_methane | Methane | EU | Energy demand | 0.12966 | FEC
SI | TYNDP2026 | NT | 2030 | TWh | 368 | Sub_sector | Households | Appliances | Households (appliances) | Energetic | households_appliances_final_demand_heat | Heat | EU | Energy demand | 0 | FEC
SI | TYNDP2026 | NT | 2030 | TWh | 369 | Sub_sector | Households | Appliances | Households (appliances) | Energetic | households_appliances_final_demand_biomass | Biomass | EU | Energy demand | 0.0052203 | FEC
SI | TYNDP2026 | NT | 2030 | TWh | 370 | Sub_sector | Households | Appliances | Households (appliances) | Energetic | households_appliances_final_demand_coal | Solids | EU | Energy demand | 0 | FEC
SI | TYNDP2026 | NT | 2030 | TWh | 371 | Sub_sector | Households | Appliances | Households (appliances) | Energetic | households_appliances_final_demand_oil | Liquids | EU | Energy demand | 0 | FEC
SI | TYNDP2026 | NT | 2030 | TWh | 372 | Sub_sector | Households | Appliances | Households (appliances) | Energetic | households_appliances_final_demand_other | Others | EU | Energy demand | 0 | FEC
SI | TYNDP2026 | NT | 2030 | TWh | 373 | Sub_sector | Households | Appliances | Households (appliances) | Energetic | households_appliances_final_demand_ammonia | Ammonia | EU | Energy demand | 0 | FEC
SI | TYNDP2026 | NT | 2030 | TWh | 375 | Sub_sector | Buildings | Space heating | Buildings (heat) | Energetic | buildings_heat_final_demand_electricity | Electricity | EU | Energy demand | 0.75967 | FEC
SI | TYNDP2026 | NT | 2030 | TWh | 376 | Sub_sector | Buildings | Space heating | Buildings (heat) | Energetic | buildings_heat_final_demand_hydrogen | Hydrogen | EU | Energy demand | 0 | FEC
SI | TYNDP2026 | NT | 2030 | TWh | 377 | Sub_sector | Buildings | Space heating | Buildings (heat) | Energetic | buildings_heat_final_demand_methane | Methane | EU | Energy demand | 0.29838 | FEC
SI | TYNDP2026 | NT | 2030 | TWh | 378 | Sub_sector | Buildings | Space heating | Buildings (heat) | Energetic | buildings_heat_final_demand_heat | Heat | EU | Energy demand | 0.67889 | FEC
SI | TYNDP2026 | NT | 2030 | TWh | 379 | Sub_sector | Buildings | Space heating | Buildings (heat) | Energetic | buildings_heat_final_demand_biomass | Biomass | EU | Energy demand | 0 | FEC
SI | TYNDP2026 | NT | 2030 | TWh | 380 | Sub_sector | Buildings | Space heating | Buildings (heat) | Energetic | buildings_heat_final_demand_coal | Solids | EU | Energy demand | 0 | FEC
SI | TYNDP2026 | NT | 2030 | TWh | 381 | Sub_sector | Buildings | Space heating | Buildings (heat) | Energetic | buildings_heat_final_demand_oil | Liquids | EU | Energy demand | 0.41302 | FEC
SI | TYNDP2026 | NT | 2030 | TWh | 382 | Sub_sector | Buildings | Space heating | Buildings (heat) | Energetic | buildings_heat_final_demand_other | Others | EU | Energy demand | 0 | FEC
SI | TYNDP2026 | NT | 2030 | TWh | 383 | Sub_sector | Buildings | Space heating | Buildings (heat) | Energetic | buildings_heat_final_demand_ammonia | Ammonia | EU | Energy demand | 0 | FEC
SI | TYNDP2026 | NT | 2030 | TWh | 386 | Sub_sector | Buildings | Cooling | Buildings (cooling) | Energetic | buildings_cooling_final_demand_electricity | Electricity | EU | Energy demand | 0.22148 | FEC
SI | TYNDP2026 | NT | 2030 | TWh | 387 | Sub_sector | Buildings | Cooling | Buildings (cooling) | Energetic | buildings_cooling_final_demand_hydrogen | Hydrogen | EU | Energy demand | 0 | FEC
SI | TYNDP2026 | NT | 2030 | TWh | 388 | Sub_sector | Buildings | Cooling | Buildings (cooling) | Energetic | buildings_cooling_final_demand_methane | Methane | EU | Energy demand | 7.62e-05 | FEC
SI | TYNDP2026 | NT | 2030 | TWh | 389 | Sub_sector | Buildings | Cooling | Buildings (cooling) | Energetic | buildings_cooling_final_demand_heat | Heat | EU | Energy demand | 0 | FEC
SI | TYNDP2026 | NT | 2030 | TWh | 390 | Sub_sector | Buildings | Cooling | Buildings (cooling) | Energetic | buildings_cooling_final_demand_biomass | Biomass | EU | Energy demand | 0 | FEC
SI | TYNDP2026 | NT | 2030 | TWh | 391 | Sub_sector | Buildings | Cooling | Buildings (cooling) | Energetic | buildings_cooling_final_demand_coal | Solids | EU | Energy demand | 0 | FEC
SI | TYNDP2026 | NT | 2030 | TWh | 392 | Sub_sector | Buildings | Cooling | Buildings (cooling) | Energetic | buildings_cooling_final_demand_oil | Liquids | EU | Energy demand | 0 | FEC
SI | TYNDP2026 | NT | 2030 | TWh | 393 | Sub_sector | Buildings | Cooling | Buildings (cooling) | Energetic | buildings_cooling_final_demand_other | Others | EU | Energy demand | 0 | FEC
SI | TYNDP2026 | NT | 2030 | TWh | 394 | Sub_sector | Buildings | Cooling | Buildings (cooling) | Energetic | buildings_cooling_final_demand_ammonia | Ammonia | EU | Energy demand | 0 | FEC
SI | TYNDP2026 | NT | 2030 | TWh | 397 | Sub_sector | Buildings | Appliances | Buildings (appliances) | Energetic | buildings_appliances_final_demand_electricity | Electricity | EU | Energy demand | 2.2474 | FEC
SI | TYNDP2026 | NT | 2030 | TWh | 398 | Sub_sector | Buildings | Appliances | Buildings (appliances) | Energetic | buildings_appliances_final_demand_hydrogen | Hydrogen | EU | Energy demand | 0 | FEC
SI | TYNDP2026 | NT | 2030 | TWh | 399 | Sub_sector | Buildings | Appliances | Buildings (appliances) | Energetic | buildings_appliances_final_demand_methane | Methane | EU | Energy demand | 0.14727 | FEC
SI | TYNDP2026 | NT | 2030 | TWh | 400 | Sub_sector | Buildings | Appliances | Buildings (appliances) | Energetic | buildings_appliances_final_demand_heat | Heat | EU | Energy demand | 0 | FEC
SI | TYNDP2026 | NT | 2030 | TWh | 401 | Sub_sector | Buildings | Appliances | Buildings (appliances) | Energetic | buildings_appliances_final_demand_biomass | Biomass | EU | Energy demand | 0 | FEC
SI | TYNDP2026 | NT | 2030 | TWh | 402 | Sub_sector | Buildings | Appliances | Buildings (appliances) | Energetic | buildings_appliances_final_demand_coal | Solids | EU | Energy demand | 0 | FEC
SI | TYNDP2026 | NT | 2030 | TWh | 403 | Sub_sector | Buildings | Appliances | Buildings (appliances) | Energetic | buildings_appliances_final_demand_oil | Liquids | EU | Energy demand | 0 | FEC
SI | TYNDP2026 | NT | 2030 | TWh | 404 | Sub_sector | Buildings | Appliances | Buildings (appliances) | Energetic | buildings_appliances_final_demand_other | Others | EU | Energy demand | 0 | FEC
SI | TYNDP2026 | NT | 2030 | TWh | 405 | Sub_sector | Buildings | Appliances | Buildings (appliances) | Energetic | buildings_appliances_final_demand_ammonia | Ammonia | EU | Energy demand | 0 | FEC
SI | TYNDP2026 | NT | 2030 | TWh | 407 | Sub_sector | Buildings | Datacenters | Datacenters & ICT | Energetic | datacentres_final_demand_electricity_energetic | Electricity | EU | Energy demand | 0.35 | FEC
SI | TYNDP2026 | NT | 2030 | TWh | 408 | Sub_sector | Buildings | Datacenters | Datacenters & ICT | Energetic | datacentres_final_demand_hydrogen_energetic | Hydrogen | EU | Energy demand | 0 | FEC
SI | TYNDP2026 | NT | 2030 | TWh | 409 | Sub_sector | Buildings | Datacenters | Datacenters & ICT | Energetic | datacentres_final_demand_methane_energetic | Methane | EU | Energy demand | 0 | FEC
SI | TYNDP2026 | NT | 2030 | TWh | 410 | Sub_sector | Buildings | Datacenters | Datacenters & ICT | Energetic | datacentres_final_demand_heat_energetic | Heat | EU | Energy demand | 0 | FEC
SI | TYNDP2026 | NT | 2030 | TWh | 411 | Sub_sector | Buildings | Datacenters | Datacenters & ICT | Energetic | datacentres_final_demand_biomass_energetic | Biomass | EU | Energy demand | 0 | FEC
SI | TYNDP2026 | NT | 2030 | TWh | 412 | Sub_sector | Buildings | Datacenters | Datacenters & ICT | Energetic | datacentres_final_demand_coal_energetic | Solids | EU | Energy demand | 0 | FEC
SI | TYNDP2026 | NT | 2030 | TWh | 413 | Sub_sector | Buildings | Datacenters | Datacenters & ICT | Energetic | datacentres_final_demand_oil_energetic | Liquids | EU | Energy demand | 0 | FEC
SI | TYNDP2026 | NT | 2030 | TWh | 414 | Sub_sector | Buildings | Datacenters | Datacenters & ICT | Energetic | datacentres_final_demand_other_energetic | Others | EU | Energy demand | 0 | FEC
SI | TYNDP2026 | NT | 2030 | TWh | 415 | Sub_sector | Buildings | Datacenters | Datacenters & ICT | Energetic | datacentres_final_demand_ammonia_energetic | Ammonia | EU | Energy demand | 0 | FEC
SI | TYNDP2026 | NT | 2030 | TWh | 417 | Sub_sector | Transport | Others_Sector | Others_Sector | Energetic | other_final_demand_electricity_energetic | Electricity | EU | Energy demand | 0 | FEC
SI | TYNDP2026 | NT | 2030 | TWh | 418 | Sub_sector | Transport | Others_Sector | Others_Sector | Energetic | other_final_demand_hydrogen_energetic | Hydrogen | EU | Energy demand | 0 | FEC
SI | TYNDP2026 | NT | 2030 | TWh | 419 | Sub_sector | Transport | Pipeline Transport | Others_Sector | Energetic | other_final_demand_methane_energetic | Methane | EU | Energy demand | 0 | FEC
SI | TYNDP2026 | NT | 2030 | TWh | 420 | Sub_sector | Transport | Others_Sector | Others_Sector | Energetic | other_final_demand_heat_energetic | Heat | EU | Energy demand | 0 | FEC
SI | TYNDP2026 | NT | 2030 | TWh | 421 | Sub_sector | Transport | Others_Sector | Others_Sector | Energetic | other_final_demand_biomass_energetic | Biomass | EU | Energy demand | 0 | FEC
SI | TYNDP2026 | NT | 2030 | TWh | 422 | Sub_sector | Transport | Others_Sector | Others_Sector | Energetic | other_final_demand_coal_energetic | Solids | EU | Energy demand | 0 | FEC
SI | TYNDP2026 | NT | 2030 | TWh | 423 | Sub_sector | Transport | Others_Sector | Others_Sector | Energetic | other_final_demand_oil_energetic | Liquids | EU | Energy demand | 0.37114 | FEC
SI | TYNDP2026 | NT | 2030 | TWh | 424 | Sub_sector | Others_Sector | Others_Sector | Others_Sector | Non-energetic | other_final_demand_oil_non_energetic | Liquids | EU | Energy demand | 0 | not_included_in_FEC
SI | TYNDP2026 | NT | 2030 | TWh | 425 | Sub_sector | Transport | Others_Sector | Others_Sector | Energetic | other_final_demand_other_energetic | Others | EU | Energy demand | 0 | FEC
SI | TYNDP2026 | NT | 2030 | TWh | 426 | Sub_sector | Transport | Others_Sector | Others_Sector | Energetic | other_final_demand_ammonia_energetic | Ammonia | EU | Energy demand | 0 | FEC
SI | TYNDP2026 | NT | 2030 | TWh | 427 | Sub_sector | Industry | Surplus_Heat_in_Industry | Surplus_Heat_in_Industry | Energetic | final_demand_of_industry_unused_local_production_steam_hot_water | Heat | EU | Energy demand | 3.9919 | FEC
SI | TYNDP2026 | NT | 2030 | TWh | 429 | Sub_sector | Agriculture | Total | Agriculture | Energetic | agriculture_final_demand_electricity_energetic | Electricity | EU | Energy demand | 0.017122 | FEC
SI | TYNDP2026 | NT | 2030 | TWh | 430 | Sub_sector | Agriculture | Total | Agriculture | Energetic | agriculture_final_demand_hydrogen_energetic | Hydrogen | EU | Energy demand | 0 | FEC
SI | TYNDP2026 | NT | 2030 | TWh | 431 | Sub_sector | Agriculture | Total | Agriculture | Energetic | agriculture_final_demand_methane_energetic | Methane | EU | Energy demand | 0 | FEC
SI | TYNDP2026 | NT | 2030 | TWh | 432 | Sub_sector | Agriculture | Total | Agriculture | Energetic | agriculture_final_demand_heat_energetic | Heat | EU | Energy demand | 0 | FEC
SI | TYNDP2026 | NT | 2030 | TWh | 433 | Sub_sector | Agriculture | Total | Agriculture | Energetic | agriculture_final_demand_biomass_energetic | Biomass | EU | Energy demand | 0 | FEC
SI | TYNDP2026 | NT | 2030 | TWh | 434 | Sub_sector | Agriculture | Total | Agriculture | Energetic | agriculture_final_demand_coal_energetic | Solids | EU | Energy demand | 0 | FEC
SI | TYNDP2026 | NT | 2030 | TWh | 435 | Sub_sector | Agriculture | Total | Agriculture | Energetic | agriculture_final_demand_oil_energetic | Liquids | EU | Energy demand | 0.81017 | FEC
SI | TYNDP2026 | NT | 2030 | TWh | 436 | Sub_sector | Agriculture | Total | Agriculture | Energetic | agriculture_final_demand_other_energetic | Others | EU | Energy demand | 0 | FEC
SI | TYNDP2026 | NT | 2030 | TWh | 437 | Sub_sector | Agriculture | Total | Agriculture | Energetic | agriculture_final_demand_ammonia_energetic | Ammonia | EU | Energy demand | 0 | FEC
SI | TYNDP2026 | NT | 2030 | TWh | 447 | Sub_sector | Buildings | Surplus Energy | Buildings | Energetic | GAP | Electricity | EU | Energy demand | 0 | FEC
SI | TYNDP2026 | NT | 2030 | TWh | 448 | Sub_sector | Buildings | Surplus Energy | Buildings | Energetic | GAP | Hydrogen | EU | Energy demand | 0 | FEC
SI | TYNDP2026 | NT | 2030 | TWh | 449 | Sub_sector | Buildings | Surplus Energy | Buildings | Energetic | GAP | Methane | EU | Energy demand | 0 | FEC
SI | TYNDP2026 | NT | 2030 | TWh | 450 | Sub_sector | Buildings | Surplus Energy | Buildings | Energetic | GAP | Heat | EU | Energy demand | 0 | FEC
SI | TYNDP2026 | NT | 2030 | TWh | 451 | Sub_sector | Buildings | Surplus Energy | Buildings | Energetic | GAP | Biomass | EU | Energy demand | 0 | FEC
SI | TYNDP2026 | NT | 2030 | TWh | 452 | Sub_sector | Buildings | Surplus Energy | Buildings | Energetic | GAP | Solids | EU | Energy demand | 0 | FEC
SI | TYNDP2026 | NT | 2030 | TWh | 453 | Sub_sector | Buildings | Surplus Energy | Buildings | Energetic | GAP | Liquids | EU | Energy demand | 0.14854 | FEC
SI | TYNDP2026 | NT | 2030 | TWh | 454 | Sub_sector | Buildings | Surplus Energy | Buildings | Energetic | GAP | Others | EU | Energy demand | 0 | FEC
SI | TYNDP2026 | NT | 2030 | TWh | 455 | Sub_sector | Buildings | Surplus Energy | Buildings | Energetic | GAP | Ammonia | EU | Energy demand | 0 | FEC
SI | TYNDP2026 | NT | 2030 | TWh | 456 | Sub_sector | Households | Surplus Energy | Households | Energetic | GAP | Electricity | EU | Energy demand | 0 | FEC
SI | TYNDP2026 | NT | 2030 | TWh | 457 | Sub_sector | Households | Surplus Energy | Households | Energetic | GAP | Hydrogen | EU | Energy demand | 0 | FEC
SI | TYNDP2026 | NT | 2030 | TWh | 458 | Sub_sector | Households | Surplus Energy | Households | Energetic | GAP | Methane | EU | Energy demand | 0 | FEC
SI | TYNDP2026 | NT | 2030 | TWh | 459 | Sub_sector | Households | Surplus Energy | Households | Energetic | GAP | Heat | EU | Energy demand | 0 | FEC
SI | TYNDP2026 | NT | 2030 | TWh | 460 | Sub_sector | Households | Surplus Energy | Households | Energetic | GAP | Biomass | EU | Energy demand | 0 | FEC
SI | TYNDP2026 | NT | 2030 | TWh | 461 | Sub_sector | Households | Surplus Energy | Households | Energetic | GAP | Solids | EU | Energy demand | 0 | FEC
SI | TYNDP2026 | NT | 2030 | TWh | 462 | Sub_sector | Households | Surplus Energy | Households | Energetic | GAP | Liquids | EU | Energy demand | 0 | FEC
SI | TYNDP2026 | NT | 2030 | TWh | 463 | Sub_sector | Households | Surplus Energy | Households | Energetic | GAP | Others | EU | Energy demand | 0 | FEC
SI | TYNDP2026 | NT | 2030 | TWh | 464 | Sub_sector | Households | Surplus Energy | Households | Energetic | GAP | Ammonia | EU | Energy demand | 0 | FEC
SI | TYNDP2026 | NT | 2035 | TWh | 102 | Sub_sector | Industry | Aluminium | Industry (aluminium) | Energetic | industry_aluminium_demand_electricity_energetic | Electricity | EU | Energy demand | 1.0899 | FEC
SI | TYNDP2026 | NT | 2035 | TWh | 103 | Sub_sector | Industry | Aluminium | Industry (aluminium) | Energetic | industry_aluminium_demand_hydrogen_energetic | Hydrogen | EU | Energy demand | 0 | FEC
SI | TYNDP2026 | NT | 2035 | TWh | 104 | Sub_sector | Industry | Aluminium | Industry (aluminium) | Energetic | industry_aluminium_demand_methane_energetic | Methane | EU | Energy demand | 0.076815 | FEC
SI | TYNDP2026 | NT | 2035 | TWh | 105 | Sub_sector | Industry | Aluminium | Industry (aluminium) | Energetic | industry_aluminium_demand_heat_energetic | Heat | EU | Energy demand | 0 | FEC
SI | TYNDP2026 | NT | 2035 | TWh | 106 | Sub_sector | Industry | Aluminium | Industry (aluminium) | Energetic | industry_aluminium_demand_biomass_energetic | Biomass | EU | Energy demand | 0 | FEC
SI | TYNDP2026 | NT | 2035 | TWh | 107 | Sub_sector | Industry | Aluminium | Industry (aluminium) | Energetic | industry_aluminium_demand_coal_energetic | Solids | EU | Energy demand | 0 | FEC
SI | TYNDP2026 | NT | 2035 | TWh | 108 | Sub_sector | Industry | Aluminium | Industry (aluminium) | Energetic | industry_aluminium_demand_oil_energetic | Liquids | EU | Energy demand | 0 | FEC
SI | TYNDP2026 | NT | 2035 | TWh | 109 | Sub_sector | Industry | Aluminium | Industry (aluminium) | Energetic | industry_aluminium_demand_others_energetic | Others | EU | Energy demand | 0 | FEC
SI | TYNDP2026 | NT | 2035 | TWh | 110 | Sub_sector | Industry | Aluminium | Industry (aluminium) | Energetic | industry_ammonia_demand_others_energetic | Ammonia | EU | Energy demand | 0 | FEC
SI | TYNDP2026 | NT | 2035 | TWh | 112 | Sub_sector | Industry | Chemicals | Industry (chemicals, energetic) | Energetic | industry_chemical_demand_electricity_energetic | Electricity | EU | Energy demand | 0.63954 | FEC
SI | TYNDP2026 | NT | 2035 | TWh | 113 | Sub_sector | Industry | Chemicals | Industry (chemicals, energetic) | Energetic | industry_chemical_demand_hydrogen_energetic | Hydrogen | EU | Energy demand | 0 | FEC
SI | TYNDP2026 | NT | 2035 | TWh | 114 | Sub_sector | Industry | Chemicals | Industry (chemicals, energetic) | Energetic | industry_chemical_demand_methane_energetic | Methane | EU | Energy demand | 0.50378 | FEC
SI | TYNDP2026 | NT | 2035 | TWh | 115 | Sub_sector | Industry | Chemicals | Industry (chemicals, energetic) | Energetic | industry_chemical_demand_heat_energetic | Heat | EU | Energy demand | 0.38021 | FEC
SI | TYNDP2026 | NT | 2035 | TWh | 116 | Sub_sector | Industry | Chemicals | Industry (chemicals, energetic) | Energetic | industry_chemical_demand_biomass_energetic | Biomass | EU | Energy demand | 0.1991 | FEC
SI | TYNDP2026 | NT | 2035 | TWh | 117 | Sub_sector | Industry | Chemicals | Industry (chemicals, energetic) | Energetic | industry_chemical_demand_coal_energetic | Solids | EU | Energy demand | 0.00010444 | FEC
SI | TYNDP2026 | NT | 2035 | TWh | 118 | Sub_sector | Industry | Chemicals | Industry (chemicals, energetic) | Energetic | industry_chemical_demand_oil_energetic | Liquids | EU | Energy demand | 0.043803 | FEC
SI | TYNDP2026 | NT | 2035 | TWh | 119 | Sub_sector | Industry | Chemicals | Industry (chemicals, energetic) | Energetic | industry_chemical_demand_others_energetic | Others | EU | Energy demand | 0 | FEC
SI | TYNDP2026 | NT | 2035 | TWh | 120 | Sub_sector | Industry | Chemicals | Industry (chemicals, energetic) | Energetic | industry_chemical_demand_ammonia_energetic | Ammonia | EU | Energy demand | 0 | FEC
SI | TYNDP2026 | NT | 2035 | TWh | 122 | Sub_sector | Industry | Chemicals | Industry (chemicals, non-energetic) | Non-energetic | industry_chemical_demand_electricity_non_energetic | Electricity | EU | Energy demand | 0 | not_included_in_FEC
SI | TYNDP2026 | NT | 2035 | TWh | 123 | Sub_sector | Industry | Chemicals | Industry (chemicals, non-energetic) | Non-energetic | industry_chemical_demand_hydrogen_non_energetic | Hydrogen | EU | Energy demand | 0 | not_included_in_FEC
SI | TYNDP2026 | NT | 2035 | TWh | 124 | Sub_sector | Industry | Chemicals | Industry (chemicals, non-energetic) | Non-energetic | industry_chemical_demand_methane_non_energetic | Methane | EU | Energy demand | 0.065707 | not_included_in_FEC
SI | TYNDP2026 | NT | 2035 | TWh | 125 | Sub_sector | Industry | Chemicals | Industry (chemicals, non-energetic) | Non-energetic | industry_chemical_demand_heat_non_energetic | Heat | EU | Energy demand | 0 | not_included_in_FEC
SI | TYNDP2026 | NT | 2035 | TWh | 126 | Sub_sector | Industry | Chemicals | Industry (chemicals, non-energetic) | Non-energetic | industry_chemical_demand_biomass_non_energetic | Biomass | EU | Energy demand | 0 | not_included_in_FEC
SI | TYNDP2026 | NT | 2035 | TWh | 127 | Sub_sector | Industry | Chemicals | Industry (chemicals, non-energetic) | Non-energetic | industry_chemical_demand_coal_non_energetic | Solids | EU | Energy demand | 0 | not_included_in_FEC
SI | TYNDP2026 | NT | 2035 | TWh | 128 | Sub_sector | Industry | Chemicals | Industry (chemicals, non-energetic) | Non-energetic | industry_chemical_demand_oil_non_energetic | Liquids | EU | Energy demand | 0.063996 | not_included_in_FEC
SI | TYNDP2026 | NT | 2035 | TWh | 129 | Sub_sector | Industry | Chemicals | Industry (chemicals, non-energetic) | Non-energetic | industry_chemical_demand_others_non_energetic | Others | EU | Energy demand | 0 | not_included_in_FEC
SI | TYNDP2026 | NT | 2035 | TWh | 130 | Sub_sector | Industry | Chemicals | Industry (chemicals, non-energetic) | Non-energetic | industry_chemical_demand_ammonia_non_energetic | Ammonia | EU | Energy demand | 0 | not_included_in_FEC
SI | TYNDP2026 | NT | 2035 | TWh | 132 | Sub_sector | Industry | Fertilizers | Industry (fertilizers, energetic) | Energetic | industry_fertilizers_demand_electricity_energetic | Electricity | EU | Energy demand | 0 | FEC
SI | TYNDP2026 | NT | 2035 | TWh | 133 | Sub_sector | Industry | Fertilizers | Industry (fertilizers, energetic) | Energetic | industry_fertilizers_demand_hydrogen_energetic | Hydrogen | EU | Energy demand | 0 | FEC
SI | TYNDP2026 | NT | 2035 | TWh | 134 | Sub_sector | Industry | Fertilizers | Industry (fertilizers, energetic) | Energetic | industry_fertilizers_demand_methane_energetic | Methane | EU | Energy demand | 0 | FEC
SI | TYNDP2026 | NT | 2035 | TWh | 135 | Sub_sector | Industry | Fertilizers | Industry (fertilizers, energetic) | Energetic | industry_fertilizers_demand_heat_energetic | Heat | EU | Energy demand | 0 | FEC
SI | TYNDP2026 | NT | 2035 | TWh | 136 | Sub_sector | Industry | Fertilizers | Industry (fertilizers, energetic) | Energetic | industry_fertilizers_demand_biomass_energetic | Biomass | EU | Energy demand | 0 | FEC
SI | TYNDP2026 | NT | 2035 | TWh | 137 | Sub_sector | Industry | Fertilizers | Industry (fertilizers, energetic) | Energetic | industry_fertilizers_demand_coal_energetic | Solids | EU | Energy demand | 0 | FEC
SI | TYNDP2026 | NT | 2035 | TWh | 138 | Sub_sector | Industry | Fertilizers | Industry (fertilizers, energetic) | Energetic | industry_fertilizers_demand_oil_energetic | Liquids | EU | Energy demand | 0 | FEC
SI | TYNDP2026 | NT | 2035 | TWh | 139 | Sub_sector | Industry | Fertilizers | Industry (fertilizers, energetic) | Energetic | industry_fertilizers_demand_others_energetic | Others | EU | Energy demand | 0 | FEC
SI | TYNDP2026 | NT | 2035 | TWh | 140 | Sub_sector | Industry | Fertilizers | Industry (fertilizers, energetic) | Energetic | industry_fertilizers_demand_ammonia_energetic | Ammonia | EU | Energy demand | 0 | FEC
SI | TYNDP2026 | NT | 2035 | TWh | 142 | Sub_sector | Industry | Fertilizers | Industry (fertilizers, non-energetic) | Non-energetic | industry_fertilizers_demand_electricity_non_energetic | Electricity | EU | Energy demand | 0 | not_included_in_FEC
SI | TYNDP2026 | NT | 2035 | TWh | 143 | Sub_sector | Industry | Fertilizers | Industry (fertilizers, non-energetic) | Non-energetic | industry_fertilizers_demand_hydrogen_non_energetic | Hydrogen | EU | Energy demand | 0 | not_included_in_FEC
SI | TYNDP2026 | NT | 2035 | TWh | 144 | Sub_sector | Industry | Fertilizers | Industry (fertilizers, non-energetic) | Non-energetic | industry_fertilizers_demand_methane_non_energetic | Methane | EU | Energy demand | 0 | not_included_in_FEC
SI | TYNDP2026 | NT | 2035 | TWh | 145 | Sub_sector | Industry | Fertilizers | Industry (fertilizers, non-energetic) | Non-energetic | industry_fertilizers_demand_heat_non_energetic | Heat | EU | Energy demand | 0 | not_included_in_FEC
SI | TYNDP2026 | NT | 2035 | TWh | 146 | Sub_sector | Industry | Fertilizers | Industry (fertilizers, non-energetic) | Non-energetic | industry_fertilizers_demand_biomass_non_energetic | Biomass | EU | Energy demand | 0 | not_included_in_FEC
SI | TYNDP2026 | NT | 2035 | TWh | 147 | Sub_sector | Industry | Fertilizers | Industry (fertilizers, non-energetic) | Non-energetic | industry_fertilizers_demand_coal_non_energetic | Solids | EU | Energy demand | 0 | not_included_in_FEC
SI | TYNDP2026 | NT | 2035 | TWh | 148 | Sub_sector | Industry | Fertilizers | Industry (fertilizers, non-energetic) | Non-energetic | industry_fertilizers_demand_oil_non_energetic | Liquids | EU | Energy demand | 0 | not_included_in_FEC
SI | TYNDP2026 | NT | 2035 | TWh | 149 | Sub_sector | Industry | Fertilizers | Industry (fertilizers, non-energetic) | Non-energetic | industry_fertilizers_demand_others_non_energetic | Others | EU | Energy demand | 0 | not_included_in_FEC
SI | TYNDP2026 | NT | 2035 | TWh | 150 | Sub_sector | Industry | Fertilizers | Industry (fertilizers, non-energetic) | Non-energetic | industry_fertilizers_demand_ammonia_non_energetic | Ammonia | EU | Energy demand | 0 | not_included_in_FEC
SI | TYNDP2026 | NT | 2035 | TWh | 152 | Sub_sector | Industry | Food | Industry (food) | Energetic | industry_food_demand_electricity_energetic | Electricity | EU | Energy demand | 0.28506 | FEC
SI | TYNDP2026 | NT | 2035 | TWh | 153 | Sub_sector | Industry | Food | Industry (food) | Energetic | industry_food_demand_hydrogen_energetic | Hydrogen | EU | Energy demand | 0 | FEC
SI | TYNDP2026 | NT | 2035 | TWh | 154 | Sub_sector | Industry | Food | Industry (food) | Energetic | industry_food_demand_methane_energetic | Methane | EU | Energy demand | 0.34701 | FEC
SI | TYNDP2026 | NT | 2035 | TWh | 155 | Sub_sector | Industry | Food | Industry (food) | Energetic | industry_food_demand_heat_energetic | Heat | EU | Energy demand | 0.050781 | FEC
SI | TYNDP2026 | NT | 2035 | TWh | 156 | Sub_sector | Industry | Food | Industry (food) | Energetic | industry_food_demand_biomass_energetic | Biomass | EU | Energy demand | 0.018785 | FEC
SI | TYNDP2026 | NT | 2035 | TWh | 157 | Sub_sector | Industry | Food | Industry (food) | Energetic | industry_food_demand_coal_energetic | Solids | EU | Energy demand | 0 | FEC
SI | TYNDP2026 | NT | 2035 | TWh | 158 | Sub_sector | Industry | Food | Industry (food) | Energetic | industry_food_demand_oil_energetic | Liquids | EU | Energy demand | 0.090482 | FEC
SI | TYNDP2026 | NT | 2035 | TWh | 159 | Sub_sector | Industry | Food | Industry (food) | Energetic | industry_food_demand_others_energetic | Others | EU | Energy demand | 0 | FEC
SI | TYNDP2026 | NT | 2035 | TWh | 160 | Sub_sector | Industry | Food | Industry (food) | Energetic | industry_food_demand_ammonia_energetic | Ammonia | EU | Energy demand | 0 | FEC
SI | TYNDP2026 | NT | 2035 | TWh | 162 | Sub_sector | Industry | Metals | Industry (metal) | Energetic | industry_metal_demand_electricity_energetic | Electricity | EU | Energy demand | 0.090087 | FEC
SI | TYNDP2026 | NT | 2035 | TWh | 163 | Sub_sector | Industry | Metals | Industry (metal) | Energetic | industry_metal_demand_hydrogen_energetic | Hydrogen | EU | Energy demand | 0 | FEC
SI | TYNDP2026 | NT | 2035 | TWh | 164 | Sub_sector | Industry | Metals | Industry (metal) | Energetic | industry_metal_demand_methane_energetic | Methane | EU | Energy demand | 0.3653 | FEC
SI | TYNDP2026 | NT | 2035 | TWh | 165 | Sub_sector | Industry | Metals | Industry (metal) | Energetic | industry_metal_demand_heat_energetic | Heat | EU | Energy demand | 0.00051778 | FEC
SI | TYNDP2026 | NT | 2035 | TWh | 166 | Sub_sector | Industry | Metals | Industry (metal) | Energetic | industry_metal_demand_biomass_energetic | Biomass | EU | Energy demand | 0 | FEC
SI | TYNDP2026 | NT | 2035 | TWh | 167 | Sub_sector | Industry | Metals | Industry (metal) | Energetic | industry_metal_demand_coal_energetic | Solids | EU | Energy demand | 0.016664 | FEC
SI | TYNDP2026 | NT | 2035 | TWh | 168 | Sub_sector | Industry | Metals | Industry (metal) | Energetic | industry_metal_demand_oil_energetic | Liquids | EU | Energy demand | 0.015415 | FEC
SI | TYNDP2026 | NT | 2035 | TWh | 169 | Sub_sector | Industry | Metals | Industry (metal) | Energetic | industry_metal_demand_others_energetic | Others | EU | Energy demand | 0 | FEC
SI | TYNDP2026 | NT | 2035 | TWh | 170 | Sub_sector | Industry | Metals | Industry (metal) | Energetic | industry_metal_demand_ammonia_energetic | Ammonia | EU | Energy demand | 0 | FEC
SI | TYNDP2026 | NT | 2035 | TWh | 172 | Sub_sector | Industry | Others | Industry (other, energetic) | Energetic | industry_other_demand_electricity_energetic | Electricity | EU | Energy demand | 3.7641 | FEC
SI | TYNDP2026 | NT | 2035 | TWh | 173 | Sub_sector | Industry | Others | Industry (other, energetic) | Energetic | industry_other_demand_hydrogen_energetic | Hydrogen | EU | Energy demand | 0.34219 | FEC
SI | TYNDP2026 | NT | 2035 | TWh | 174 | Sub_sector | Industry | Others | Industry (other, energetic) | Energetic | industry_other_demand_methane_energetic | Methane | EU | Energy demand | 0.34219 | FEC
SI | TYNDP2026 | NT | 2035 | TWh | 175 | Sub_sector | Industry | Others | Industry (other, energetic) | Energetic | industry_other_demand_heat_energetic | Heat | EU | Energy demand | 0.15967 | FEC
SI | TYNDP2026 | NT | 2035 | TWh | 176 | Sub_sector | Industry | Others | Industry (other, energetic) | Energetic | industry_other_demand_biomass_energetic | Biomass | EU | Energy demand | 1.1829 | FEC
SI | TYNDP2026 | NT | 2035 | TWh | 177 | Sub_sector | Industry | Others | Industry (other, energetic) | Energetic | industry_other_demand_coal_energetic | Solids | EU | Energy demand | 0.12999 | FEC
SI | TYNDP2026 | NT | 2035 | TWh | 178 | Sub_sector | Industry | Others | Industry (other, energetic) | Energetic | industry_other_demand_oil_energetic | Liquids | EU | Energy demand | 0.92276 | FEC
SI | TYNDP2026 | NT | 2035 | TWh | 179 | Sub_sector | Industry | Others | Industry (other, energetic) | Energetic | industry_other_demand_others_energetic | Others | EU | Energy demand | 0 | FEC
SI | TYNDP2026 | NT | 2035 | TWh | 180 | Sub_sector | Industry | Others | Industry (other, energetic) | Energetic | industry_other_demand_ammonia_energetic | Ammonia | EU | Energy demand | 0 | FEC
SI | TYNDP2026 | NT | 2035 | TWh | 182 | Sub_sector | Industry | Others | Industry (other, non-energetic) | Non-energetic | industry_other_demand_electricity_non_energetic | Electricity | EU | Energy demand | 0 | not_included_in_FEC
SI | TYNDP2026 | NT | 2035 | TWh | 183 | Sub_sector | Industry | Others | Industry (other, non-energetic) | Non-energetic | industry_other_demand_hydrogen_non_energetic | Hydrogen | EU | Energy demand | 0 | not_included_in_FEC
SI | TYNDP2026 | NT | 2035 | TWh | 184 | Sub_sector | Industry | Others | Industry (other, non-energetic) | Non-energetic | industry_other_demand_methane_non_energetic | Methane | EU | Energy demand | 0 | not_included_in_FEC
SI | TYNDP2026 | NT | 2035 | TWh | 185 | Sub_sector | Industry | Others | Industry (other, non-energetic) | Non-energetic | industry_other_demand_heat_non_energetic | Heat | EU | Energy demand | 0 | not_included_in_FEC
SI | TYNDP2026 | NT | 2035 | TWh | 186 | Sub_sector | Industry | Others | Industry (other, non-energetic) | Non-energetic | industry_other_demand_biomass_non_energetic | Biomass | EU | Energy demand | 0 | not_included_in_FEC
SI | TYNDP2026 | NT | 2035 | TWh | 187 | Sub_sector | Industry | Others | Industry (other, non-energetic) | Non-energetic | industry_other_demand_coal_non_energetic | Solids | EU | Energy demand | 0 | not_included_in_FEC
SI | TYNDP2026 | NT | 2035 | TWh | 188 | Sub_sector | Industry | Others | Industry (other, non-energetic) | Non-energetic | industry_other_demand_oil_non_energetic | Liquids | EU | Energy demand | 1.6508 | not_included_in_FEC
SI | TYNDP2026 | NT | 2035 | TWh | 189 | Sub_sector | Industry | Others | Industry (other, non-energetic) | Non-energetic | industry_other_demand_others_non_energetic | Others | EU | Energy demand | 0 | not_included_in_FEC
SI | TYNDP2026 | NT | 2035 | TWh | 190 | Sub_sector | Industry | Others | Industry (other, non-energetic) | Non-energetic | industry_other_demand_ammonia_non_energetic | Ammonia | EU | Energy demand | 0 | not_included_in_FEC
SI | TYNDP2026 | NT | 2035 | TWh | 192 | Sub_sector | Industry | Paper | Industry (paper) | Energetic | industry_paper_demand_electricity_energetic | Electricity | EU | Energy demand | 0.70747 | FEC
SI | TYNDP2026 | NT | 2035 | TWh | 193 | Sub_sector | Industry | Paper | Industry (paper) | Energetic | industry_paper_demand_hydrogen_energetic | Hydrogen | EU | Energy demand | 0 | FEC
SI | TYNDP2026 | NT | 2035 | TWh | 194 | Sub_sector | Industry | Paper | Industry (paper) | Energetic | industry_paper_demand_methane_energetic | Methane | EU | Energy demand | 0.90136 | FEC
SI | TYNDP2026 | NT | 2035 | TWh | 195 | Sub_sector | Industry | Paper | Industry (paper) | Energetic | industry_paper_demand_heat_energetic | Heat | EU | Energy demand | 0.011279 | FEC
SI | TYNDP2026 | NT | 2035 | TWh | 196 | Sub_sector | Industry | Paper | Industry (paper) | Energetic | industry_paper_demand_biomass_energetic | Biomass | EU | Energy demand | 0.12648 | FEC
SI | TYNDP2026 | NT | 2035 | TWh | 197 | Sub_sector | Industry | Paper | Industry (paper) | Energetic | industry_paper_demand_coal_energetic | Solids | EU | Energy demand | 0.24844 | FEC
SI | TYNDP2026 | NT | 2035 | TWh | 198 | Sub_sector | Industry | Paper | Industry (paper) | Energetic | industry_paper_demand_oil_energetic | Liquids | EU | Energy demand | 0.01339 | FEC
SI | TYNDP2026 | NT | 2035 | TWh | 199 | Sub_sector | Industry | Paper | Industry (paper) | Energetic | industry_paper_demand_others_energetic | Others | EU | Energy demand | 0 | FEC
SI | TYNDP2026 | NT | 2035 | TWh | 200 | Sub_sector | Industry | Paper | Industry (paper) | Energetic | industry_paper_demand_ammonia_energetic | Ammonia | EU | Energy demand | 0 | FEC
SI | TYNDP2026 | NT | 2035 | TWh | 202 | Sub_sector | Industry | Refineries | Industry (refineries, energetic) | Energetic | industry_refinery_demand_electricity_energetic | Electricity | EU | Energy demand | 0 | not_included_in_FEC
SI | TYNDP2026 | NT | 2035 | TWh | 203 | Sub_sector | Industry | Refineries | Industry (refineries, energetic) | Energetic | industry_refinery_demand_hydrogen_energetic | Hydrogen | EU | Energy demand | 0 | not_included_in_FEC
SI | TYNDP2026 | NT | 2035 | TWh | 204 | Sub_sector | Industry | Refineries | Industry (refineries, energetic) | Energetic | industry_refinery_demand_methane_energetic | Methane | EU | Energy demand | 0 | not_included_in_FEC
SI | TYNDP2026 | NT | 2035 | TWh | 205 | Sub_sector | Industry | Refineries | Industry (refineries, energetic) | Energetic | industry_refinery_demand_heat_energetic | Heat | EU | Energy demand | 0 | not_included_in_FEC
SI | TYNDP2026 | NT | 2035 | TWh | 206 | Sub_sector | Industry | Refineries | Industry (refineries, energetic) | Energetic | industry_refinery_demand_biomass_energetic | Biomass | EU | Energy demand | 0 | not_included_in_FEC
SI | TYNDP2026 | NT | 2035 | TWh | 207 | Sub_sector | Industry | Refineries | Industry (refineries, energetic) | Energetic | industry_refinery_demand_coal_energetic | Solids | EU | Energy demand | 0 | not_included_in_FEC
SI | TYNDP2026 | NT | 2035 | TWh | 208 | Sub_sector | Industry | Refineries | Industry (refineries, energetic) | Energetic | industry_refinery_demand_oil_energetic | Liquids | EU | Energy demand | 0 | not_included_in_FEC
SI | TYNDP2026 | NT | 2035 | TWh | 209 | Sub_sector | Industry | Refineries | Industry (refineries, energetic) | Energetic | industry_refinery_demand_others_energetic | Others | EU | Energy demand | 0 | not_included_in_FEC
SI | TYNDP2026 | NT | 2035 | TWh | 210 | Sub_sector | Industry | Refineries | Industry (refineries, energetic) | Energetic | industry_refinery_demand_ammonia_energetic | Ammonia | EU | Energy demand | 0 | not_included_in_FEC
SI | TYNDP2026 | NT | 2035 | TWh | 212 | Sub_sector | Industry | Refineries | Industry (refineries, non-energetic) | Non-energetic | industry_refinery_demand_electricity_non_energetic | Electricity | EU | Energy demand | 0 | not_included_in_FEC
SI | TYNDP2026 | NT | 2035 | TWh | 213 | Sub_sector | Industry | Refineries | Industry (refineries, non-energetic) | Non-energetic | industry_refinery_demand_hydrogen_non_energetic | Hydrogen | EU | Energy demand | 0 | not_included_in_FEC
SI | TYNDP2026 | NT | 2035 | TWh | 214 | Sub_sector | Industry | Refineries | Industry (refineries, non-energetic) | Non-energetic | industry_refinery_demand_methane_non_energetic | Methane | EU | Energy demand | 0 | not_included_in_FEC
SI | TYNDP2026 | NT | 2035 | TWh | 215 | Sub_sector | Industry | Refineries | Industry (refineries, non-energetic) | Non-energetic | industry_refinery_demand_heat_non_energetic | Heat | EU | Energy demand | 0 | not_included_in_FEC
SI | TYNDP2026 | NT | 2035 | TWh | 216 | Sub_sector | Industry | Refineries | Industry (refineries, non-energetic) | Non-energetic | industry_refinery_demand_biomass_non_energetic | Biomass | EU | Energy demand | 0 | not_included_in_FEC
SI | TYNDP2026 | NT | 2035 | TWh | 217 | Sub_sector | Industry | Refineries | Industry (refineries, non-energetic) | Non-energetic | industry_refinery_demand_coal_non_energetic | Solids | EU | Energy demand | 0 | not_included_in_FEC
SI | TYNDP2026 | NT | 2035 | TWh | 218 | Sub_sector | Industry | Refineries | Industry (refineries, non-energetic) | Non-energetic | industry_refinery_demand_oil_non_energetic | Liquids | EU | Energy demand | 0 | not_included_in_FEC
SI | TYNDP2026 | NT | 2035 | TWh | 219 | Sub_sector | Industry | Refineries | Industry (refineries, non-energetic) | Non-energetic | industry_refinery_demand_others_non_energetic | Others | EU | Energy demand | 0 | not_included_in_FEC
SI | TYNDP2026 | NT | 2035 | TWh | 220 | Sub_sector | Industry | Refineries | Industry (refineries, non-energetic) | Non-energetic | industry_refinery_demand_ammonia_non_energetic | Ammonia | EU | Energy demand | 0 | not_included_in_FEC
SI | TYNDP2026 | NT | 2035 | TWh | 222 | Sub_sector | Industry | Steel | Industry (steel) | Energetic | industry_steel_demand_electricity_energetic | Electricity | EU | Energy demand | 0.78637 | FEC
SI | TYNDP2026 | NT | 2035 | TWh | 223 | Sub_sector | Industry | Steel | Industry (steel) | Energetic | industry_steel_demand_hydrogen_energetic | Hydrogen | EU | Energy demand | 0 | FEC
SI | TYNDP2026 | NT | 2035 | TWh | 224 | Sub_sector | Industry | Steel | Industry (steel) | Energetic | industry_steel_demand_methane_energetic | Methane | EU | Energy demand | 0.92621 | FEC
SI | TYNDP2026 | NT | 2035 | TWh | 225 | Sub_sector | Industry | Steel | Industry (steel) | Energetic | industry_steel_demand_heat_energetic | Heat | EU | Energy demand | 0.012113 | FEC
SI | TYNDP2026 | NT | 2035 | TWh | 226 | Sub_sector | Industry | Steel | Industry (steel) | Energetic | industry_steel_demand_biomass_energetic | Biomass | EU | Energy demand | 7.72e-05 | FEC
SI | TYNDP2026 | NT | 2035 | TWh | 227 | Sub_sector | Industry | Steel | Industry (steel) | Energetic | industry_steel_demand_coal_energetic | Solids | EU | Energy demand | 0.067674 | FEC
SI | TYNDP2026 | NT | 2035 | TWh | 228 | Sub_sector | Industry | Steel | Industry (steel) | Energetic | industry_steel_demand_oil_energetic | Liquids | EU | Energy demand | 0.021184 | FEC
SI | TYNDP2026 | NT | 2035 | TWh | 229 | Sub_sector | Industry | Steel | Industry (steel) | Energetic | industry_steel_demand_others_energetic | Others | EU | Energy demand | 0 | FEC
SI | TYNDP2026 | NT | 2035 | TWh | 230 | Sub_sector | Industry | Steel | Industry (steel) | Energetic | industry_steel_demand_ammonia_energetic | Ammonia | EU | Energy demand | 0 | FEC
SI | TYNDP2026 | NT | 2035 | TWh | 232 | Sub_sector | Transport | Cars | Transport (cars) | Energetic | transport_cars_final_demand_electricity | Electricity | EU | Energy demand | 1.715 | FEC
SI | TYNDP2026 | NT | 2035 | TWh | 233 | Sub_sector | Transport | Cars | Transport (cars) | Energetic | transport_cars_final_demand_hydrogen | Hydrogen | EU | Energy demand | 0 | FEC
SI | TYNDP2026 | NT | 2035 | TWh | 234 | Sub_sector | Transport | Cars | Transport (cars) | Energetic | transport_cars_final_demand_methane | Methane | EU | Energy demand | 0.0032995 | FEC
SI | TYNDP2026 | NT | 2035 | TWh | 235 | Sub_sector | Transport | Cars | Transport (cars) | Energetic | transport_cars_final_demand_heat | Heat | EU | Energy demand | 0 | FEC
SI | TYNDP2026 | NT | 2035 | TWh | 236 | Sub_sector | Transport | Cars | Transport (cars) | Energetic | transport_cars_final_demand_biomass | Biomass | EU | Energy demand | 0 | FEC
SI | TYNDP2026 | NT | 2035 | TWh | 237 | Sub_sector | Transport | Cars | Transport (cars) | Energetic | transport_cars_final_demand_coal | Solids | EU | Energy demand | 0 | FEC
SI | TYNDP2026 | NT | 2035 | TWh | 238 | Sub_sector | Transport | Cars | Transport (cars) | Energetic | transport_cars_final_demand_oil | Liquids | EU | Energy demand | 9.5805 | FEC
SI | TYNDP2026 | NT | 2035 | TWh | 239 | Sub_sector | Transport | Cars | Transport (cars) | Energetic | transport_cars_final_demand_other | Others | EU | Energy demand | 0 | FEC
SI | TYNDP2026 | NT | 2035 | TWh | 240 | Sub_sector | Transport | Cars | Transport (cars) | Energetic | transport_cars_final_demand_ammonia | Ammonia | EU | Energy demand | 0 | FEC
SI | TYNDP2026 | NT | 2035 | TWh | 242 | Sub_sector | Transport | Busses | Transport (busses) | Energetic | transport_busses_final_demand_electricity | Electricity | EU | Energy demand | 0.00048956 | FEC
SI | TYNDP2026 | NT | 2035 | TWh | 243 | Sub_sector | Transport | Busses | Transport (busses) | Energetic | transport_busses_final_demand_hydrogen | Hydrogen | EU | Energy demand | 0 | FEC
SI | TYNDP2026 | NT | 2035 | TWh | 244 | Sub_sector | Transport | Busses | Transport (busses) | Energetic | transport_busses_final_demand_methane | Methane | EU | Energy demand | 0.043109 | FEC
SI | TYNDP2026 | NT | 2035 | TWh | 245 | Sub_sector | Transport | Busses | Transport (busses) | Energetic | transport_busses_final_demand_heat | Heat | EU | Energy demand | 0 | FEC
SI | TYNDP2026 | NT | 2035 | TWh | 246 | Sub_sector | Transport | Busses | Transport (busses) | Energetic | transport_busses_final_demand_biomass | Biomass | EU | Energy demand | 0 | FEC
SI | TYNDP2026 | NT | 2035 | TWh | 247 | Sub_sector | Transport | Busses | Transport (busses) | Energetic | transport_busses_final_demand_coal | Solids | EU | Energy demand | 0 | FEC
SI | TYNDP2026 | NT | 2035 | TWh | 248 | Sub_sector | Transport | Busses | Transport (busses) | Energetic | transport_busses_final_demand_oil | Liquids | EU | Energy demand | 0.47936 | FEC
SI | TYNDP2026 | NT | 2035 | TWh | 249 | Sub_sector | Transport | Busses | Transport (busses) | Energetic | transport_busses_final_demand_other | Others | EU | Energy demand | 0 | FEC
SI | TYNDP2026 | NT | 2035 | TWh | 250 | Sub_sector | Transport | Busses | Transport (busses) | Energetic | transport_busses_final_demand_ammonia | Ammonia | EU | Energy demand | 0 | FEC
SI | TYNDP2026 | NT | 2035 | TWh | 252 | Sub_sector | Transport | Trucks | Transport (trucks) | Energetic | transport_trucks_final_demand_electricity | Electricity | EU | Energy demand | 0 | FEC
SI | TYNDP2026 | NT | 2035 | TWh | 253 | Sub_sector | Transport | Trucks | Transport (trucks) | Energetic | transport_trucks_final_demand_hydrogen | Hydrogen | EU | Energy demand | 0.45872 | FEC
SI | TYNDP2026 | NT | 2035 | TWh | 254 | Sub_sector | Transport | Trucks | Transport (trucks) | Energetic | transport_trucks_final_demand_methane | Methane | EU | Energy demand | 0.11666 | FEC
SI | TYNDP2026 | NT | 2035 | TWh | 255 | Sub_sector | Transport | Trucks | Transport (trucks) | Energetic | transport_trucks_final_demand_heat | Heat | EU | Energy demand | 0 | FEC
SI | TYNDP2026 | NT | 2035 | TWh | 256 | Sub_sector | Transport | Trucks | Transport (trucks) | Energetic | transport_trucks_final_demand_biomass | Biomass | EU | Energy demand | 0 | FEC
SI | TYNDP2026 | NT | 2035 | TWh | 257 | Sub_sector | Transport | Trucks | Transport (trucks) | Energetic | transport_trucks_final_demand_coal | Solids | EU | Energy demand | 0 | FEC
SI | TYNDP2026 | NT | 2035 | TWh | 258 | Sub_sector | Transport | Trucks | Transport (trucks) | Energetic | transport_trucks_final_demand_oil | Liquids | EU | Energy demand | 4.0515 | FEC
SI | TYNDP2026 | NT | 2035 | TWh | 259 | Sub_sector | Transport | Trucks | Transport (trucks) | Energetic | transport_trucks_final_demand_other | Others | EU | Energy demand | 0 | FEC
SI | TYNDP2026 | NT | 2035 | TWh | 260 | Sub_sector | Transport | Trucks | Transport (trucks) | Energetic | transport_trucks_final_demand_ammonia | Ammonia | EU | Energy demand | 0 | FEC
SI | TYNDP2026 | NT | 2035 | TWh | 262 | Sub_sector | Transport | Vans | Transport (vans) | Energetic | transport_vans_final_demand_electricity | Electricity | EU | Energy demand | 0.00029622 | FEC
SI | TYNDP2026 | NT | 2035 | TWh | 263 | Sub_sector | Transport | Vans | Transport (vans) | Energetic | transport_vans_final_demand_hydrogen | Hydrogen | EU | Energy demand | 0 | FEC
SI | TYNDP2026 | NT | 2035 | TWh | 264 | Sub_sector | Transport | Vans | Transport (vans) | Energetic | transport_vans_final_demand_methane | Methane | EU | Energy demand | 0.0017945 | FEC
SI | TYNDP2026 | NT | 2035 | TWh | 265 | Sub_sector | Transport | Vans | Transport (vans) | Energetic | transport_vans_final_demand_heat | Heat | EU | Energy demand | 0 | FEC
SI | TYNDP2026 | NT | 2035 | TWh | 266 | Sub_sector | Transport | Vans | Transport (vans) | Energetic | transport_vans_final_demand_biomass | Biomass | EU | Energy demand | 0 | FEC
SI | TYNDP2026 | NT | 2035 | TWh | 267 | Sub_sector | Transport | Vans | Transport (vans) | Energetic | transport_vans_final_demand_coal | Solids | EU | Energy demand | 0 | FEC
SI | TYNDP2026 | NT | 2035 | TWh | 268 | Sub_sector | Transport | Vans | Transport (vans) | Energetic | transport_vans_final_demand_oil | Liquids | EU | Energy demand | 0.76736 | FEC
SI | TYNDP2026 | NT | 2035 | TWh | 269 | Sub_sector | Transport | Vans | Transport (vans) | Energetic | transport_vans_final_demand_other | Others | EU | Energy demand | 0 | FEC
SI | TYNDP2026 | NT | 2035 | TWh | 270 | Sub_sector | Transport | Vans | Transport (vans) | Energetic | transport_vans_final_demand_ammonia | Ammonia | EU | Energy demand | 0 | FEC
SI | TYNDP2026 | NT | 2035 | TWh | 272 | Sub_sector | Transport | Freight trains | Transport (trains) | Energetic | transport_trains_final_demand_electricity | Electricity | EU | Energy demand | 0.21877 | FEC
SI | TYNDP2026 | NT | 2035 | TWh | 273 | Sub_sector | Transport | Freight trains | Transport (trains) | Energetic | transport_trains_final_demand_hydrogen | Hydrogen | EU | Energy demand | 0 | FEC
SI | TYNDP2026 | NT | 2035 | TWh | 274 | Sub_sector | Transport | Freight trains | Transport (trains) | Energetic | transport_trains_final_demand_methane | Methane | EU | Energy demand | 0 | FEC
SI | TYNDP2026 | NT | 2035 | TWh | 275 | Sub_sector | Transport | Freight trains | Transport (trains) | Energetic | transport_trains_final_demand_heat | Heat | EU | Energy demand | 0 | FEC
SI | TYNDP2026 | NT | 2035 | TWh | 276 | Sub_sector | Transport | Freight trains | Transport (trains) | Energetic | transport_trains_final_demand_biomass | Biomass | EU | Energy demand | 0 | FEC
SI | TYNDP2026 | NT | 2035 | TWh | 277 | Sub_sector | Transport | Freight trains | Transport (trains) | Energetic | transport_trains_final_demand_coal | Solids | EU | Energy demand | 0.0011544 | FEC
SI | TYNDP2026 | NT | 2035 | TWh | 278 | Sub_sector | Transport | Freight trains | Transport (trains) | Energetic | transport_trains_final_demand_oil | Liquids | EU | Energy demand | 0.084757 | FEC
SI | TYNDP2026 | NT | 2035 | TWh | 279 | Sub_sector | Transport | Freight trains | Transport (trains) | Energetic | transport_trains_final_demand_other | Others | EU | Energy demand | 0 | FEC
SI | TYNDP2026 | NT | 2035 | TWh | 280 | Sub_sector | Transport | Freight trains | Transport (trains) | Energetic | transport_trains_final_demand_ammonia | Ammonia | EU | Energy demand | 0 | FEC
SI | TYNDP2026 | NT | 2035 | TWh | 282 | Sub_sector | Transport | Ships | Transport (ships) | Energetic | transport_ships_final_demand_electricity | Electricity | EU | Energy demand | 0 | FEC
SI | TYNDP2026 | NT | 2035 | TWh | 283 | Sub_sector | Transport | Ships | Transport (ships) | Energetic | transport_ships_final_demand_hydrogen | Hydrogen | EU | Energy demand | 0 | FEC
SI | TYNDP2026 | NT | 2035 | TWh | 284 | Sub_sector | Transport | Ships | Transport (ships) | Energetic | transport_ships_final_demand_methane | Methane | EU | Energy demand | 1.64e-05 | FEC
SI | TYNDP2026 | NT | 2035 | TWh | 285 | Sub_sector | Transport | Ships | Transport (ships) | Energetic | transport_ships_final_demand_heat | Heat | EU | Energy demand | 0 | FEC
SI | TYNDP2026 | NT | 2035 | TWh | 286 | Sub_sector | Transport | Ships | Transport (ships) | Energetic | transport_ships_final_demand_biomass | Biomass | EU | Energy demand | 0 | FEC
SI | TYNDP2026 | NT | 2035 | TWh | 287 | Sub_sector | Transport | Ships | Transport (ships) | Energetic | transport_ships_final_demand_coal | Solids | EU | Energy demand | 0 | FEC
SI | TYNDP2026 | NT | 2035 | TWh | 288 | Sub_sector | Transport | Ships | Transport (ships) | Energetic | transport_ships_final_demand_oil | Liquids | EU | Energy demand | 0 | FEC
SI | TYNDP2026 | NT | 2035 | TWh | 289 | Sub_sector | Transport | Ships | Transport (ships) | Energetic | transport_ships_final_demand_other | Others | EU | Energy demand | 0 | FEC
SI | TYNDP2026 | NT | 2035 | TWh | 290 | Sub_sector | Transport | Ships | Transport (ships) | Energetic | transport_ships_final_demand_ammonia | Ammonia | EU | Energy demand | 0 | FEC
SI | TYNDP2026 | NT | 2035 | TWh | 292 | Sub_sector | Transport | Planes | Transport (planes) | Energetic | transport_planes_final_demand_electricity | Electricity | EU | Energy demand | 0 | FEC
SI | TYNDP2026 | NT | 2035 | TWh | 293 | Sub_sector | Transport | Planes | Transport (planes) | Energetic | transport_planes_final_demand_hydrogen | Hydrogen | EU | Energy demand | 0 | FEC
SI | TYNDP2026 | NT | 2035 | TWh | 294 | Sub_sector | Transport | Planes | Transport (planes) | Energetic | transport_planes_final_demand_methane | Methane | EU | Energy demand | 0 | FEC
SI | TYNDP2026 | NT | 2035 | TWh | 295 | Sub_sector | Transport | Planes | Transport (planes) | Energetic | transport_planes_final_demand_heat | Heat | EU | Energy demand | 0 | FEC
SI | TYNDP2026 | NT | 2035 | TWh | 296 | Sub_sector | Transport | Planes | Transport (planes) | Energetic | transport_planes_final_demand_biomass | Biomass | EU | Energy demand | 0 | FEC
SI | TYNDP2026 | NT | 2035 | TWh | 297 | Sub_sector | Transport | Planes | Transport (planes) | Energetic | transport_planes_final_demand_coal | Solids | EU | Energy demand | 0 | FEC
SI | TYNDP2026 | NT | 2035 | TWh | 298 | Sub_sector | Transport | Planes | Transport (planes) | Energetic | transport_planes_final_demand_oil | Liquids | EU | Energy demand | 0.0051718 | FEC
SI | TYNDP2026 | NT | 2035 | TWh | 299 | Sub_sector | Transport | Planes | Transport (planes) | Energetic | transport_planes_final_demand_other | Others | EU | Energy demand | 0 | FEC
SI | TYNDP2026 | NT | 2035 | TWh | 300 | Sub_sector | Transport | Planes | Transport (planes) | Energetic | transport_planes_final_demand_ammonia | Ammonia | EU | Energy demand | 0 | FEC
SI | TYNDP2026 | NT | 2035 | TWh | 302 | Sub_sector | Transport | Others | Transport (others) | Energetic | transport_other_final_demand_electricity | Electricity | EU | Energy demand | 0.00033701 | FEC
SI | TYNDP2026 | NT | 2035 | TWh | 303 | Sub_sector | Transport | Others | Transport (others) | Energetic | transport_other_final_demand_hydrogen | Hydrogen | EU | Energy demand | 0 | FEC
SI | TYNDP2026 | NT | 2035 | TWh | 304 | Sub_sector | Transport | Others | Transport (others) | Energetic | transport_other_final_demand_methane | Methane | EU | Energy demand | 0 | FEC
SI | TYNDP2026 | NT | 2035 | TWh | 305 | Sub_sector | Transport | Others | Transport (others) | Energetic | transport_other_final_demand_heat | Heat | EU | Energy demand | 0 | FEC
SI | TYNDP2026 | NT | 2035 | TWh | 306 | Sub_sector | Transport | Others | Transport (others) | Energetic | transport_other_final_demand_biomass | Biomass | EU | Energy demand | 0 | FEC
SI | TYNDP2026 | NT | 2035 | TWh | 307 | Sub_sector | Transport | Others | Transport (others) | Energetic | transport_other_final_demand_coal | Solids | EU | Energy demand | 0 | FEC
SI | TYNDP2026 | NT | 2035 | TWh | 308 | Sub_sector | Transport | Others | Transport (others) | Energetic | transport_other_final_demand_oil | Liquids | EU | Energy demand | 0.10357 | FEC
SI | TYNDP2026 | NT | 2035 | TWh | 309 | Sub_sector | Transport | Others | Transport (others) | Energetic | transport_other_final_demand_other | Others | EU | Energy demand | 0 | FEC
SI | TYNDP2026 | NT | 2035 | TWh | 310 | Sub_sector | Transport | Others | Transport (others) | Energetic | transport_other_final_demand_ammonia | Ammonia | EU | Energy demand | 0 | FEC
SI | TYNDP2026 | NT | 2035 | TWh | 312 | Sub_sector | International transport | International aviation | Transport (int. aviation) | Energetic | transport_int_aviation_final_demand_electricity | Electricity | EU | Energy demand | 0 | FEC
SI | TYNDP2026 | NT | 2035 | TWh | 313 | Sub_sector | International transport | International aviation | Transport (int. aviation) | Energetic | transport_int_aviation_final_demand_hydrogen | Hydrogen | EU | Energy demand | 0 | FEC
SI | TYNDP2026 | NT | 2035 | TWh | 314 | Sub_sector | International transport | International aviation | Transport (int. aviation) | Energetic | transport_int_aviation_final_demand_methane | Methane | EU | Energy demand | 0 | FEC
SI | TYNDP2026 | NT | 2035 | TWh | 315 | Sub_sector | International transport | International aviation | Transport (int. aviation) | Energetic | transport_int_aviation_final_demand_heat | Heat | EU | Energy demand | 0 | FEC
SI | TYNDP2026 | NT | 2035 | TWh | 316 | Sub_sector | International transport | International aviation | Transport (int. aviation) | Energetic | transport_int_aviation_final_demand_biofuels | Biomass | EU | Energy demand | 0 | FEC
SI | TYNDP2026 | NT | 2035 | TWh | 317 | Sub_sector | International transport | International aviation | Transport (int. aviation) | Energetic | transport_int_aviation_final_demand_coal | Solids | EU | Energy demand | 0 | FEC
SI | TYNDP2026 | NT | 2035 | TWh | 318 | Sub_sector | International transport | International aviation | Transport (int. aviation) | Energetic | transport_int_aviation_final_demand_oil | Liquids | EU | Energy demand | 0.28971 | FEC
SI | TYNDP2026 | NT | 2035 | TWh | 319 | Sub_sector | International transport | International aviation | Transport (int. aviation) | Energetic | transport_int_aviation_final_demand_other | Others | EU | Energy demand | 0 | FEC
SI | TYNDP2026 | NT | 2035 | TWh | 320 | Sub_sector | International transport | International aviation | Transport (int. aviation) | Energetic | transport_int_aviation_final_demand_ammonia | Ammonia | EU | Energy demand | 0 | FEC
SI | TYNDP2026 | NT | 2035 | TWh | 322 | Sub_sector | International transport | International shipping | Transport (int. shipping) | Energetic | transport_int_shipping_final_demand_electricity | Electricity | EU | Energy demand | 0 | not_included_in_FEC
SI | TYNDP2026 | NT | 2035 | TWh | 323 | Sub_sector | International transport | International shipping | Transport (int. shipping) | Energetic | transport_int_shipping_final_demand_hydrogen | Hydrogen | EU | Energy demand | 0 | not_included_in_FEC
SI | TYNDP2026 | NT | 2035 | TWh | 324 | Sub_sector | International transport | International shipping | Transport (int. shipping) | Energetic | transport_int_shipping_final_demand_methane | Methane | EU | Energy demand | 0 | not_included_in_FEC
SI | TYNDP2026 | NT | 2035 | TWh | 325 | Sub_sector | International transport | International shipping | Transport (int. shipping) | Energetic | transport_int_shipping_final_demand_heat | Heat | EU | Energy demand | 0 | not_included_in_FEC
SI | TYNDP2026 | NT | 2035 | TWh | 326 | Sub_sector | International transport | International shipping | Transport (int. shipping) | Energetic | transport_int_shipping_final_demand_biofuels | Biomass | EU | Energy demand | 0 | not_included_in_FEC
SI | TYNDP2026 | NT | 2035 | TWh | 327 | Sub_sector | International transport | International shipping | Transport (int. shipping) | Energetic | transport_int_shipping_final_demand_coal | Solids | EU | Energy demand | 0 | not_included_in_FEC
SI | TYNDP2026 | NT | 2035 | TWh | 328 | Sub_sector | International transport | International shipping | Transport (int. shipping) | Energetic | transport_int_shipping_final_demand_oil | Liquids | EU | Energy demand | 1.9191 | not_included_in_FEC
SI | TYNDP2026 | NT | 2035 | TWh | 329 | Sub_sector | International transport | International shipping | Transport (int. shipping) | Energetic | transport_int_shipping_final_demand_other | Others | EU | Energy demand | 0 | not_included_in_FEC
SI | TYNDP2026 | NT | 2035 | TWh | 330 | Sub_sector | International transport | International shipping | Transport (int. shipping) | Energetic | transport_int_shipping_final_demand_ammonia | Ammonia | EU | Energy demand | 0 | not_included_in_FEC
SI | TYNDP2026 | NT | 2035 | TWh | 332 | Sub_sector | Households | Space heating | Households (heating) | Energetic | households_heating_final_demand_electricity | Electricity | EU | Energy demand | 1.363 | FEC
SI | TYNDP2026 | NT | 2035 | TWh | 333 | Sub_sector | Households | Space heating | Households (heating) | Energetic | households_heating_final_demand_hydrogen | Hydrogen | EU | Energy demand | 0.0092545 | FEC
SI | TYNDP2026 | NT | 2035 | TWh | 334 | Sub_sector | Households | Space heating | Households (heating) | Energetic | households_heating_final_demand_methane | Methane | EU | Energy demand | 0.50162 | FEC
SI | TYNDP2026 | NT | 2035 | TWh | 335 | Sub_sector | Households | Space heating | Households (heating) | Energetic | households_heating_final_demand_heat | Heat | EU | Energy demand | 0.70249 | FEC
SI | TYNDP2026 | NT | 2035 | TWh | 336 | Sub_sector | Households | Space heating | Households (heating) | Energetic | households_heating_final_demand_biomass | Biomass | EU | Energy demand | 4.2511 | FEC
SI | TYNDP2026 | NT | 2035 | TWh | 337 | Sub_sector | Households | Space heating | Households (heating) | Energetic | households_heating_final_demand_coal | Solids | EU | Energy demand | 0.00039301 | FEC
SI | TYNDP2026 | NT | 2035 | TWh | 338 | Sub_sector | Households | Space heating | Households (heating) | Energetic | households_heating_final_demand_oil | Liquids | EU | Energy demand | 0.71425 | FEC
SI | TYNDP2026 | NT | 2035 | TWh | 339 | Sub_sector | Households | Space heating | Households (heating) | Energetic | households_heating_final_demand_other | Others | EU | Energy demand | 0.0018476 | FEC
SI | TYNDP2026 | NT | 2035 | TWh | 340 | Sub_sector | Households | Space heating | Households (heating) | Energetic | households_heating_final_demand_ammonia | Ammonia | EU | Energy demand | 0 | FEC
SI | TYNDP2026 | NT | 2035 | TWh | 343 | Sub_sector | Households | Cooling | Households (cooling) | Energetic | households_cooling_final_demand_electricity | Electricity | EU | Energy demand | 0.093256 | FEC
SI | TYNDP2026 | NT | 2035 | TWh | 344 | Sub_sector | Households | Cooling | Households (cooling) | Energetic | households_cooling_final_demand_hydrogen | Hydrogen | EU | Energy demand | 0 | FEC
SI | TYNDP2026 | NT | 2035 | TWh | 345 | Sub_sector | Households | Cooling | Households (cooling) | Energetic | households_cooling_final_demand_methane | Methane | EU | Energy demand | 0 | FEC
SI | TYNDP2026 | NT | 2035 | TWh | 346 | Sub_sector | Households | Cooling | Households (cooling) | Energetic | households_cooling_final_demand_heat | Heat | EU | Energy demand | 0 | FEC
SI | TYNDP2026 | NT | 2035 | TWh | 347 | Sub_sector | Households | Cooling | Households (cooling) | Energetic | households_cooling_final_demand_biomass | Biomass | EU | Energy demand | 0 | FEC
SI | TYNDP2026 | NT | 2035 | TWh | 348 | Sub_sector | Households | Cooling | Households (cooling) | Energetic | households_cooling_final_demand_coal | Solids | EU | Energy demand | 0 | FEC
SI | TYNDP2026 | NT | 2035 | TWh | 349 | Sub_sector | Households | Cooling | Households (cooling) | Energetic | households_cooling_final_demand_oil | Liquids | EU | Energy demand | 0 | FEC
SI | TYNDP2026 | NT | 2035 | TWh | 350 | Sub_sector | Households | Cooling | Households (cooling) | Energetic | households_cooling_final_demand_other | Others | EU | Energy demand | 0 | FEC
SI | TYNDP2026 | NT | 2035 | TWh | 351 | Sub_sector | Households | Cooling | Households (cooling) | Energetic | households_cooling_final_demand_ammonia | Ammonia | EU | Energy demand | 0 | FEC
SI | TYNDP2026 | NT | 2035 | TWh | 354 | Sub_sector | Households | Hot water | Households (hot water) | Energetic | households_hot_water_final_demand_electricity | Electricity | EU | Energy demand | 0.47398 | FEC
SI | TYNDP2026 | NT | 2035 | TWh | 355 | Sub_sector | Households | Hot water | Households (hot water) | Energetic | households_hot_water_final_demand_hydrogen | Hydrogen | EU | Energy demand | 0.0086217 | FEC
SI | TYNDP2026 | NT | 2035 | TWh | 356 | Sub_sector | Households | Hot water | Households (hot water) | Energetic | households_hot_water_final_demand_methane | Methane | EU | Energy demand | 0.13219 | FEC
SI | TYNDP2026 | NT | 2035 | TWh | 357 | Sub_sector | Households | Hot water | Households (hot water) | Energetic | households_hot_water_final_demand_heat | Heat | EU | Energy demand | 0.31392 | FEC
SI | TYNDP2026 | NT | 2035 | TWh | 358 | Sub_sector | Households | Hot water | Households (hot water) | Energetic | households_hot_water_final_demand_biomass | Biomass | EU | Energy demand | 0.90597 | FEC
SI | TYNDP2026 | NT | 2035 | TWh | 359 | Sub_sector | Households | Hot water | Households (hot water) | Energetic | households_hot_water_final_demand_coal | Solids | EU | Energy demand | 6.25e-05 | FEC
SI | TYNDP2026 | NT | 2035 | TWh | 360 | Sub_sector | Households | Hot water | Households (hot water) | Energetic | households_hot_water_final_demand_oil | Liquids | EU | Energy demand | 0.11362 | FEC
SI | TYNDP2026 | NT | 2035 | TWh | 361 | Sub_sector | Households | Hot water | Households (hot water) | Energetic | households_hot_water_final_demand_other | Others | EU | Energy demand | 0.083742 | FEC
SI | TYNDP2026 | NT | 2035 | TWh | 362 | Sub_sector | Households | Hot water | Households (hot water) | Energetic | households_hot_water_final_demand_ammonia | Ammonia | EU | Energy demand | 0 | FEC
SI | TYNDP2026 | NT | 2035 | TWh | 365 | Sub_sector | Households | Appliances | Households (appliances) | Energetic | households_appliances_final_demand_electricity | Electricity | EU | Energy demand | 2.1811 | FEC
SI | TYNDP2026 | NT | 2035 | TWh | 366 | Sub_sector | Households | Appliances | Households (appliances) | Energetic | households_appliances_final_demand_hydrogen | Hydrogen | EU | Energy demand | 0 | FEC
SI | TYNDP2026 | NT | 2035 | TWh | 367 | Sub_sector | Households | Appliances | Households (appliances) | Energetic | households_appliances_final_demand_methane | Methane | EU | Energy demand | 0.12966 | FEC
SI | TYNDP2026 | NT | 2035 | TWh | 368 | Sub_sector | Households | Appliances | Households (appliances) | Energetic | households_appliances_final_demand_heat | Heat | EU | Energy demand | 0 | FEC
SI | TYNDP2026 | NT | 2035 | TWh | 369 | Sub_sector | Households | Appliances | Households (appliances) | Energetic | households_appliances_final_demand_biomass | Biomass | EU | Energy demand | 0.0052203 | FEC
SI | TYNDP2026 | NT | 2035 | TWh | 370 | Sub_sector | Households | Appliances | Households (appliances) | Energetic | households_appliances_final_demand_coal | Solids | EU | Energy demand | 0 | FEC
SI | TYNDP2026 | NT | 2035 | TWh | 371 | Sub_sector | Households | Appliances | Households (appliances) | Energetic | households_appliances_final_demand_oil | Liquids | EU | Energy demand | 0 | FEC
SI | TYNDP2026 | NT | 2035 | TWh | 372 | Sub_sector | Households | Appliances | Households (appliances) | Energetic | households_appliances_final_demand_other | Others | EU | Energy demand | 0 | FEC
SI | TYNDP2026 | NT | 2035 | TWh | 373 | Sub_sector | Households | Appliances | Households (appliances) | Energetic | households_appliances_final_demand_ammonia | Ammonia | EU | Energy demand | 0 | FEC
SI | TYNDP2026 | NT | 2035 | TWh | 375 | Sub_sector | Buildings | Space heating | Buildings (heat) | Energetic | buildings_heat_final_demand_electricity | Electricity | EU | Energy demand | 0.7374 | FEC
SI | TYNDP2026 | NT | 2035 | TWh | 376 | Sub_sector | Buildings | Space heating | Buildings (heat) | Energetic | buildings_heat_final_demand_hydrogen | Hydrogen | EU | Energy demand | 0 | FEC
SI | TYNDP2026 | NT | 2035 | TWh | 377 | Sub_sector | Buildings | Space heating | Buildings (heat) | Energetic | buildings_heat_final_demand_methane | Methane | EU | Energy demand | 0.20474 | FEC
SI | TYNDP2026 | NT | 2035 | TWh | 378 | Sub_sector | Buildings | Space heating | Buildings (heat) | Energetic | buildings_heat_final_demand_heat | Heat | EU | Energy demand | 0.67908 | FEC
SI | TYNDP2026 | NT | 2035 | TWh | 379 | Sub_sector | Buildings | Space heating | Buildings (heat) | Energetic | buildings_heat_final_demand_biomass | Biomass | EU | Energy demand | 0 | FEC
SI | TYNDP2026 | NT | 2035 | TWh | 380 | Sub_sector | Buildings | Space heating | Buildings (heat) | Energetic | buildings_heat_final_demand_coal | Solids | EU | Energy demand | 0 | FEC
SI | TYNDP2026 | NT | 2035 | TWh | 381 | Sub_sector | Buildings | Space heating | Buildings (heat) | Energetic | buildings_heat_final_demand_oil | Liquids | EU | Energy demand | 0.55637 | FEC
SI | TYNDP2026 | NT | 2035 | TWh | 382 | Sub_sector | Buildings | Space heating | Buildings (heat) | Energetic | buildings_heat_final_demand_other | Others | EU | Energy demand | 0 | FEC
SI | TYNDP2026 | NT | 2035 | TWh | 383 | Sub_sector | Buildings | Space heating | Buildings (heat) | Energetic | buildings_heat_final_demand_ammonia | Ammonia | EU | Energy demand | 0 | FEC
SI | TYNDP2026 | NT | 2035 | TWh | 386 | Sub_sector | Buildings | Cooling | Buildings (cooling) | Energetic | buildings_cooling_final_demand_electricity | Electricity | EU | Energy demand | 0.22148 | FEC
SI | TYNDP2026 | NT | 2035 | TWh | 387 | Sub_sector | Buildings | Cooling | Buildings (cooling) | Energetic | buildings_cooling_final_demand_hydrogen | Hydrogen | EU | Energy demand | 0 | FEC
SI | TYNDP2026 | NT | 2035 | TWh | 388 | Sub_sector | Buildings | Cooling | Buildings (cooling) | Energetic | buildings_cooling_final_demand_methane | Methane | EU | Energy demand | 7.62e-05 | FEC
SI | TYNDP2026 | NT | 2035 | TWh | 389 | Sub_sector | Buildings | Cooling | Buildings (cooling) | Energetic | buildings_cooling_final_demand_heat | Heat | EU | Energy demand | 0 | FEC
SI | TYNDP2026 | NT | 2035 | TWh | 390 | Sub_sector | Buildings | Cooling | Buildings (cooling) | Energetic | buildings_cooling_final_demand_biomass | Biomass | EU | Energy demand | 0 | FEC
SI | TYNDP2026 | NT | 2035 | TWh | 391 | Sub_sector | Buildings | Cooling | Buildings (cooling) | Energetic | buildings_cooling_final_demand_coal | Solids | EU | Energy demand | 0 | FEC
SI | TYNDP2026 | NT | 2035 | TWh | 392 | Sub_sector | Buildings | Cooling | Buildings (cooling) | Energetic | buildings_cooling_final_demand_oil | Liquids | EU | Energy demand | 0 | FEC
SI | TYNDP2026 | NT | 2035 | TWh | 393 | Sub_sector | Buildings | Cooling | Buildings (cooling) | Energetic | buildings_cooling_final_demand_other | Others | EU | Energy demand | 0 | FEC
SI | TYNDP2026 | NT | 2035 | TWh | 394 | Sub_sector | Buildings | Cooling | Buildings (cooling) | Energetic | buildings_cooling_final_demand_ammonia | Ammonia | EU | Energy demand | 0 | FEC
SI | TYNDP2026 | NT | 2035 | TWh | 397 | Sub_sector | Buildings | Appliances | Buildings (appliances) | Energetic | buildings_appliances_final_demand_electricity | Electricity | EU | Energy demand | 2.2474 | FEC
SI | TYNDP2026 | NT | 2035 | TWh | 398 | Sub_sector | Buildings | Appliances | Buildings (appliances) | Energetic | buildings_appliances_final_demand_hydrogen | Hydrogen | EU | Energy demand | 0 | FEC
SI | TYNDP2026 | NT | 2035 | TWh | 399 | Sub_sector | Buildings | Appliances | Buildings (appliances) | Energetic | buildings_appliances_final_demand_methane | Methane | EU | Energy demand | 0.14727 | FEC
SI | TYNDP2026 | NT | 2035 | TWh | 400 | Sub_sector | Buildings | Appliances | Buildings (appliances) | Energetic | buildings_appliances_final_demand_heat | Heat | EU | Energy demand | 0 | FEC
SI | TYNDP2026 | NT | 2035 | TWh | 401 | Sub_sector | Buildings | Appliances | Buildings (appliances) | Energetic | buildings_appliances_final_demand_biomass | Biomass | EU | Energy demand | 0 | FEC
SI | TYNDP2026 | NT | 2035 | TWh | 402 | Sub_sector | Buildings | Appliances | Buildings (appliances) | Energetic | buildings_appliances_final_demand_coal | Solids | EU | Energy demand | 0 | FEC
SI | TYNDP2026 | NT | 2035 | TWh | 403 | Sub_sector | Buildings | Appliances | Buildings (appliances) | Energetic | buildings_appliances_final_demand_oil | Liquids | EU | Energy demand | 0 | FEC
SI | TYNDP2026 | NT | 2035 | TWh | 404 | Sub_sector | Buildings | Appliances | Buildings (appliances) | Energetic | buildings_appliances_final_demand_other | Others | EU | Energy demand | 0 | FEC
SI | TYNDP2026 | NT | 2035 | TWh | 405 | Sub_sector | Buildings | Appliances | Buildings (appliances) | Energetic | buildings_appliances_final_demand_ammonia | Ammonia | EU | Energy demand | 0 | FEC
SI | TYNDP2026 | NT | 2035 | TWh | 407 | Sub_sector | Buildings | Datacenters | Datacenters & ICT | Energetic | datacentres_final_demand_electricity_energetic | Electricity | EU | Energy demand | 0.35 | FEC
SI | TYNDP2026 | NT | 2035 | TWh | 408 | Sub_sector | Buildings | Datacenters | Datacenters & ICT | Energetic | datacentres_final_demand_hydrogen_energetic | Hydrogen | EU | Energy demand | 0 | FEC
SI | TYNDP2026 | NT | 2035 | TWh | 409 | Sub_sector | Buildings | Datacenters | Datacenters & ICT | Energetic | datacentres_final_demand_methane_energetic | Methane | EU | Energy demand | 0 | FEC
SI | TYNDP2026 | NT | 2035 | TWh | 410 | Sub_sector | Buildings | Datacenters | Datacenters & ICT | Energetic | datacentres_final_demand_heat_energetic | Heat | EU | Energy demand | 0 | FEC
SI | TYNDP2026 | NT | 2035 | TWh | 411 | Sub_sector | Buildings | Datacenters | Datacenters & ICT | Energetic | datacentres_final_demand_biomass_energetic | Biomass | EU | Energy demand | 0 | FEC
SI | TYNDP2026 | NT | 2035 | TWh | 412 | Sub_sector | Buildings | Datacenters | Datacenters & ICT | Energetic | datacentres_final_demand_coal_energetic | Solids | EU | Energy demand | 0 | FEC
SI | TYNDP2026 | NT | 2035 | TWh | 413 | Sub_sector | Buildings | Datacenters | Datacenters & ICT | Energetic | datacentres_final_demand_oil_energetic | Liquids | EU | Energy demand | 0 | FEC
SI | TYNDP2026 | NT | 2035 | TWh | 414 | Sub_sector | Buildings | Datacenters | Datacenters & ICT | Energetic | datacentres_final_demand_other_energetic | Others | EU | Energy demand | 0 | FEC
SI | TYNDP2026 | NT | 2035 | TWh | 415 | Sub_sector | Buildings | Datacenters | Datacenters & ICT | Energetic | datacentres_final_demand_ammonia_energetic | Ammonia | EU | Energy demand | 0 | FEC
SI | TYNDP2026 | NT | 2035 | TWh | 417 | Sub_sector | Transport | Others_Sector | Others_Sector | Energetic | other_final_demand_electricity_energetic | Electricity | EU | Energy demand | 0 | FEC
SI | TYNDP2026 | NT | 2035 | TWh | 418 | Sub_sector | Transport | Others_Sector | Others_Sector | Energetic | other_final_demand_hydrogen_energetic | Hydrogen | EU | Energy demand | 0 | FEC
SI | TYNDP2026 | NT | 2035 | TWh | 419 | Sub_sector | Transport | Pipeline Transport | Others_Sector | Energetic | other_final_demand_methane_energetic | Methane | EU | Energy demand | 0 | FEC
SI | TYNDP2026 | NT | 2035 | TWh | 420 | Sub_sector | Transport | Others_Sector | Others_Sector | Energetic | other_final_demand_heat_energetic | Heat | EU | Energy demand | 0 | FEC
SI | TYNDP2026 | NT | 2035 | TWh | 421 | Sub_sector | Transport | Others_Sector | Others_Sector | Energetic | other_final_demand_biomass_energetic | Biomass | EU | Energy demand | 0 | FEC
SI | TYNDP2026 | NT | 2035 | TWh | 422 | Sub_sector | Transport | Others_Sector | Others_Sector | Energetic | other_final_demand_coal_energetic | Solids | EU | Energy demand | 0 | FEC
SI | TYNDP2026 | NT | 2035 | TWh | 423 | Sub_sector | Transport | Others_Sector | Others_Sector | Energetic | other_final_demand_oil_energetic | Liquids | EU | Energy demand | 0.37114 | FEC
SI | TYNDP2026 | NT | 2035 | TWh | 424 | Sub_sector | Others_Sector | Others_Sector | Others_Sector | Non-energetic | other_final_demand_oil_non_energetic | Liquids | EU | Energy demand | 0 | not_included_in_FEC
SI | TYNDP2026 | NT | 2035 | TWh | 425 | Sub_sector | Transport | Others_Sector | Others_Sector | Energetic | other_final_demand_other_energetic | Others | EU | Energy demand | 0 | FEC
SI | TYNDP2026 | NT | 2035 | TWh | 426 | Sub_sector | Transport | Others_Sector | Others_Sector | Energetic | other_final_demand_ammonia_energetic | Ammonia | EU | Energy demand | 0 | FEC
SI | TYNDP2026 | NT | 2035 | TWh | 427 | Sub_sector | Industry | Surplus_Heat_in_Industry | Surplus_Heat_in_Industry | Energetic | final_demand_of_industry_unused_local_production_steam_hot_water | Heat | EU | Energy demand | 4.9405 | FEC
SI | TYNDP2026 | NT | 2035 | TWh | 429 | Sub_sector | Agriculture | Total | Agriculture | Energetic | agriculture_final_demand_electricity_energetic | Electricity | EU | Energy demand | 0.017122 | FEC
SI | TYNDP2026 | NT | 2035 | TWh | 430 | Sub_sector | Agriculture | Total | Agriculture | Energetic | agriculture_final_demand_hydrogen_energetic | Hydrogen | EU | Energy demand | 0 | FEC
SI | TYNDP2026 | NT | 2035 | TWh | 431 | Sub_sector | Agriculture | Total | Agriculture | Energetic | agriculture_final_demand_methane_energetic | Methane | EU | Energy demand | 0 | FEC
SI | TYNDP2026 | NT | 2035 | TWh | 432 | Sub_sector | Agriculture | Total | Agriculture | Energetic | agriculture_final_demand_heat_energetic | Heat | EU | Energy demand | 0 | FEC
SI | TYNDP2026 | NT | 2035 | TWh | 433 | Sub_sector | Agriculture | Total | Agriculture | Energetic | agriculture_final_demand_biomass_energetic | Biomass | EU | Energy demand | 0 | FEC
SI | TYNDP2026 | NT | 2035 | TWh | 434 | Sub_sector | Agriculture | Total | Agriculture | Energetic | agriculture_final_demand_coal_energetic | Solids | EU | Energy demand | 0 | FEC
SI | TYNDP2026 | NT | 2035 | TWh | 435 | Sub_sector | Agriculture | Total | Agriculture | Energetic | agriculture_final_demand_oil_energetic | Liquids | EU | Energy demand | 0.81017 | FEC
SI | TYNDP2026 | NT | 2035 | TWh | 436 | Sub_sector | Agriculture | Total | Agriculture | Energetic | agriculture_final_demand_other_energetic | Others | EU | Energy demand | 0 | FEC
SI | TYNDP2026 | NT | 2035 | TWh | 437 | Sub_sector | Agriculture | Total | Agriculture | Energetic | agriculture_final_demand_ammonia_energetic | Ammonia | EU | Energy demand | 0 | FEC
SI | TYNDP2026 | NT | 2035 | TWh | 447 | Sub_sector | Buildings | Surplus Energy | Buildings | Energetic | GAP | Electricity | EU | Energy demand | 0 | FEC
SI | TYNDP2026 | NT | 2035 | TWh | 448 | Sub_sector | Buildings | Surplus Energy | Buildings | Energetic | GAP | Hydrogen | EU | Energy demand | 0 | FEC
SI | TYNDP2026 | NT | 2035 | TWh | 449 | Sub_sector | Buildings | Surplus Energy | Buildings | Energetic | GAP | Methane | EU | Energy demand | 0 | FEC
SI | TYNDP2026 | NT | 2035 | TWh | 450 | Sub_sector | Buildings | Surplus Energy | Buildings | Energetic | GAP | Heat | EU | Energy demand | 0 | FEC
SI | TYNDP2026 | NT | 2035 | TWh | 451 | Sub_sector | Buildings | Surplus Energy | Buildings | Energetic | GAP | Biomass | EU | Energy demand | 0 | FEC
SI | TYNDP2026 | NT | 2035 | TWh | 452 | Sub_sector | Buildings | Surplus Energy | Buildings | Energetic | GAP | Solids | EU | Energy demand | 0 | FEC
SI | TYNDP2026 | NT | 2035 | TWh | 453 | Sub_sector | Buildings | Surplus Energy | Buildings | Energetic | GAP | Liquids | EU | Energy demand | 0.14854 | FEC
SI | TYNDP2026 | NT | 2035 | TWh | 454 | Sub_sector | Buildings | Surplus Energy | Buildings | Energetic | GAP | Others | EU | Energy demand | 0 | FEC
SI | TYNDP2026 | NT | 2035 | TWh | 455 | Sub_sector | Buildings | Surplus Energy | Buildings | Energetic | GAP | Ammonia | EU | Energy demand | 0 | FEC
SI | TYNDP2026 | NT | 2035 | TWh | 456 | Sub_sector | Households | Surplus Energy | Households | Energetic | GAP | Electricity | EU | Energy demand | 0 | FEC
SI | TYNDP2026 | NT | 2035 | TWh | 457 | Sub_sector | Households | Surplus Energy | Households | Energetic | GAP | Hydrogen | EU | Energy demand | 0 | FEC
SI | TYNDP2026 | NT | 2035 | TWh | 458 | Sub_sector | Households | Surplus Energy | Households | Energetic | GAP | Methane | EU | Energy demand | 0 | FEC
SI | TYNDP2026 | NT | 2035 | TWh | 459 | Sub_sector | Households | Surplus Energy | Households | Energetic | GAP | Heat | EU | Energy demand | 0 | FEC
SI | TYNDP2026 | NT | 2035 | TWh | 460 | Sub_sector | Households | Surplus Energy | Households | Energetic | GAP | Biomass | EU | Energy demand | 0 | FEC
SI | TYNDP2026 | NT | 2035 | TWh | 461 | Sub_sector | Households | Surplus Energy | Households | Energetic | GAP | Solids | EU | Energy demand | 0 | FEC
SI | TYNDP2026 | NT | 2035 | TWh | 462 | Sub_sector | Households | Surplus Energy | Households | Energetic | GAP | Liquids | EU | Energy demand | 0 | FEC
SI | TYNDP2026 | NT | 2035 | TWh | 463 | Sub_sector | Households | Surplus Energy | Households | Energetic | GAP | Others | EU | Energy demand | 0 | FEC
SI | TYNDP2026 | NT | 2035 | TWh | 464 | Sub_sector | Households | Surplus Energy | Households | Energetic | GAP | Ammonia | EU | Energy demand | 0 | FEC
SI | TYNDP2026 | NT | 2040 | TWh | 102 | Sub_sector | Industry | Aluminium | Industry (aluminium) | Energetic | industry_aluminium_demand_electricity_energetic | Electricity | EU | Energy demand | 1.0899 | FEC
SI | TYNDP2026 | NT | 2040 | TWh | 103 | Sub_sector | Industry | Aluminium | Industry (aluminium) | Energetic | industry_aluminium_demand_hydrogen_energetic | Hydrogen | EU | Energy demand | 0 | FEC
SI | TYNDP2026 | NT | 2040 | TWh | 104 | Sub_sector | Industry | Aluminium | Industry (aluminium) | Energetic | industry_aluminium_demand_methane_energetic | Methane | EU | Energy demand | 0.076815 | FEC
SI | TYNDP2026 | NT | 2040 | TWh | 105 | Sub_sector | Industry | Aluminium | Industry (aluminium) | Energetic | industry_aluminium_demand_heat_energetic | Heat | EU | Energy demand | 0 | FEC
SI | TYNDP2026 | NT | 2040 | TWh | 106 | Sub_sector | Industry | Aluminium | Industry (aluminium) | Energetic | industry_aluminium_demand_biomass_energetic | Biomass | EU | Energy demand | 0 | FEC
SI | TYNDP2026 | NT | 2040 | TWh | 107 | Sub_sector | Industry | Aluminium | Industry (aluminium) | Energetic | industry_aluminium_demand_coal_energetic | Solids | EU | Energy demand | 0 | FEC
SI | TYNDP2026 | NT | 2040 | TWh | 108 | Sub_sector | Industry | Aluminium | Industry (aluminium) | Energetic | industry_aluminium_demand_oil_energetic | Liquids | EU | Energy demand | 0 | FEC
SI | TYNDP2026 | NT | 2040 | TWh | 109 | Sub_sector | Industry | Aluminium | Industry (aluminium) | Energetic | industry_aluminium_demand_others_energetic | Others | EU | Energy demand | 0 | FEC
SI | TYNDP2026 | NT | 2040 | TWh | 110 | Sub_sector | Industry | Aluminium | Industry (aluminium) | Energetic | industry_ammonia_demand_others_energetic | Ammonia | EU | Energy demand | 0 | FEC
SI | TYNDP2026 | NT | 2040 | TWh | 112 | Sub_sector | Industry | Chemicals | Industry (chemicals, energetic) | Energetic | industry_chemical_demand_electricity_energetic | Electricity | EU | Energy demand | 0.63954 | FEC
SI | TYNDP2026 | NT | 2040 | TWh | 113 | Sub_sector | Industry | Chemicals | Industry (chemicals, energetic) | Energetic | industry_chemical_demand_hydrogen_energetic | Hydrogen | EU | Energy demand | 0 | FEC
SI | TYNDP2026 | NT | 2040 | TWh | 114 | Sub_sector | Industry | Chemicals | Industry (chemicals, energetic) | Energetic | industry_chemical_demand_methane_energetic | Methane | EU | Energy demand | 0.50378 | FEC
SI | TYNDP2026 | NT | 2040 | TWh | 115 | Sub_sector | Industry | Chemicals | Industry (chemicals, energetic) | Energetic | industry_chemical_demand_heat_energetic | Heat | EU | Energy demand | 0.38021 | FEC
SI | TYNDP2026 | NT | 2040 | TWh | 116 | Sub_sector | Industry | Chemicals | Industry (chemicals, energetic) | Energetic | industry_chemical_demand_biomass_energetic | Biomass | EU | Energy demand | 0.1991 | FEC
SI | TYNDP2026 | NT | 2040 | TWh | 117 | Sub_sector | Industry | Chemicals | Industry (chemicals, energetic) | Energetic | industry_chemical_demand_coal_energetic | Solids | EU | Energy demand | 0.00010444 | FEC
SI | TYNDP2026 | NT | 2040 | TWh | 118 | Sub_sector | Industry | Chemicals | Industry (chemicals, energetic) | Energetic | industry_chemical_demand_oil_energetic | Liquids | EU | Energy demand | 0.043803 | FEC
SI | TYNDP2026 | NT | 2040 | TWh | 119 | Sub_sector | Industry | Chemicals | Industry (chemicals, energetic) | Energetic | industry_chemical_demand_others_energetic | Others | EU | Energy demand | 0 | FEC
SI | TYNDP2026 | NT | 2040 | TWh | 120 | Sub_sector | Industry | Chemicals | Industry (chemicals, energetic) | Energetic | industry_chemical_demand_ammonia_energetic | Ammonia | EU | Energy demand | 0 | FEC
SI | TYNDP2026 | NT | 2040 | TWh | 122 | Sub_sector | Industry | Chemicals | Industry (chemicals, non-energetic) | Non-energetic | industry_chemical_demand_electricity_non_energetic | Electricity | EU | Energy demand | 0 | not_included_in_FEC
SI | TYNDP2026 | NT | 2040 | TWh | 123 | Sub_sector | Industry | Chemicals | Industry (chemicals, non-energetic) | Non-energetic | industry_chemical_demand_hydrogen_non_energetic | Hydrogen | EU | Energy demand | 0 | not_included_in_FEC
SI | TYNDP2026 | NT | 2040 | TWh | 124 | Sub_sector | Industry | Chemicals | Industry (chemicals, non-energetic) | Non-energetic | industry_chemical_demand_methane_non_energetic | Methane | EU | Energy demand | 0.065707 | not_included_in_FEC
SI | TYNDP2026 | NT | 2040 | TWh | 125 | Sub_sector | Industry | Chemicals | Industry (chemicals, non-energetic) | Non-energetic | industry_chemical_demand_heat_non_energetic | Heat | EU | Energy demand | 0 | not_included_in_FEC
SI | TYNDP2026 | NT | 2040 | TWh | 126 | Sub_sector | Industry | Chemicals | Industry (chemicals, non-energetic) | Non-energetic | industry_chemical_demand_biomass_non_energetic | Biomass | EU | Energy demand | 0 | not_included_in_FEC
SI | TYNDP2026 | NT | 2040 | TWh | 127 | Sub_sector | Industry | Chemicals | Industry (chemicals, non-energetic) | Non-energetic | industry_chemical_demand_coal_non_energetic | Solids | EU | Energy demand | 0 | not_included_in_FEC
SI | TYNDP2026 | NT | 2040 | TWh | 128 | Sub_sector | Industry | Chemicals | Industry (chemicals, non-energetic) | Non-energetic | industry_chemical_demand_oil_non_energetic | Liquids | EU | Energy demand | 0.063996 | not_included_in_FEC
SI | TYNDP2026 | NT | 2040 | TWh | 129 | Sub_sector | Industry | Chemicals | Industry (chemicals, non-energetic) | Non-energetic | industry_chemical_demand_others_non_energetic | Others | EU | Energy demand | 0 | not_included_in_FEC
SI | TYNDP2026 | NT | 2040 | TWh | 130 | Sub_sector | Industry | Chemicals | Industry (chemicals, non-energetic) | Non-energetic | industry_chemical_demand_ammonia_non_energetic | Ammonia | EU | Energy demand | 0 | not_included_in_FEC
SI | TYNDP2026 | NT | 2040 | TWh | 132 | Sub_sector | Industry | Fertilizers | Industry (fertilizers, energetic) | Energetic | industry_fertilizers_demand_electricity_energetic | Electricity | EU | Energy demand | 0 | FEC
SI | TYNDP2026 | NT | 2040 | TWh | 133 | Sub_sector | Industry | Fertilizers | Industry (fertilizers, energetic) | Energetic | industry_fertilizers_demand_hydrogen_energetic | Hydrogen | EU | Energy demand | 0 | FEC
SI | TYNDP2026 | NT | 2040 | TWh | 134 | Sub_sector | Industry | Fertilizers | Industry (fertilizers, energetic) | Energetic | industry_fertilizers_demand_methane_energetic | Methane | EU | Energy demand | 0 | FEC
SI | TYNDP2026 | NT | 2040 | TWh | 135 | Sub_sector | Industry | Fertilizers | Industry (fertilizers, energetic) | Energetic | industry_fertilizers_demand_heat_energetic | Heat | EU | Energy demand | 0 | FEC
SI | TYNDP2026 | NT | 2040 | TWh | 136 | Sub_sector | Industry | Fertilizers | Industry (fertilizers, energetic) | Energetic | industry_fertilizers_demand_biomass_energetic | Biomass | EU | Energy demand | 0 | FEC
SI | TYNDP2026 | NT | 2040 | TWh | 137 | Sub_sector | Industry | Fertilizers | Industry (fertilizers, energetic) | Energetic | industry_fertilizers_demand_coal_energetic | Solids | EU | Energy demand | 0 | FEC
SI | TYNDP2026 | NT | 2040 | TWh | 138 | Sub_sector | Industry | Fertilizers | Industry (fertilizers, energetic) | Energetic | industry_fertilizers_demand_oil_energetic | Liquids | EU | Energy demand | 0 | FEC
SI | TYNDP2026 | NT | 2040 | TWh | 139 | Sub_sector | Industry | Fertilizers | Industry (fertilizers, energetic) | Energetic | industry_fertilizers_demand_others_energetic | Others | EU | Energy demand | 0 | FEC
SI | TYNDP2026 | NT | 2040 | TWh | 140 | Sub_sector | Industry | Fertilizers | Industry (fertilizers, energetic) | Energetic | industry_fertilizers_demand_ammonia_energetic | Ammonia | EU | Energy demand | 0 | FEC
SI | TYNDP2026 | NT | 2040 | TWh | 142 | Sub_sector | Industry | Fertilizers | Industry (fertilizers, non-energetic) | Non-energetic | industry_fertilizers_demand_electricity_non_energetic | Electricity | EU | Energy demand | 0 | not_included_in_FEC
SI | TYNDP2026 | NT | 2040 | TWh | 143 | Sub_sector | Industry | Fertilizers | Industry (fertilizers, non-energetic) | Non-energetic | industry_fertilizers_demand_hydrogen_non_energetic | Hydrogen | EU | Energy demand | 0 | not_included_in_FEC
SI | TYNDP2026 | NT | 2040 | TWh | 144 | Sub_sector | Industry | Fertilizers | Industry (fertilizers, non-energetic) | Non-energetic | industry_fertilizers_demand_methane_non_energetic | Methane | EU | Energy demand | 0 | not_included_in_FEC
SI | TYNDP2026 | NT | 2040 | TWh | 145 | Sub_sector | Industry | Fertilizers | Industry (fertilizers, non-energetic) | Non-energetic | industry_fertilizers_demand_heat_non_energetic | Heat | EU | Energy demand | 0 | not_included_in_FEC
SI | TYNDP2026 | NT | 2040 | TWh | 146 | Sub_sector | Industry | Fertilizers | Industry (fertilizers, non-energetic) | Non-energetic | industry_fertilizers_demand_biomass_non_energetic | Biomass | EU | Energy demand | 0 | not_included_in_FEC
SI | TYNDP2026 | NT | 2040 | TWh | 147 | Sub_sector | Industry | Fertilizers | Industry (fertilizers, non-energetic) | Non-energetic | industry_fertilizers_demand_coal_non_energetic | Solids | EU | Energy demand | 0 | not_included_in_FEC
SI | TYNDP2026 | NT | 2040 | TWh | 148 | Sub_sector | Industry | Fertilizers | Industry (fertilizers, non-energetic) | Non-energetic | industry_fertilizers_demand_oil_non_energetic | Liquids | EU | Energy demand | 0 | not_included_in_FEC
SI | TYNDP2026 | NT | 2040 | TWh | 149 | Sub_sector | Industry | Fertilizers | Industry (fertilizers, non-energetic) | Non-energetic | industry_fertilizers_demand_others_non_energetic | Others | EU | Energy demand | 0 | not_included_in_FEC
SI | TYNDP2026 | NT | 2040 | TWh | 150 | Sub_sector | Industry | Fertilizers | Industry (fertilizers, non-energetic) | Non-energetic | industry_fertilizers_demand_ammonia_non_energetic | Ammonia | EU | Energy demand | 0 | not_included_in_FEC
SI | TYNDP2026 | NT | 2040 | TWh | 152 | Sub_sector | Industry | Food | Industry (food) | Energetic | industry_food_demand_electricity_energetic | Electricity | EU | Energy demand | 0.28506 | FEC
SI | TYNDP2026 | NT | 2040 | TWh | 153 | Sub_sector | Industry | Food | Industry (food) | Energetic | industry_food_demand_hydrogen_energetic | Hydrogen | EU | Energy demand | 0 | FEC
SI | TYNDP2026 | NT | 2040 | TWh | 154 | Sub_sector | Industry | Food | Industry (food) | Energetic | industry_food_demand_methane_energetic | Methane | EU | Energy demand | 0.33739 | FEC
SI | TYNDP2026 | NT | 2040 | TWh | 155 | Sub_sector | Industry | Food | Industry (food) | Energetic | industry_food_demand_heat_energetic | Heat | EU | Energy demand | 0.050781 | FEC
SI | TYNDP2026 | NT | 2040 | TWh | 156 | Sub_sector | Industry | Food | Industry (food) | Energetic | industry_food_demand_biomass_energetic | Biomass | EU | Energy demand | 0.018785 | FEC
SI | TYNDP2026 | NT | 2040 | TWh | 157 | Sub_sector | Industry | Food | Industry (food) | Energetic | industry_food_demand_coal_energetic | Solids | EU | Energy demand | 0 | FEC
SI | TYNDP2026 | NT | 2040 | TWh | 158 | Sub_sector | Industry | Food | Industry (food) | Energetic | industry_food_demand_oil_energetic | Liquids | EU | Energy demand | 0.10091 | FEC
SI | TYNDP2026 | NT | 2040 | TWh | 159 | Sub_sector | Industry | Food | Industry (food) | Energetic | industry_food_demand_others_energetic | Others | EU | Energy demand | 0 | FEC
SI | TYNDP2026 | NT | 2040 | TWh | 160 | Sub_sector | Industry | Food | Industry (food) | Energetic | industry_food_demand_ammonia_energetic | Ammonia | EU | Energy demand | 0 | FEC
SI | TYNDP2026 | NT | 2040 | TWh | 162 | Sub_sector | Industry | Metals | Industry (metal) | Energetic | industry_metal_demand_electricity_energetic | Electricity | EU | Energy demand | 0.090087 | FEC
SI | TYNDP2026 | NT | 2040 | TWh | 163 | Sub_sector | Industry | Metals | Industry (metal) | Energetic | industry_metal_demand_hydrogen_energetic | Hydrogen | EU | Energy demand | 0 | FEC
SI | TYNDP2026 | NT | 2040 | TWh | 164 | Sub_sector | Industry | Metals | Industry (metal) | Energetic | industry_metal_demand_methane_energetic | Methane | EU | Energy demand | 0.3653 | FEC
SI | TYNDP2026 | NT | 2040 | TWh | 165 | Sub_sector | Industry | Metals | Industry (metal) | Energetic | industry_metal_demand_heat_energetic | Heat | EU | Energy demand | 0.00051778 | FEC
SI | TYNDP2026 | NT | 2040 | TWh | 166 | Sub_sector | Industry | Metals | Industry (metal) | Energetic | industry_metal_demand_biomass_energetic | Biomass | EU | Energy demand | 0 | FEC
SI | TYNDP2026 | NT | 2040 | TWh | 167 | Sub_sector | Industry | Metals | Industry (metal) | Energetic | industry_metal_demand_coal_energetic | Solids | EU | Energy demand | 0.016664 | FEC
SI | TYNDP2026 | NT | 2040 | TWh | 168 | Sub_sector | Industry | Metals | Industry (metal) | Energetic | industry_metal_demand_oil_energetic | Liquids | EU | Energy demand | 0.015415 | FEC
SI | TYNDP2026 | NT | 2040 | TWh | 169 | Sub_sector | Industry | Metals | Industry (metal) | Energetic | industry_metal_demand_others_energetic | Others | EU | Energy demand | 0 | FEC
SI | TYNDP2026 | NT | 2040 | TWh | 170 | Sub_sector | Industry | Metals | Industry (metal) | Energetic | industry_metal_demand_ammonia_energetic | Ammonia | EU | Energy demand | 0 | FEC
SI | TYNDP2026 | NT | 2040 | TWh | 172 | Sub_sector | Industry | Others | Industry (other, energetic) | Energetic | industry_other_demand_electricity_energetic | Electricity | EU | Energy demand | 3.9694 | FEC
SI | TYNDP2026 | NT | 2040 | TWh | 173 | Sub_sector | Industry | Others | Industry (other, energetic) | Energetic | industry_other_demand_hydrogen_energetic | Hydrogen | EU | Energy demand | 1.0266 | FEC
SI | TYNDP2026 | NT | 2040 | TWh | 174 | Sub_sector | Industry | Others | Industry (other, energetic) | Energetic | industry_other_demand_methane_energetic | Methane | EU | Energy demand | 0 | FEC
SI | TYNDP2026 | NT | 2040 | TWh | 175 | Sub_sector | Industry | Others | Industry (other, energetic) | Energetic | industry_other_demand_heat_energetic | Heat | EU | Energy demand | 0.15967 | FEC
SI | TYNDP2026 | NT | 2040 | TWh | 176 | Sub_sector | Industry | Others | Industry (other, energetic) | Energetic | industry_other_demand_biomass_energetic | Biomass | EU | Energy demand | 1.0512 | FEC
SI | TYNDP2026 | NT | 2040 | TWh | 177 | Sub_sector | Industry | Others | Industry (other, energetic) | Energetic | industry_other_demand_coal_energetic | Solids | EU | Energy demand | 0.12999 | FEC
SI | TYNDP2026 | NT | 2040 | TWh | 178 | Sub_sector | Industry | Others | Industry (other, energetic) | Energetic | industry_other_demand_oil_energetic | Liquids | EU | Energy demand | 0.50695 | FEC
SI | TYNDP2026 | NT | 2040 | TWh | 179 | Sub_sector | Industry | Others | Industry (other, energetic) | Energetic | industry_other_demand_others_energetic | Others | EU | Energy demand | 0 | FEC
SI | TYNDP2026 | NT | 2040 | TWh | 180 | Sub_sector | Industry | Others | Industry (other, energetic) | Energetic | industry_other_demand_ammonia_energetic | Ammonia | EU | Energy demand | 0 | FEC
SI | TYNDP2026 | NT | 2040 | TWh | 182 | Sub_sector | Industry | Others | Industry (other, non-energetic) | Non-energetic | industry_other_demand_electricity_non_energetic | Electricity | EU | Energy demand | 0 | not_included_in_FEC
SI | TYNDP2026 | NT | 2040 | TWh | 183 | Sub_sector | Industry | Others | Industry (other, non-energetic) | Non-energetic | industry_other_demand_hydrogen_non_energetic | Hydrogen | EU | Energy demand | 0 | not_included_in_FEC
SI | TYNDP2026 | NT | 2040 | TWh | 184 | Sub_sector | Industry | Others | Industry (other, non-energetic) | Non-energetic | industry_other_demand_methane_non_energetic | Methane | EU | Energy demand | 0 | not_included_in_FEC
SI | TYNDP2026 | NT | 2040 | TWh | 185 | Sub_sector | Industry | Others | Industry (other, non-energetic) | Non-energetic | industry_other_demand_heat_non_energetic | Heat | EU | Energy demand | 0 | not_included_in_FEC
SI | TYNDP2026 | NT | 2040 | TWh | 186 | Sub_sector | Industry | Others | Industry (other, non-energetic) | Non-energetic | industry_other_demand_biomass_non_energetic | Biomass | EU | Energy demand | 0 | not_included_in_FEC
SI | TYNDP2026 | NT | 2040 | TWh | 187 | Sub_sector | Industry | Others | Industry (other, non-energetic) | Non-energetic | industry_other_demand_coal_non_energetic | Solids | EU | Energy demand | 0 | not_included_in_FEC
SI | TYNDP2026 | NT | 2040 | TWh | 188 | Sub_sector | Industry | Others | Industry (other, non-energetic) | Non-energetic | industry_other_demand_oil_non_energetic | Liquids | EU | Energy demand | 1.6508 | not_included_in_FEC
SI | TYNDP2026 | NT | 2040 | TWh | 189 | Sub_sector | Industry | Others | Industry (other, non-energetic) | Non-energetic | industry_other_demand_others_non_energetic | Others | EU | Energy demand | 0 | not_included_in_FEC
SI | TYNDP2026 | NT | 2040 | TWh | 190 | Sub_sector | Industry | Others | Industry (other, non-energetic) | Non-energetic | industry_other_demand_ammonia_non_energetic | Ammonia | EU | Energy demand | 0 | not_included_in_FEC
SI | TYNDP2026 | NT | 2040 | TWh | 192 | Sub_sector | Industry | Paper | Industry (paper) | Energetic | industry_paper_demand_electricity_energetic | Electricity | EU | Energy demand | 0.70747 | FEC
SI | TYNDP2026 | NT | 2040 | TWh | 193 | Sub_sector | Industry | Paper | Industry (paper) | Energetic | industry_paper_demand_hydrogen_energetic | Hydrogen | EU | Energy demand | 0 | FEC
SI | TYNDP2026 | NT | 2040 | TWh | 194 | Sub_sector | Industry | Paper | Industry (paper) | Energetic | industry_paper_demand_methane_energetic | Methane | EU | Energy demand | 0.5038 | FEC
SI | TYNDP2026 | NT | 2040 | TWh | 195 | Sub_sector | Industry | Paper | Industry (paper) | Energetic | industry_paper_demand_heat_energetic | Heat | EU | Energy demand | 0.011279 | FEC
SI | TYNDP2026 | NT | 2040 | TWh | 196 | Sub_sector | Industry | Paper | Industry (paper) | Energetic | industry_paper_demand_biomass_energetic | Biomass | EU | Energy demand | 0.12648 | FEC
SI | TYNDP2026 | NT | 2040 | TWh | 197 | Sub_sector | Industry | Paper | Industry (paper) | Energetic | industry_paper_demand_coal_energetic | Solids | EU | Energy demand | 0.24844 | FEC
SI | TYNDP2026 | NT | 2040 | TWh | 198 | Sub_sector | Industry | Paper | Industry (paper) | Energetic | industry_paper_demand_oil_energetic | Liquids | EU | Energy demand | 0.44448 | FEC
SI | TYNDP2026 | NT | 2040 | TWh | 199 | Sub_sector | Industry | Paper | Industry (paper) | Energetic | industry_paper_demand_others_energetic | Others | EU | Energy demand | 0 | FEC
SI | TYNDP2026 | NT | 2040 | TWh | 200 | Sub_sector | Industry | Paper | Industry (paper) | Energetic | industry_paper_demand_ammonia_energetic | Ammonia | EU | Energy demand | 0 | FEC
SI | TYNDP2026 | NT | 2040 | TWh | 202 | Sub_sector | Industry | Refineries | Industry (refineries, energetic) | Energetic | industry_refinery_demand_electricity_energetic | Electricity | EU | Energy demand | 0 | not_included_in_FEC
SI | TYNDP2026 | NT | 2040 | TWh | 203 | Sub_sector | Industry | Refineries | Industry (refineries, energetic) | Energetic | industry_refinery_demand_hydrogen_energetic | Hydrogen | EU | Energy demand | 0 | not_included_in_FEC
SI | TYNDP2026 | NT | 2040 | TWh | 204 | Sub_sector | Industry | Refineries | Industry (refineries, energetic) | Energetic | industry_refinery_demand_methane_energetic | Methane | EU | Energy demand | 0 | not_included_in_FEC
SI | TYNDP2026 | NT | 2040 | TWh | 205 | Sub_sector | Industry | Refineries | Industry (refineries, energetic) | Energetic | industry_refinery_demand_heat_energetic | Heat | EU | Energy demand | 0 | not_included_in_FEC
SI | TYNDP2026 | NT | 2040 | TWh | 206 | Sub_sector | Industry | Refineries | Industry (refineries, energetic) | Energetic | industry_refinery_demand_biomass_energetic | Biomass | EU | Energy demand | 0 | not_included_in_FEC
SI | TYNDP2026 | NT | 2040 | TWh | 207 | Sub_sector | Industry | Refineries | Industry (refineries, energetic) | Energetic | industry_refinery_demand_coal_energetic | Solids | EU | Energy demand | 0 | not_included_in_FEC
SI | TYNDP2026 | NT | 2040 | TWh | 208 | Sub_sector | Industry | Refineries | Industry (refineries, energetic) | Energetic | industry_refinery_demand_oil_energetic | Liquids | EU | Energy demand | 0 | not_included_in_FEC
SI | TYNDP2026 | NT | 2040 | TWh | 209 | Sub_sector | Industry | Refineries | Industry (refineries, energetic) | Energetic | industry_refinery_demand_others_energetic | Others | EU | Energy demand | 0 | not_included_in_FEC
SI | TYNDP2026 | NT | 2040 | TWh | 210 | Sub_sector | Industry | Refineries | Industry (refineries, energetic) | Energetic | industry_refinery_demand_ammonia_energetic | Ammonia | EU | Energy demand | 0 | not_included_in_FEC
SI | TYNDP2026 | NT | 2040 | TWh | 212 | Sub_sector | Industry | Refineries | Industry (refineries, non-energetic) | Non-energetic | industry_refinery_demand_electricity_non_energetic | Electricity | EU | Energy demand | 0 | not_included_in_FEC
SI | TYNDP2026 | NT | 2040 | TWh | 213 | Sub_sector | Industry | Refineries | Industry (refineries, non-energetic) | Non-energetic | industry_refinery_demand_hydrogen_non_energetic | Hydrogen | EU | Energy demand | 0 | not_included_in_FEC
SI | TYNDP2026 | NT | 2040 | TWh | 214 | Sub_sector | Industry | Refineries | Industry (refineries, non-energetic) | Non-energetic | industry_refinery_demand_methane_non_energetic | Methane | EU | Energy demand | 0 | not_included_in_FEC
SI | TYNDP2026 | NT | 2040 | TWh | 215 | Sub_sector | Industry | Refineries | Industry (refineries, non-energetic) | Non-energetic | industry_refinery_demand_heat_non_energetic | Heat | EU | Energy demand | 0 | not_included_in_FEC
SI | TYNDP2026 | NT | 2040 | TWh | 216 | Sub_sector | Industry | Refineries | Industry (refineries, non-energetic) | Non-energetic | industry_refinery_demand_biomass_non_energetic | Biomass | EU | Energy demand | 0 | not_included_in_FEC
SI | TYNDP2026 | NT | 2040 | TWh | 217 | Sub_sector | Industry | Refineries | Industry (refineries, non-energetic) | Non-energetic | industry_refinery_demand_coal_non_energetic | Solids | EU | Energy demand | 0 | not_included_in_FEC
SI | TYNDP2026 | NT | 2040 | TWh | 218 | Sub_sector | Industry | Refineries | Industry (refineries, non-energetic) | Non-energetic | industry_refinery_demand_oil_non_energetic | Liquids | EU | Energy demand | 0 | not_included_in_FEC
SI | TYNDP2026 | NT | 2040 | TWh | 219 | Sub_sector | Industry | Refineries | Industry (refineries, non-energetic) | Non-energetic | industry_refinery_demand_others_non_energetic | Others | EU | Energy demand | 0 | not_included_in_FEC
SI | TYNDP2026 | NT | 2040 | TWh | 220 | Sub_sector | Industry | Refineries | Industry (refineries, non-energetic) | Non-energetic | industry_refinery_demand_ammonia_non_energetic | Ammonia | EU | Energy demand | 0 | not_included_in_FEC
SI | TYNDP2026 | NT | 2040 | TWh | 222 | Sub_sector | Industry | Steel | Industry (steel) | Energetic | industry_steel_demand_electricity_energetic | Electricity | EU | Energy demand | 0.78637 | FEC
SI | TYNDP2026 | NT | 2040 | TWh | 223 | Sub_sector | Industry | Steel | Industry (steel) | Energetic | industry_steel_demand_hydrogen_energetic | Hydrogen | EU | Energy demand | 0 | FEC
SI | TYNDP2026 | NT | 2040 | TWh | 224 | Sub_sector | Industry | Steel | Industry (steel) | Energetic | industry_steel_demand_methane_energetic | Methane | EU | Energy demand | 0.92621 | FEC
SI | TYNDP2026 | NT | 2040 | TWh | 225 | Sub_sector | Industry | Steel | Industry (steel) | Energetic | industry_steel_demand_heat_energetic | Heat | EU | Energy demand | 0.012113 | FEC
SI | TYNDP2026 | NT | 2040 | TWh | 226 | Sub_sector | Industry | Steel | Industry (steel) | Energetic | industry_steel_demand_biomass_energetic | Biomass | EU | Energy demand | 7.72e-05 | FEC
SI | TYNDP2026 | NT | 2040 | TWh | 227 | Sub_sector | Industry | Steel | Industry (steel) | Energetic | industry_steel_demand_coal_energetic | Solids | EU | Energy demand | 0.067674 | FEC
SI | TYNDP2026 | NT | 2040 | TWh | 228 | Sub_sector | Industry | Steel | Industry (steel) | Energetic | industry_steel_demand_oil_energetic | Liquids | EU | Energy demand | 0.021184 | FEC
SI | TYNDP2026 | NT | 2040 | TWh | 229 | Sub_sector | Industry | Steel | Industry (steel) | Energetic | industry_steel_demand_others_energetic | Others | EU | Energy demand | 0 | FEC
SI | TYNDP2026 | NT | 2040 | TWh | 230 | Sub_sector | Industry | Steel | Industry (steel) | Energetic | industry_steel_demand_ammonia_energetic | Ammonia | EU | Energy demand | 0 | FEC
SI | TYNDP2026 | NT | 2040 | TWh | 232 | Sub_sector | Transport | Cars | Transport (cars) | Energetic | transport_cars_final_demand_electricity | Electricity | EU | Energy demand | 3.3111 | FEC
SI | TYNDP2026 | NT | 2040 | TWh | 233 | Sub_sector | Transport | Cars | Transport (cars) | Energetic | transport_cars_final_demand_hydrogen | Hydrogen | EU | Energy demand | 0 | FEC
SI | TYNDP2026 | NT | 2040 | TWh | 234 | Sub_sector | Transport | Cars | Transport (cars) | Energetic | transport_cars_final_demand_methane | Methane | EU | Energy demand | 0.0032343 | FEC
SI | TYNDP2026 | NT | 2040 | TWh | 235 | Sub_sector | Transport | Cars | Transport (cars) | Energetic | transport_cars_final_demand_heat | Heat | EU | Energy demand | 0 | FEC
SI | TYNDP2026 | NT | 2040 | TWh | 236 | Sub_sector | Transport | Cars | Transport (cars) | Energetic | transport_cars_final_demand_biomass | Biomass | EU | Energy demand | 0 | FEC
SI | TYNDP2026 | NT | 2040 | TWh | 237 | Sub_sector | Transport | Cars | Transport (cars) | Energetic | transport_cars_final_demand_coal | Solids | EU | Energy demand | 0 | FEC
SI | TYNDP2026 | NT | 2040 | TWh | 238 | Sub_sector | Transport | Cars | Transport (cars) | Energetic | transport_cars_final_demand_oil | Liquids | EU | Energy demand | 4.7494 | FEC
SI | TYNDP2026 | NT | 2040 | TWh | 239 | Sub_sector | Transport | Cars | Transport (cars) | Energetic | transport_cars_final_demand_other | Others | EU | Energy demand | 0 | FEC
SI | TYNDP2026 | NT | 2040 | TWh | 240 | Sub_sector | Transport | Cars | Transport (cars) | Energetic | transport_cars_final_demand_ammonia | Ammonia | EU | Energy demand | 0 | FEC
SI | TYNDP2026 | NT | 2040 | TWh | 242 | Sub_sector | Transport | Busses | Transport (busses) | Energetic | transport_busses_final_demand_electricity | Electricity | EU | Energy demand | 0.00048228 | FEC
SI | TYNDP2026 | NT | 2040 | TWh | 243 | Sub_sector | Transport | Busses | Transport (busses) | Energetic | transport_busses_final_demand_hydrogen | Hydrogen | EU | Energy demand | 0 | FEC
SI | TYNDP2026 | NT | 2040 | TWh | 244 | Sub_sector | Transport | Busses | Transport (busses) | Energetic | transport_busses_final_demand_methane | Methane | EU | Energy demand | 0.042257 | FEC
SI | TYNDP2026 | NT | 2040 | TWh | 245 | Sub_sector | Transport | Busses | Transport (busses) | Energetic | transport_busses_final_demand_heat | Heat | EU | Energy demand | 0 | FEC
SI | TYNDP2026 | NT | 2040 | TWh | 246 | Sub_sector | Transport | Busses | Transport (busses) | Energetic | transport_busses_final_demand_biomass | Biomass | EU | Energy demand | 0 | FEC
SI | TYNDP2026 | NT | 2040 | TWh | 247 | Sub_sector | Transport | Busses | Transport (busses) | Energetic | transport_busses_final_demand_coal | Solids | EU | Energy demand | 0 | FEC
SI | TYNDP2026 | NT | 2040 | TWh | 248 | Sub_sector | Transport | Busses | Transport (busses) | Energetic | transport_busses_final_demand_oil | Liquids | EU | Energy demand | 0.46989 | FEC
SI | TYNDP2026 | NT | 2040 | TWh | 249 | Sub_sector | Transport | Busses | Transport (busses) | Energetic | transport_busses_final_demand_other | Others | EU | Energy demand | 0 | FEC
SI | TYNDP2026 | NT | 2040 | TWh | 250 | Sub_sector | Transport | Busses | Transport (busses) | Energetic | transport_busses_final_demand_ammonia | Ammonia | EU | Energy demand | 0 | FEC
SI | TYNDP2026 | NT | 2040 | TWh | 252 | Sub_sector | Transport | Trucks | Transport (trucks) | Energetic | transport_trucks_final_demand_electricity | Electricity | EU | Energy demand | 0 | FEC
SI | TYNDP2026 | NT | 2040 | TWh | 253 | Sub_sector | Transport | Trucks | Transport (trucks) | Energetic | transport_trucks_final_demand_hydrogen | Hydrogen | EU | Energy demand | 1.1978 | FEC
SI | TYNDP2026 | NT | 2040 | TWh | 254 | Sub_sector | Transport | Trucks | Transport (trucks) | Energetic | transport_trucks_final_demand_methane | Methane | EU | Energy demand | 0.086462 | FEC
SI | TYNDP2026 | NT | 2040 | TWh | 255 | Sub_sector | Transport | Trucks | Transport (trucks) | Energetic | transport_trucks_final_demand_heat | Heat | EU | Energy demand | 0 | FEC
SI | TYNDP2026 | NT | 2040 | TWh | 256 | Sub_sector | Transport | Trucks | Transport (trucks) | Energetic | transport_trucks_final_demand_biomass | Biomass | EU | Energy demand | 0 | FEC
SI | TYNDP2026 | NT | 2040 | TWh | 257 | Sub_sector | Transport | Trucks | Transport (trucks) | Energetic | transport_trucks_final_demand_coal | Solids | EU | Energy demand | 0 | FEC
SI | TYNDP2026 | NT | 2040 | TWh | 258 | Sub_sector | Transport | Trucks | Transport (trucks) | Energetic | transport_trucks_final_demand_oil | Liquids | EU | Energy demand | 2.9882 | FEC
SI | TYNDP2026 | NT | 2040 | TWh | 259 | Sub_sector | Transport | Trucks | Transport (trucks) | Energetic | transport_trucks_final_demand_other | Others | EU | Energy demand | 0 | FEC
SI | TYNDP2026 | NT | 2040 | TWh | 260 | Sub_sector | Transport | Trucks | Transport (trucks) | Energetic | transport_trucks_final_demand_ammonia | Ammonia | EU | Energy demand | 0 | FEC
SI | TYNDP2026 | NT | 2040 | TWh | 262 | Sub_sector | Transport | Vans | Transport (vans) | Energetic | transport_vans_final_demand_electricity | Electricity | EU | Energy demand | 0.00029182 | FEC
SI | TYNDP2026 | NT | 2040 | TWh | 263 | Sub_sector | Transport | Vans | Transport (vans) | Energetic | transport_vans_final_demand_hydrogen | Hydrogen | EU | Energy demand | 0 | FEC
SI | TYNDP2026 | NT | 2040 | TWh | 264 | Sub_sector | Transport | Vans | Transport (vans) | Energetic | transport_vans_final_demand_methane | Methane | EU | Energy demand | 0.001759 | FEC
SI | TYNDP2026 | NT | 2040 | TWh | 265 | Sub_sector | Transport | Vans | Transport (vans) | Energetic | transport_vans_final_demand_heat | Heat | EU | Energy demand | 0 | FEC
SI | TYNDP2026 | NT | 2040 | TWh | 266 | Sub_sector | Transport | Vans | Transport (vans) | Energetic | transport_vans_final_demand_biomass | Biomass | EU | Energy demand | 0 | FEC
SI | TYNDP2026 | NT | 2040 | TWh | 267 | Sub_sector | Transport | Vans | Transport (vans) | Energetic | transport_vans_final_demand_coal | Solids | EU | Energy demand | 0 | FEC
SI | TYNDP2026 | NT | 2040 | TWh | 268 | Sub_sector | Transport | Vans | Transport (vans) | Energetic | transport_vans_final_demand_oil | Liquids | EU | Energy demand | 0.75219 | FEC
SI | TYNDP2026 | NT | 2040 | TWh | 269 | Sub_sector | Transport | Vans | Transport (vans) | Energetic | transport_vans_final_demand_other | Others | EU | Energy demand | 0 | FEC
SI | TYNDP2026 | NT | 2040 | TWh | 270 | Sub_sector | Transport | Vans | Transport (vans) | Energetic | transport_vans_final_demand_ammonia | Ammonia | EU | Energy demand | 0 | FEC
SI | TYNDP2026 | NT | 2040 | TWh | 272 | Sub_sector | Transport | Freight trains | Transport (trains) | Energetic | transport_trains_final_demand_electricity | Electricity | EU | Energy demand | 0.21768 | FEC
SI | TYNDP2026 | NT | 2040 | TWh | 273 | Sub_sector | Transport | Freight trains | Transport (trains) | Energetic | transport_trains_final_demand_hydrogen | Hydrogen | EU | Energy demand | 0 | FEC
SI | TYNDP2026 | NT | 2040 | TWh | 274 | Sub_sector | Transport | Freight trains | Transport (trains) | Energetic | transport_trains_final_demand_methane | Methane | EU | Energy demand | 0 | FEC
SI | TYNDP2026 | NT | 2040 | TWh | 275 | Sub_sector | Transport | Freight trains | Transport (trains) | Energetic | transport_trains_final_demand_heat | Heat | EU | Energy demand | 0 | FEC
SI | TYNDP2026 | NT | 2040 | TWh | 276 | Sub_sector | Transport | Freight trains | Transport (trains) | Energetic | transport_trains_final_demand_biomass | Biomass | EU | Energy demand | 0 | FEC
SI | TYNDP2026 | NT | 2040 | TWh | 277 | Sub_sector | Transport | Freight trains | Transport (trains) | Energetic | transport_trains_final_demand_coal | Solids | EU | Energy demand | 0.0011487 | FEC
SI | TYNDP2026 | NT | 2040 | TWh | 278 | Sub_sector | Transport | Freight trains | Transport (trains) | Energetic | transport_trains_final_demand_oil | Liquids | EU | Energy demand | 0.084334 | FEC
SI | TYNDP2026 | NT | 2040 | TWh | 279 | Sub_sector | Transport | Freight trains | Transport (trains) | Energetic | transport_trains_final_demand_other | Others | EU | Energy demand | 0 | FEC
SI | TYNDP2026 | NT | 2040 | TWh | 280 | Sub_sector | Transport | Freight trains | Transport (trains) | Energetic | transport_trains_final_demand_ammonia | Ammonia | EU | Energy demand | 0 | FEC
SI | TYNDP2026 | NT | 2040 | TWh | 282 | Sub_sector | Transport | Ships | Transport (ships) | Energetic | transport_ships_final_demand_electricity | Electricity | EU | Energy demand | 0 | FEC
SI | TYNDP2026 | NT | 2040 | TWh | 283 | Sub_sector | Transport | Ships | Transport (ships) | Energetic | transport_ships_final_demand_hydrogen | Hydrogen | EU | Energy demand | 0 | FEC
SI | TYNDP2026 | NT | 2040 | TWh | 284 | Sub_sector | Transport | Ships | Transport (ships) | Energetic | transport_ships_final_demand_methane | Methane | EU | Energy demand | 1.56e-05 | FEC
SI | TYNDP2026 | NT | 2040 | TWh | 285 | Sub_sector | Transport | Ships | Transport (ships) | Energetic | transport_ships_final_demand_heat | Heat | EU | Energy demand | 0 | FEC
SI | TYNDP2026 | NT | 2040 | TWh | 286 | Sub_sector | Transport | Ships | Transport (ships) | Energetic | transport_ships_final_demand_biomass | Biomass | EU | Energy demand | 0 | FEC
SI | TYNDP2026 | NT | 2040 | TWh | 287 | Sub_sector | Transport | Ships | Transport (ships) | Energetic | transport_ships_final_demand_coal | Solids | EU | Energy demand | 0 | FEC
SI | TYNDP2026 | NT | 2040 | TWh | 288 | Sub_sector | Transport | Ships | Transport (ships) | Energetic | transport_ships_final_demand_oil | Liquids | EU | Energy demand | 0 | FEC
SI | TYNDP2026 | NT | 2040 | TWh | 289 | Sub_sector | Transport | Ships | Transport (ships) | Energetic | transport_ships_final_demand_other | Others | EU | Energy demand | 0 | FEC
SI | TYNDP2026 | NT | 2040 | TWh | 290 | Sub_sector | Transport | Ships | Transport (ships) | Energetic | transport_ships_final_demand_ammonia | Ammonia | EU | Energy demand | 0 | FEC
SI | TYNDP2026 | NT | 2040 | TWh | 292 | Sub_sector | Transport | Planes | Transport (planes) | Energetic | transport_planes_final_demand_electricity | Electricity | EU | Energy demand | 0 | FEC
SI | TYNDP2026 | NT | 2040 | TWh | 293 | Sub_sector | Transport | Planes | Transport (planes) | Energetic | transport_planes_final_demand_hydrogen | Hydrogen | EU | Energy demand | 0 | FEC
SI | TYNDP2026 | NT | 2040 | TWh | 294 | Sub_sector | Transport | Planes | Transport (planes) | Energetic | transport_planes_final_demand_methane | Methane | EU | Energy demand | 0 | FEC
SI | TYNDP2026 | NT | 2040 | TWh | 295 | Sub_sector | Transport | Planes | Transport (planes) | Energetic | transport_planes_final_demand_heat | Heat | EU | Energy demand | 0 | FEC
SI | TYNDP2026 | NT | 2040 | TWh | 296 | Sub_sector | Transport | Planes | Transport (planes) | Energetic | transport_planes_final_demand_biomass | Biomass | EU | Energy demand | 0 | FEC
SI | TYNDP2026 | NT | 2040 | TWh | 297 | Sub_sector | Transport | Planes | Transport (planes) | Energetic | transport_planes_final_demand_coal | Solids | EU | Energy demand | 0 | FEC
SI | TYNDP2026 | NT | 2040 | TWh | 298 | Sub_sector | Transport | Planes | Transport (planes) | Energetic | transport_planes_final_demand_oil | Liquids | EU | Energy demand | 0.0050145 | FEC
SI | TYNDP2026 | NT | 2040 | TWh | 299 | Sub_sector | Transport | Planes | Transport (planes) | Energetic | transport_planes_final_demand_other | Others | EU | Energy demand | 0 | FEC
SI | TYNDP2026 | NT | 2040 | TWh | 300 | Sub_sector | Transport | Planes | Transport (planes) | Energetic | transport_planes_final_demand_ammonia | Ammonia | EU | Energy demand | 0 | FEC
SI | TYNDP2026 | NT | 2040 | TWh | 302 | Sub_sector | Transport | Others | Transport (others) | Energetic | transport_other_final_demand_electricity | Electricity | EU | Energy demand | 0.000332 | FEC
SI | TYNDP2026 | NT | 2040 | TWh | 303 | Sub_sector | Transport | Others | Transport (others) | Energetic | transport_other_final_demand_hydrogen | Hydrogen | EU | Energy demand | 0 | FEC
SI | TYNDP2026 | NT | 2040 | TWh | 304 | Sub_sector | Transport | Others | Transport (others) | Energetic | transport_other_final_demand_methane | Methane | EU | Energy demand | 0 | FEC
SI | TYNDP2026 | NT | 2040 | TWh | 305 | Sub_sector | Transport | Others | Transport (others) | Energetic | transport_other_final_demand_heat | Heat | EU | Energy demand | 0 | FEC
SI | TYNDP2026 | NT | 2040 | TWh | 306 | Sub_sector | Transport | Others | Transport (others) | Energetic | transport_other_final_demand_biomass | Biomass | EU | Energy demand | 0 | FEC
SI | TYNDP2026 | NT | 2040 | TWh | 307 | Sub_sector | Transport | Others | Transport (others) | Energetic | transport_other_final_demand_coal | Solids | EU | Energy demand | 0 | FEC
SI | TYNDP2026 | NT | 2040 | TWh | 308 | Sub_sector | Transport | Others | Transport (others) | Energetic | transport_other_final_demand_oil | Liquids | EU | Energy demand | 0.10153 | FEC
SI | TYNDP2026 | NT | 2040 | TWh | 309 | Sub_sector | Transport | Others | Transport (others) | Energetic | transport_other_final_demand_other | Others | EU | Energy demand | 0 | FEC
SI | TYNDP2026 | NT | 2040 | TWh | 310 | Sub_sector | Transport | Others | Transport (others) | Energetic | transport_other_final_demand_ammonia | Ammonia | EU | Energy demand | 0 | FEC
SI | TYNDP2026 | NT | 2040 | TWh | 312 | Sub_sector | International transport | International aviation | Transport (int. aviation) | Energetic | transport_int_aviation_final_demand_electricity | Electricity | EU | Energy demand | 0 | FEC
SI | TYNDP2026 | NT | 2040 | TWh | 313 | Sub_sector | International transport | International aviation | Transport (int. aviation) | Energetic | transport_int_aviation_final_demand_hydrogen | Hydrogen | EU | Energy demand | 0 | FEC
SI | TYNDP2026 | NT | 2040 | TWh | 314 | Sub_sector | International transport | International aviation | Transport (int. aviation) | Energetic | transport_int_aviation_final_demand_methane | Methane | EU | Energy demand | 0 | FEC
SI | TYNDP2026 | NT | 2040 | TWh | 315 | Sub_sector | International transport | International aviation | Transport (int. aviation) | Energetic | transport_int_aviation_final_demand_heat | Heat | EU | Energy demand | 0 | FEC
SI | TYNDP2026 | NT | 2040 | TWh | 316 | Sub_sector | International transport | International aviation | Transport (int. aviation) | Energetic | transport_int_aviation_final_demand_biofuels | Biomass | EU | Energy demand | 0 | FEC
SI | TYNDP2026 | NT | 2040 | TWh | 317 | Sub_sector | International transport | International aviation | Transport (int. aviation) | Energetic | transport_int_aviation_final_demand_coal | Solids | EU | Energy demand | 0 | FEC
SI | TYNDP2026 | NT | 2040 | TWh | 318 | Sub_sector | International transport | International aviation | Transport (int. aviation) | Energetic | transport_int_aviation_final_demand_oil | Liquids | EU | Energy demand | 0.28089 | FEC
SI | TYNDP2026 | NT | 2040 | TWh | 319 | Sub_sector | International transport | International aviation | Transport (int. aviation) | Energetic | transport_int_aviation_final_demand_other | Others | EU | Energy demand | 0 | FEC
SI | TYNDP2026 | NT | 2040 | TWh | 320 | Sub_sector | International transport | International aviation | Transport (int. aviation) | Energetic | transport_int_aviation_final_demand_ammonia | Ammonia | EU | Energy demand | 0 | FEC
SI | TYNDP2026 | NT | 2040 | TWh | 322 | Sub_sector | International transport | International shipping | Transport (int. shipping) | Energetic | transport_int_shipping_final_demand_electricity | Electricity | EU | Energy demand | 0 | not_included_in_FEC
SI | TYNDP2026 | NT | 2040 | TWh | 323 | Sub_sector | International transport | International shipping | Transport (int. shipping) | Energetic | transport_int_shipping_final_demand_hydrogen | Hydrogen | EU | Energy demand | 0 | not_included_in_FEC
SI | TYNDP2026 | NT | 2040 | TWh | 324 | Sub_sector | International transport | International shipping | Transport (int. shipping) | Energetic | transport_int_shipping_final_demand_methane | Methane | EU | Energy demand | 0 | not_included_in_FEC
SI | TYNDP2026 | NT | 2040 | TWh | 325 | Sub_sector | International transport | International shipping | Transport (int. shipping) | Energetic | transport_int_shipping_final_demand_heat | Heat | EU | Energy demand | 0 | not_included_in_FEC
SI | TYNDP2026 | NT | 2040 | TWh | 326 | Sub_sector | International transport | International shipping | Transport (int. shipping) | Energetic | transport_int_shipping_final_demand_biofuels | Biomass | EU | Energy demand | 0 | not_included_in_FEC
SI | TYNDP2026 | NT | 2040 | TWh | 327 | Sub_sector | International transport | International shipping | Transport (int. shipping) | Energetic | transport_int_shipping_final_demand_coal | Solids | EU | Energy demand | 0 | not_included_in_FEC
SI | TYNDP2026 | NT | 2040 | TWh | 328 | Sub_sector | International transport | International shipping | Transport (int. shipping) | Energetic | transport_int_shipping_final_demand_oil | Liquids | EU | Energy demand | 1.835 | not_included_in_FEC
SI | TYNDP2026 | NT | 2040 | TWh | 329 | Sub_sector | International transport | International shipping | Transport (int. shipping) | Energetic | transport_int_shipping_final_demand_other | Others | EU | Energy demand | 0 | not_included_in_FEC
SI | TYNDP2026 | NT | 2040 | TWh | 330 | Sub_sector | International transport | International shipping | Transport (int. shipping) | Energetic | transport_int_shipping_final_demand_ammonia | Ammonia | EU | Energy demand | 0 | not_included_in_FEC
SI | TYNDP2026 | NT | 2040 | TWh | 332 | Sub_sector | Households | Space heating | Households (heating) | Energetic | households_heating_final_demand_electricity | Electricity | EU | Energy demand | 1.4369 | FEC
SI | TYNDP2026 | NT | 2040 | TWh | 333 | Sub_sector | Households | Space heating | Households (heating) | Energetic | households_heating_final_demand_hydrogen | Hydrogen | EU | Energy demand | 0.14726 | FEC
SI | TYNDP2026 | NT | 2040 | TWh | 334 | Sub_sector | Households | Space heating | Households (heating) | Energetic | households_heating_final_demand_methane | Methane | EU | Energy demand | 0.43683 | FEC
SI | TYNDP2026 | NT | 2040 | TWh | 335 | Sub_sector | Households | Space heating | Households (heating) | Energetic | households_heating_final_demand_heat | Heat | EU | Energy demand | 0.39685 | FEC
SI | TYNDP2026 | NT | 2040 | TWh | 336 | Sub_sector | Households | Space heating | Households (heating) | Energetic | households_heating_final_demand_biomass | Biomass | EU | Energy demand | 4.6325 | FEC
SI | TYNDP2026 | NT | 2040 | TWh | 337 | Sub_sector | Households | Space heating | Households (heating) | Energetic | households_heating_final_demand_coal | Solids | EU | Energy demand | 0.00039301 | FEC
SI | TYNDP2026 | NT | 2040 | TWh | 338 | Sub_sector | Households | Space heating | Households (heating) | Energetic | households_heating_final_demand_oil | Liquids | EU | Energy demand | 0.52195 | FEC
SI | TYNDP2026 | NT | 2040 | TWh | 339 | Sub_sector | Households | Space heating | Households (heating) | Energetic | households_heating_final_demand_other | Others | EU | Energy demand | 0.0018476 | FEC
SI | TYNDP2026 | NT | 2040 | TWh | 340 | Sub_sector | Households | Space heating | Households (heating) | Energetic | households_heating_final_demand_ammonia | Ammonia | EU | Energy demand | 0 | FEC
SI | TYNDP2026 | NT | 2040 | TWh | 343 | Sub_sector | Households | Cooling | Households (cooling) | Energetic | households_cooling_final_demand_electricity | Electricity | EU | Energy demand | 0.093256 | FEC
SI | TYNDP2026 | NT | 2040 | TWh | 344 | Sub_sector | Households | Cooling | Households (cooling) | Energetic | households_cooling_final_demand_hydrogen | Hydrogen | EU | Energy demand | 0 | FEC
SI | TYNDP2026 | NT | 2040 | TWh | 345 | Sub_sector | Households | Cooling | Households (cooling) | Energetic | households_cooling_final_demand_methane | Methane | EU | Energy demand | 0 | FEC
SI | TYNDP2026 | NT | 2040 | TWh | 346 | Sub_sector | Households | Cooling | Households (cooling) | Energetic | households_cooling_final_demand_heat | Heat | EU | Energy demand | 0 | FEC
SI | TYNDP2026 | NT | 2040 | TWh | 347 | Sub_sector | Households | Cooling | Households (cooling) | Energetic | households_cooling_final_demand_biomass | Biomass | EU | Energy demand | 0 | FEC
SI | TYNDP2026 | NT | 2040 | TWh | 348 | Sub_sector | Households | Cooling | Households (cooling) | Energetic | households_cooling_final_demand_coal | Solids | EU | Energy demand | 0 | FEC
SI | TYNDP2026 | NT | 2040 | TWh | 349 | Sub_sector | Households | Cooling | Households (cooling) | Energetic | households_cooling_final_demand_oil | Liquids | EU | Energy demand | 0 | FEC
SI | TYNDP2026 | NT | 2040 | TWh | 350 | Sub_sector | Households | Cooling | Households (cooling) | Energetic | households_cooling_final_demand_other | Others | EU | Energy demand | 0 | FEC
SI | TYNDP2026 | NT | 2040 | TWh | 351 | Sub_sector | Households | Cooling | Households (cooling) | Energetic | households_cooling_final_demand_ammonia | Ammonia | EU | Energy demand | 0 | FEC
SI | TYNDP2026 | NT | 2040 | TWh | 354 | Sub_sector | Households | Hot water | Households (hot water) | Energetic | households_hot_water_final_demand_electricity | Electricity | EU | Energy demand | 0.5209 | FEC
SI | TYNDP2026 | NT | 2040 | TWh | 355 | Sub_sector | Households | Hot water | Households (hot water) | Energetic | households_hot_water_final_demand_hydrogen | Hydrogen | EU | Energy demand | 0.041468 | FEC
SI | TYNDP2026 | NT | 2040 | TWh | 356 | Sub_sector | Households | Hot water | Households (hot water) | Energetic | households_hot_water_final_demand_methane | Methane | EU | Energy demand | 0.09505 | FEC
SI | TYNDP2026 | NT | 2040 | TWh | 357 | Sub_sector | Households | Hot water | Households (hot water) | Energetic | households_hot_water_final_demand_heat | Heat | EU | Energy demand | 0.22713 | FEC
SI | TYNDP2026 | NT | 2040 | TWh | 358 | Sub_sector | Households | Hot water | Households (hot water) | Energetic | households_hot_water_final_demand_biomass | Biomass | EU | Energy demand | 1.0011 | FEC
SI | TYNDP2026 | NT | 2040 | TWh | 359 | Sub_sector | Households | Hot water | Households (hot water) | Energetic | households_hot_water_final_demand_coal | Solids | EU | Energy demand | 6.25e-05 | FEC
SI | TYNDP2026 | NT | 2040 | TWh | 360 | Sub_sector | Households | Hot water | Households (hot water) | Energetic | households_hot_water_final_demand_oil | Liquids | EU | Energy demand | 0.083029 | FEC
SI | TYNDP2026 | NT | 2040 | TWh | 361 | Sub_sector | Households | Hot water | Households (hot water) | Energetic | households_hot_water_final_demand_other | Others | EU | Energy demand | 0.083742 | FEC
SI | TYNDP2026 | NT | 2040 | TWh | 362 | Sub_sector | Households | Hot water | Households (hot water) | Energetic | households_hot_water_final_demand_ammonia | Ammonia | EU | Energy demand | 0 | FEC
SI | TYNDP2026 | NT | 2040 | TWh | 365 | Sub_sector | Households | Appliances | Households (appliances) | Energetic | households_appliances_final_demand_electricity | Electricity | EU | Energy demand | 2.1811 | FEC
SI | TYNDP2026 | NT | 2040 | TWh | 366 | Sub_sector | Households | Appliances | Households (appliances) | Energetic | households_appliances_final_demand_hydrogen | Hydrogen | EU | Energy demand | 0 | FEC
SI | TYNDP2026 | NT | 2040 | TWh | 367 | Sub_sector | Households | Appliances | Households (appliances) | Energetic | households_appliances_final_demand_methane | Methane | EU | Energy demand | 0.12966 | FEC
SI | TYNDP2026 | NT | 2040 | TWh | 368 | Sub_sector | Households | Appliances | Households (appliances) | Energetic | households_appliances_final_demand_heat | Heat | EU | Energy demand | 0 | FEC
SI | TYNDP2026 | NT | 2040 | TWh | 369 | Sub_sector | Households | Appliances | Households (appliances) | Energetic | households_appliances_final_demand_biomass | Biomass | EU | Energy demand | 0.0052203 | FEC
SI | TYNDP2026 | NT | 2040 | TWh | 370 | Sub_sector | Households | Appliances | Households (appliances) | Energetic | households_appliances_final_demand_coal | Solids | EU | Energy demand | 0 | FEC
SI | TYNDP2026 | NT | 2040 | TWh | 371 | Sub_sector | Households | Appliances | Households (appliances) | Energetic | households_appliances_final_demand_oil | Liquids | EU | Energy demand | 0 | FEC
SI | TYNDP2026 | NT | 2040 | TWh | 372 | Sub_sector | Households | Appliances | Households (appliances) | Energetic | households_appliances_final_demand_other | Others | EU | Energy demand | 0 | FEC
SI | TYNDP2026 | NT | 2040 | TWh | 373 | Sub_sector | Households | Appliances | Households (appliances) | Energetic | households_appliances_final_demand_ammonia | Ammonia | EU | Energy demand | 0 | FEC
SI | TYNDP2026 | NT | 2040 | TWh | 375 | Sub_sector | Buildings | Space heating | Buildings (heat) | Energetic | buildings_heat_final_demand_electricity | Electricity | EU | Energy demand | 0.82941 | FEC
SI | TYNDP2026 | NT | 2040 | TWh | 376 | Sub_sector | Buildings | Space heating | Buildings (heat) | Energetic | buildings_heat_final_demand_hydrogen | Hydrogen | EU | Energy demand | 0.00075727 | FEC
SI | TYNDP2026 | NT | 2040 | TWh | 377 | Sub_sector | Buildings | Space heating | Buildings (heat) | Energetic | buildings_heat_final_demand_methane | Methane | EU | Energy demand | 0.11774 | FEC
SI | TYNDP2026 | NT | 2040 | TWh | 378 | Sub_sector | Buildings | Space heating | Buildings (heat) | Energetic | buildings_heat_final_demand_heat | Heat | EU | Energy demand | 0.67908 | FEC
SI | TYNDP2026 | NT | 2040 | TWh | 379 | Sub_sector | Buildings | Space heating | Buildings (heat) | Energetic | buildings_heat_final_demand_biomass | Biomass | EU | Energy demand | 0 | FEC
SI | TYNDP2026 | NT | 2040 | TWh | 380 | Sub_sector | Buildings | Space heating | Buildings (heat) | Energetic | buildings_heat_final_demand_coal | Solids | EU | Energy demand | 0 | FEC
SI | TYNDP2026 | NT | 2040 | TWh | 381 | Sub_sector | Buildings | Space heating | Buildings (heat) | Energetic | buildings_heat_final_demand_oil | Liquids | EU | Energy demand | 0.55637 | FEC
SI | TYNDP2026 | NT | 2040 | TWh | 382 | Sub_sector | Buildings | Space heating | Buildings (heat) | Energetic | buildings_heat_final_demand_other | Others | EU | Energy demand | 0 | FEC
SI | TYNDP2026 | NT | 2040 | TWh | 383 | Sub_sector | Buildings | Space heating | Buildings (heat) | Energetic | buildings_heat_final_demand_ammonia | Ammonia | EU | Energy demand | 0 | FEC
SI | TYNDP2026 | NT | 2040 | TWh | 386 | Sub_sector | Buildings | Cooling | Buildings (cooling) | Energetic | buildings_cooling_final_demand_electricity | Electricity | EU | Energy demand | 0.22148 | FEC
SI | TYNDP2026 | NT | 2040 | TWh | 387 | Sub_sector | Buildings | Cooling | Buildings (cooling) | Energetic | buildings_cooling_final_demand_hydrogen | Hydrogen | EU | Energy demand | 0 | FEC
SI | TYNDP2026 | NT | 2040 | TWh | 388 | Sub_sector | Buildings | Cooling | Buildings (cooling) | Energetic | buildings_cooling_final_demand_methane | Methane | EU | Energy demand | 7.62e-05 | FEC
SI | TYNDP2026 | NT | 2040 | TWh | 389 | Sub_sector | Buildings | Cooling | Buildings (cooling) | Energetic | buildings_cooling_final_demand_heat | Heat | EU | Energy demand | 0 | FEC
SI | TYNDP2026 | NT | 2040 | TWh | 390 | Sub_sector | Buildings | Cooling | Buildings (cooling) | Energetic | buildings_cooling_final_demand_biomass | Biomass | EU | Energy demand | 0 | FEC
SI | TYNDP2026 | NT | 2040 | TWh | 391 | Sub_sector | Buildings | Cooling | Buildings (cooling) | Energetic | buildings_cooling_final_demand_coal | Solids | EU | Energy demand | 0 | FEC
SI | TYNDP2026 | NT | 2040 | TWh | 392 | Sub_sector | Buildings | Cooling | Buildings (cooling) | Energetic | buildings_cooling_final_demand_oil | Liquids | EU | Energy demand | 0 | FEC
SI | TYNDP2026 | NT | 2040 | TWh | 393 | Sub_sector | Buildings | Cooling | Buildings (cooling) | Energetic | buildings_cooling_final_demand_other | Others | EU | Energy demand | 0 | FEC
SI | TYNDP2026 | NT | 2040 | TWh | 394 | Sub_sector | Buildings | Cooling | Buildings (cooling) | Energetic | buildings_cooling_final_demand_ammonia | Ammonia | EU | Energy demand | 0 | FEC
SI | TYNDP2026 | NT | 2040 | TWh | 397 | Sub_sector | Buildings | Appliances | Buildings (appliances) | Energetic | buildings_appliances_final_demand_electricity | Electricity | EU | Energy demand | 2.2474 | FEC
SI | TYNDP2026 | NT | 2040 | TWh | 398 | Sub_sector | Buildings | Appliances | Buildings (appliances) | Energetic | buildings_appliances_final_demand_hydrogen | Hydrogen | EU | Energy demand | 0 | FEC
SI | TYNDP2026 | NT | 2040 | TWh | 399 | Sub_sector | Buildings | Appliances | Buildings (appliances) | Energetic | buildings_appliances_final_demand_methane | Methane | EU | Energy demand | 0.14727 | FEC
SI | TYNDP2026 | NT | 2040 | TWh | 400 | Sub_sector | Buildings | Appliances | Buildings (appliances) | Energetic | buildings_appliances_final_demand_heat | Heat | EU | Energy demand | 0 | FEC
SI | TYNDP2026 | NT | 2040 | TWh | 401 | Sub_sector | Buildings | Appliances | Buildings (appliances) | Energetic | buildings_appliances_final_demand_biomass | Biomass | EU | Energy demand | 0 | FEC
SI | TYNDP2026 | NT | 2040 | TWh | 402 | Sub_sector | Buildings | Appliances | Buildings (appliances) | Energetic | buildings_appliances_final_demand_coal | Solids | EU | Energy demand | 0 | FEC
SI | TYNDP2026 | NT | 2040 | TWh | 403 | Sub_sector | Buildings | Appliances | Buildings (appliances) | Energetic | buildings_appliances_final_demand_oil | Liquids | EU | Energy demand | 0 | FEC
SI | TYNDP2026 | NT | 2040 | TWh | 404 | Sub_sector | Buildings | Appliances | Buildings (appliances) | Energetic | buildings_appliances_final_demand_other | Others | EU | Energy demand | 0 | FEC
SI | TYNDP2026 | NT | 2040 | TWh | 405 | Sub_sector | Buildings | Appliances | Buildings (appliances) | Energetic | buildings_appliances_final_demand_ammonia | Ammonia | EU | Energy demand | 0 | FEC
SI | TYNDP2026 | NT | 2040 | TWh | 407 | Sub_sector | Buildings | Datacenters | Datacenters & ICT | Energetic | datacentres_final_demand_electricity_energetic | Electricity | EU | Energy demand | 0.35 | FEC
SI | TYNDP2026 | NT | 2040 | TWh | 408 | Sub_sector | Buildings | Datacenters | Datacenters & ICT | Energetic | datacentres_final_demand_hydrogen_energetic | Hydrogen | EU | Energy demand | 0 | FEC
SI | TYNDP2026 | NT | 2040 | TWh | 409 | Sub_sector | Buildings | Datacenters | Datacenters & ICT | Energetic | datacentres_final_demand_methane_energetic | Methane | EU | Energy demand | 0 | FEC
SI | TYNDP2026 | NT | 2040 | TWh | 410 | Sub_sector | Buildings | Datacenters | Datacenters & ICT | Energetic | datacentres_final_demand_heat_energetic | Heat | EU | Energy demand | 0 | FEC
SI | TYNDP2026 | NT | 2040 | TWh | 411 | Sub_sector | Buildings | Datacenters | Datacenters & ICT | Energetic | datacentres_final_demand_biomass_energetic | Biomass | EU | Energy demand | 0 | FEC
SI | TYNDP2026 | NT | 2040 | TWh | 412 | Sub_sector | Buildings | Datacenters | Datacenters & ICT | Energetic | datacentres_final_demand_coal_energetic | Solids | EU | Energy demand | 0 | FEC
SI | TYNDP2026 | NT | 2040 | TWh | 413 | Sub_sector | Buildings | Datacenters | Datacenters & ICT | Energetic | datacentres_final_demand_oil_energetic | Liquids | EU | Energy demand | 0 | FEC
SI | TYNDP2026 | NT | 2040 | TWh | 414 | Sub_sector | Buildings | Datacenters | Datacenters & ICT | Energetic | datacentres_final_demand_other_energetic | Others | EU | Energy demand | 0 | FEC
SI | TYNDP2026 | NT | 2040 | TWh | 415 | Sub_sector | Buildings | Datacenters | Datacenters & ICT | Energetic | datacentres_final_demand_ammonia_energetic | Ammonia | EU | Energy demand | 0 | FEC
SI | TYNDP2026 | NT | 2040 | TWh | 417 | Sub_sector | Transport | Others_Sector | Others_Sector | Energetic | other_final_demand_electricity_energetic | Electricity | EU | Energy demand | 0 | FEC
SI | TYNDP2026 | NT | 2040 | TWh | 418 | Sub_sector | Transport | Others_Sector | Others_Sector | Energetic | other_final_demand_hydrogen_energetic | Hydrogen | EU | Energy demand | 0 | FEC
SI | TYNDP2026 | NT | 2040 | TWh | 419 | Sub_sector | Transport | Pipeline Transport | Others_Sector | Energetic | other_final_demand_methane_energetic | Methane | EU | Energy demand | 0 | FEC
SI | TYNDP2026 | NT | 2040 | TWh | 420 | Sub_sector | Transport | Others_Sector | Others_Sector | Energetic | other_final_demand_heat_energetic | Heat | EU | Energy demand | 0 | FEC
SI | TYNDP2026 | NT | 2040 | TWh | 421 | Sub_sector | Transport | Others_Sector | Others_Sector | Energetic | other_final_demand_biomass_energetic | Biomass | EU | Energy demand | 0 | FEC
SI | TYNDP2026 | NT | 2040 | TWh | 422 | Sub_sector | Transport | Others_Sector | Others_Sector | Energetic | other_final_demand_coal_energetic | Solids | EU | Energy demand | 0 | FEC
SI | TYNDP2026 | NT | 2040 | TWh | 423 | Sub_sector | Transport | Others_Sector | Others_Sector | Energetic | other_final_demand_oil_energetic | Liquids | EU | Energy demand | 0.37114 | FEC
SI | TYNDP2026 | NT | 2040 | TWh | 424 | Sub_sector | Others_Sector | Others_Sector | Others_Sector | Non-energetic | other_final_demand_oil_non_energetic | Liquids | EU | Energy demand | 0 | not_included_in_FEC
SI | TYNDP2026 | NT | 2040 | TWh | 425 | Sub_sector | Transport | Others_Sector | Others_Sector | Energetic | other_final_demand_other_energetic | Others | EU | Energy demand | 0 | FEC
SI | TYNDP2026 | NT | 2040 | TWh | 426 | Sub_sector | Transport | Others_Sector | Others_Sector | Energetic | other_final_demand_ammonia_energetic | Ammonia | EU | Energy demand | 0 | FEC
SI | TYNDP2026 | NT | 2040 | TWh | 427 | Sub_sector | Industry | Surplus_Heat_in_Industry | Surplus_Heat_in_Industry | Energetic | final_demand_of_industry_unused_local_production_steam_hot_water | Heat | EU | Energy demand | 4.9405 | FEC
SI | TYNDP2026 | NT | 2040 | TWh | 429 | Sub_sector | Agriculture | Total | Agriculture | Energetic | agriculture_final_demand_electricity_energetic | Electricity | EU | Energy demand | 0.017122 | FEC
SI | TYNDP2026 | NT | 2040 | TWh | 430 | Sub_sector | Agriculture | Total | Agriculture | Energetic | agriculture_final_demand_hydrogen_energetic | Hydrogen | EU | Energy demand | 0 | FEC
SI | TYNDP2026 | NT | 2040 | TWh | 431 | Sub_sector | Agriculture | Total | Agriculture | Energetic | agriculture_final_demand_methane_energetic | Methane | EU | Energy demand | 0 | FEC
SI | TYNDP2026 | NT | 2040 | TWh | 432 | Sub_sector | Agriculture | Total | Agriculture | Energetic | agriculture_final_demand_heat_energetic | Heat | EU | Energy demand | 0 | FEC
SI | TYNDP2026 | NT | 2040 | TWh | 433 | Sub_sector | Agriculture | Total | Agriculture | Energetic | agriculture_final_demand_biomass_energetic | Biomass | EU | Energy demand | 0 | FEC
SI | TYNDP2026 | NT | 2040 | TWh | 434 | Sub_sector | Agriculture | Total | Agriculture | Energetic | agriculture_final_demand_coal_energetic | Solids | EU | Energy demand | 0 | FEC
SI | TYNDP2026 | NT | 2040 | TWh | 435 | Sub_sector | Agriculture | Total | Agriculture | Energetic | agriculture_final_demand_oil_energetic | Liquids | EU | Energy demand | 0.81017 | FEC
SI | TYNDP2026 | NT | 2040 | TWh | 436 | Sub_sector | Agriculture | Total | Agriculture | Energetic | agriculture_final_demand_other_energetic | Others | EU | Energy demand | 0 | FEC
SI | TYNDP2026 | NT | 2040 | TWh | 437 | Sub_sector | Agriculture | Total | Agriculture | Energetic | agriculture_final_demand_ammonia_energetic | Ammonia | EU | Energy demand | 0 | FEC
SI | TYNDP2026 | NT | 2040 | TWh | 447 | Sub_sector | Buildings | Surplus Energy | Buildings | Energetic | GAP | Electricity | EU | Energy demand | 0 | FEC
SI | TYNDP2026 | NT | 2040 | TWh | 448 | Sub_sector | Buildings | Surplus Energy | Buildings | Energetic | GAP | Hydrogen | EU | Energy demand | 0 | FEC
SI | TYNDP2026 | NT | 2040 | TWh | 449 | Sub_sector | Buildings | Surplus Energy | Buildings | Energetic | GAP | Methane | EU | Energy demand | 0 | FEC
SI | TYNDP2026 | NT | 2040 | TWh | 450 | Sub_sector | Buildings | Surplus Energy | Buildings | Energetic | GAP | Heat | EU | Energy demand | 0 | FEC
SI | TYNDP2026 | NT | 2040 | TWh | 451 | Sub_sector | Buildings | Surplus Energy | Buildings | Energetic | GAP | Biomass | EU | Energy demand | 0 | FEC
SI | TYNDP2026 | NT | 2040 | TWh | 452 | Sub_sector | Buildings | Surplus Energy | Buildings | Energetic | GAP | Solids | EU | Energy demand | 0 | FEC
SI | TYNDP2026 | NT | 2040 | TWh | 453 | Sub_sector | Buildings | Surplus Energy | Buildings | Energetic | GAP | Liquids | EU | Energy demand | 0.14854 | FEC
SI | TYNDP2026 | NT | 2040 | TWh | 454 | Sub_sector | Buildings | Surplus Energy | Buildings | Energetic | GAP | Others | EU | Energy demand | 0 | FEC
SI | TYNDP2026 | NT | 2040 | TWh | 455 | Sub_sector | Buildings | Surplus Energy | Buildings | Energetic | GAP | Ammonia | EU | Energy demand | 0 | FEC
SI | TYNDP2026 | NT | 2040 | TWh | 456 | Sub_sector | Households | Surplus Energy | Households | Energetic | GAP | Electricity | EU | Energy demand | 0 | FEC
SI | TYNDP2026 | NT | 2040 | TWh | 457 | Sub_sector | Households | Surplus Energy | Households | Energetic | GAP | Hydrogen | EU | Energy demand | 0 | FEC
SI | TYNDP2026 | NT | 2040 | TWh | 458 | Sub_sector | Households | Surplus Energy | Households | Energetic | GAP | Methane | EU | Energy demand | 0 | FEC
SI | TYNDP2026 | NT | 2040 | TWh | 459 | Sub_sector | Households | Surplus Energy | Households | Energetic | GAP | Heat | EU | Energy demand | 0 | FEC
SI | TYNDP2026 | NT | 2040 | TWh | 460 | Sub_sector | Households | Surplus Energy | Households | Energetic | GAP | Biomass | EU | Energy demand | 0 | FEC
SI | TYNDP2026 | NT | 2040 | TWh | 461 | Sub_sector | Households | Surplus Energy | Households | Energetic | GAP | Solids | EU | Energy demand | 0 | FEC
SI | TYNDP2026 | NT | 2040 | TWh | 462 | Sub_sector | Households | Surplus Energy | Households | Energetic | GAP | Liquids | EU | Energy demand | 0 | FEC
SI | TYNDP2026 | NT | 2040 | TWh | 463 | Sub_sector | Households | Surplus Energy | Households | Energetic | GAP | Others | EU | Energy demand | 0 | FEC
SI | TYNDP2026 | NT | 2040 | TWh | 464 | Sub_sector | Households | Surplus Energy | Households | Energetic | GAP | Ammonia | EU | Energy demand | 0 | FEC
SI | TYNDP2026 | NT | 2050 | TWh | 102 | Sub_sector | Industry | Aluminium | Industry (aluminium) | Energetic | industry_aluminium_demand_electricity_energetic | Electricity | EU | Energy demand | 0.46746 | FEC
SI | TYNDP2026 | NT | 2050 | TWh | 103 | Sub_sector | Industry | Aluminium | Industry (aluminium) | Energetic | industry_aluminium_demand_hydrogen_energetic | Hydrogen | EU | Energy demand | 0 | FEC
SI | TYNDP2026 | NT | 2050 | TWh | 104 | Sub_sector | Industry | Aluminium | Industry (aluminium) | Energetic | industry_aluminium_demand_methane_energetic | Methane | EU | Energy demand | 0.070686 | FEC
SI | TYNDP2026 | NT | 2050 | TWh | 105 | Sub_sector | Industry | Aluminium | Industry (aluminium) | Energetic | industry_aluminium_demand_heat_energetic | Heat | EU | Energy demand | 0 | FEC
SI | TYNDP2026 | NT | 2050 | TWh | 106 | Sub_sector | Industry | Aluminium | Industry (aluminium) | Energetic | industry_aluminium_demand_biomass_energetic | Biomass | EU | Energy demand | 0 | FEC
SI | TYNDP2026 | NT | 2050 | TWh | 107 | Sub_sector | Industry | Aluminium | Industry (aluminium) | Energetic | industry_aluminium_demand_coal_energetic | Solids | EU | Energy demand | 0 | FEC
SI | TYNDP2026 | NT | 2050 | TWh | 108 | Sub_sector | Industry | Aluminium | Industry (aluminium) | Energetic | industry_aluminium_demand_oil_energetic | Liquids | EU | Energy demand | 0 | FEC
SI | TYNDP2026 | NT | 2050 | TWh | 109 | Sub_sector | Industry | Aluminium | Industry (aluminium) | Energetic | industry_aluminium_demand_others_energetic | Others | EU | Energy demand | 0 | FEC
SI | TYNDP2026 | NT | 2050 | TWh | 110 | Sub_sector | Industry | Aluminium | Industry (aluminium) | Energetic | industry_ammonia_demand_others_energetic | Ammonia | EU | Energy demand | 0 | FEC
SI | TYNDP2026 | NT | 2050 | TWh | 112 | Sub_sector | Industry | Chemicals | Industry (chemicals, energetic) | Energetic | industry_chemical_demand_electricity_energetic | Electricity | EU | Energy demand | 1.2218 | FEC
SI | TYNDP2026 | NT | 2050 | TWh | 113 | Sub_sector | Industry | Chemicals | Industry (chemicals, energetic) | Energetic | industry_chemical_demand_hydrogen_energetic | Hydrogen | EU | Energy demand | 0.20094 | FEC
SI | TYNDP2026 | NT | 2050 | TWh | 114 | Sub_sector | Industry | Chemicals | Industry (chemicals, energetic) | Energetic | industry_chemical_demand_methane_energetic | Methane | EU | Energy demand | 0.059063 | FEC
SI | TYNDP2026 | NT | 2050 | TWh | 115 | Sub_sector | Industry | Chemicals | Industry (chemicals, energetic) | Energetic | industry_chemical_demand_heat_energetic | Heat | EU | Energy demand | 0.13152 | FEC
SI | TYNDP2026 | NT | 2050 | TWh | 116 | Sub_sector | Industry | Chemicals | Industry (chemicals, energetic) | Energetic | industry_chemical_demand_biomass_energetic | Biomass | EU | Energy demand | 0.2329 | FEC
SI | TYNDP2026 | NT | 2050 | TWh | 117 | Sub_sector | Industry | Chemicals | Industry (chemicals, energetic) | Energetic | industry_chemical_demand_coal_energetic | Solids | EU | Energy demand | 0 | FEC
SI | TYNDP2026 | NT | 2050 | TWh | 118 | Sub_sector | Industry | Chemicals | Industry (chemicals, energetic) | Energetic | industry_chemical_demand_oil_energetic | Liquids | EU | Energy demand | 0 | FEC
SI | TYNDP2026 | NT | 2050 | TWh | 119 | Sub_sector | Industry | Chemicals | Industry (chemicals, energetic) | Energetic | industry_chemical_demand_others_energetic | Others | EU | Energy demand | 0 | FEC
SI | TYNDP2026 | NT | 2050 | TWh | 120 | Sub_sector | Industry | Chemicals | Industry (chemicals, energetic) | Energetic | industry_chemical_demand_ammonia_energetic | Ammonia | EU | Energy demand | 0 | FEC
SI | TYNDP2026 | NT | 2050 | TWh | 122 | Sub_sector | Industry | Chemicals | Industry (chemicals, non-energetic) | Non-energetic | industry_chemical_demand_electricity_non_energetic | Electricity | EU | Energy demand | 0 | not_included_in_FEC
SI | TYNDP2026 | NT | 2050 | TWh | 123 | Sub_sector | Industry | Chemicals | Industry (chemicals, non-energetic) | Non-energetic | industry_chemical_demand_hydrogen_non_energetic | Hydrogen | EU | Energy demand | 0.08237 | not_included_in_FEC
SI | TYNDP2026 | NT | 2050 | TWh | 124 | Sub_sector | Industry | Chemicals | Industry (chemicals, non-energetic) | Non-energetic | industry_chemical_demand_methane_non_energetic | Methane | EU | Energy demand | 0.0041481 | not_included_in_FEC
SI | TYNDP2026 | NT | 2050 | TWh | 125 | Sub_sector | Industry | Chemicals | Industry (chemicals, non-energetic) | Non-energetic | industry_chemical_demand_heat_non_energetic | Heat | EU | Energy demand | 0 | not_included_in_FEC
SI | TYNDP2026 | NT | 2050 | TWh | 126 | Sub_sector | Industry | Chemicals | Industry (chemicals, non-energetic) | Non-energetic | industry_chemical_demand_biomass_non_energetic | Biomass | EU | Energy demand | 0.017142 | not_included_in_FEC
SI | TYNDP2026 | NT | 2050 | TWh | 127 | Sub_sector | Industry | Chemicals | Industry (chemicals, non-energetic) | Non-energetic | industry_chemical_demand_coal_non_energetic | Solids | EU | Energy demand | 0.00016732 | not_included_in_FEC
SI | TYNDP2026 | NT | 2050 | TWh | 128 | Sub_sector | Industry | Chemicals | Industry (chemicals, non-energetic) | Non-energetic | industry_chemical_demand_oil_non_energetic | Liquids | EU | Energy demand | 0.035602 | not_included_in_FEC
SI | TYNDP2026 | NT | 2050 | TWh | 129 | Sub_sector | Industry | Chemicals | Industry (chemicals, non-energetic) | Non-energetic | industry_chemical_demand_others_non_energetic | Others | EU | Energy demand | 0 | not_included_in_FEC
SI | TYNDP2026 | NT | 2050 | TWh | 130 | Sub_sector | Industry | Chemicals | Industry (chemicals, non-energetic) | Non-energetic | industry_chemical_demand_ammonia_non_energetic | Ammonia | EU | Energy demand | 0 | not_included_in_FEC
SI | TYNDP2026 | NT | 2050 | TWh | 132 | Sub_sector | Industry | Fertilizers | Industry (fertilizers, energetic) | Energetic | industry_fertilizers_demand_electricity_energetic | Electricity | EU | Energy demand | 0 | FEC
SI | TYNDP2026 | NT | 2050 | TWh | 133 | Sub_sector | Industry | Fertilizers | Industry (fertilizers, energetic) | Energetic | industry_fertilizers_demand_hydrogen_energetic | Hydrogen | EU | Energy demand | 0 | FEC
SI | TYNDP2026 | NT | 2050 | TWh | 134 | Sub_sector | Industry | Fertilizers | Industry (fertilizers, energetic) | Energetic | industry_fertilizers_demand_methane_energetic | Methane | EU | Energy demand | 0 | FEC
SI | TYNDP2026 | NT | 2050 | TWh | 135 | Sub_sector | Industry | Fertilizers | Industry (fertilizers, energetic) | Energetic | industry_fertilizers_demand_heat_energetic | Heat | EU | Energy demand | 0 | FEC
SI | TYNDP2026 | NT | 2050 | TWh | 136 | Sub_sector | Industry | Fertilizers | Industry (fertilizers, energetic) | Energetic | industry_fertilizers_demand_biomass_energetic | Biomass | EU | Energy demand | 0 | FEC
SI | TYNDP2026 | NT | 2050 | TWh | 137 | Sub_sector | Industry | Fertilizers | Industry (fertilizers, energetic) | Energetic | industry_fertilizers_demand_coal_energetic | Solids | EU | Energy demand | 0 | FEC
SI | TYNDP2026 | NT | 2050 | TWh | 138 | Sub_sector | Industry | Fertilizers | Industry (fertilizers, energetic) | Energetic | industry_fertilizers_demand_oil_energetic | Liquids | EU | Energy demand | 0 | FEC
SI | TYNDP2026 | NT | 2050 | TWh | 139 | Sub_sector | Industry | Fertilizers | Industry (fertilizers, energetic) | Energetic | industry_fertilizers_demand_others_energetic | Others | EU | Energy demand | 0 | FEC
SI | TYNDP2026 | NT | 2050 | TWh | 140 | Sub_sector | Industry | Fertilizers | Industry (fertilizers, energetic) | Energetic | industry_fertilizers_demand_ammonia_energetic | Ammonia | EU | Energy demand | 0 | FEC
SI | TYNDP2026 | NT | 2050 | TWh | 142 | Sub_sector | Industry | Fertilizers | Industry (fertilizers, non-energetic) | Non-energetic | industry_fertilizers_demand_electricity_non_energetic | Electricity | EU | Energy demand | 0 | not_included_in_FEC
SI | TYNDP2026 | NT | 2050 | TWh | 143 | Sub_sector | Industry | Fertilizers | Industry (fertilizers, non-energetic) | Non-energetic | industry_fertilizers_demand_hydrogen_non_energetic | Hydrogen | EU | Energy demand | 0 | not_included_in_FEC
SI | TYNDP2026 | NT | 2050 | TWh | 144 | Sub_sector | Industry | Fertilizers | Industry (fertilizers, non-energetic) | Non-energetic | industry_fertilizers_demand_methane_non_energetic | Methane | EU | Energy demand | 0 | not_included_in_FEC
SI | TYNDP2026 | NT | 2050 | TWh | 145 | Sub_sector | Industry | Fertilizers | Industry (fertilizers, non-energetic) | Non-energetic | industry_fertilizers_demand_heat_non_energetic | Heat | EU | Energy demand | 0 | not_included_in_FEC
SI | TYNDP2026 | NT | 2050 | TWh | 146 | Sub_sector | Industry | Fertilizers | Industry (fertilizers, non-energetic) | Non-energetic | industry_fertilizers_demand_biomass_non_energetic | Biomass | EU | Energy demand | 0 | not_included_in_FEC
SI | TYNDP2026 | NT | 2050 | TWh | 147 | Sub_sector | Industry | Fertilizers | Industry (fertilizers, non-energetic) | Non-energetic | industry_fertilizers_demand_coal_non_energetic | Solids | EU | Energy demand | 0 | not_included_in_FEC
SI | TYNDP2026 | NT | 2050 | TWh | 148 | Sub_sector | Industry | Fertilizers | Industry (fertilizers, non-energetic) | Non-energetic | industry_fertilizers_demand_oil_non_energetic | Liquids | EU | Energy demand | 0 | not_included_in_FEC
SI | TYNDP2026 | NT | 2050 | TWh | 149 | Sub_sector | Industry | Fertilizers | Industry (fertilizers, non-energetic) | Non-energetic | industry_fertilizers_demand_others_non_energetic | Others | EU | Energy demand | 0 | not_included_in_FEC
SI | TYNDP2026 | NT | 2050 | TWh | 150 | Sub_sector | Industry | Fertilizers | Industry (fertilizers, non-energetic) | Non-energetic | industry_fertilizers_demand_ammonia_non_energetic | Ammonia | EU | Energy demand | 0 | not_included_in_FEC
SI | TYNDP2026 | NT | 2050 | TWh | 152 | Sub_sector | Industry | Food | Industry (food) | Energetic | industry_food_demand_electricity_energetic | Electricity | EU | Energy demand | 0.36121 | FEC
SI | TYNDP2026 | NT | 2050 | TWh | 153 | Sub_sector | Industry | Food | Industry (food) | Energetic | industry_food_demand_hydrogen_energetic | Hydrogen | EU | Energy demand | 0 | FEC
SI | TYNDP2026 | NT | 2050 | TWh | 154 | Sub_sector | Industry | Food | Industry (food) | Energetic | industry_food_demand_methane_energetic | Methane | EU | Energy demand | 0.056811 | FEC
SI | TYNDP2026 | NT | 2050 | TWh | 155 | Sub_sector | Industry | Food | Industry (food) | Energetic | industry_food_demand_heat_energetic | Heat | EU | Energy demand | 0 | FEC
SI | TYNDP2026 | NT | 2050 | TWh | 156 | Sub_sector | Industry | Food | Industry (food) | Energetic | industry_food_demand_biomass_energetic | Biomass | EU | Energy demand | 0 | FEC
SI | TYNDP2026 | NT | 2050 | TWh | 157 | Sub_sector | Industry | Food | Industry (food) | Energetic | industry_food_demand_coal_energetic | Solids | EU | Energy demand | 0 | FEC
SI | TYNDP2026 | NT | 2050 | TWh | 158 | Sub_sector | Industry | Food | Industry (food) | Energetic | industry_food_demand_oil_energetic | Liquids | EU | Energy demand | 0.0061602 | FEC
SI | TYNDP2026 | NT | 2050 | TWh | 159 | Sub_sector | Industry | Food | Industry (food) | Energetic | industry_food_demand_others_energetic | Others | EU | Energy demand | 0 | FEC
SI | TYNDP2026 | NT | 2050 | TWh | 160 | Sub_sector | Industry | Food | Industry (food) | Energetic | industry_food_demand_ammonia_energetic | Ammonia | EU | Energy demand | 0 | FEC
SI | TYNDP2026 | NT | 2050 | TWh | 162 | Sub_sector | Industry | Metals | Industry (metal) | Energetic | industry_metal_demand_electricity_energetic | Electricity | EU | Energy demand | 0.088468 | FEC
SI | TYNDP2026 | NT | 2050 | TWh | 163 | Sub_sector | Industry | Metals | Industry (metal) | Energetic | industry_metal_demand_hydrogen_energetic | Hydrogen | EU | Energy demand | 0 | FEC
SI | TYNDP2026 | NT | 2050 | TWh | 164 | Sub_sector | Industry | Metals | Industry (metal) | Energetic | industry_metal_demand_methane_energetic | Methane | EU | Energy demand | 0.36186 | FEC
SI | TYNDP2026 | NT | 2050 | TWh | 165 | Sub_sector | Industry | Metals | Industry (metal) | Energetic | industry_metal_demand_heat_energetic | Heat | EU | Energy demand | 0.00051291 | FEC
SI | TYNDP2026 | NT | 2050 | TWh | 166 | Sub_sector | Industry | Metals | Industry (metal) | Energetic | industry_metal_demand_biomass_energetic | Biomass | EU | Energy demand | 0 | FEC
SI | TYNDP2026 | NT | 2050 | TWh | 167 | Sub_sector | Industry | Metals | Industry (metal) | Energetic | industry_metal_demand_coal_energetic | Solids | EU | Energy demand | 0.016507 | FEC
SI | TYNDP2026 | NT | 2050 | TWh | 168 | Sub_sector | Industry | Metals | Industry (metal) | Energetic | industry_metal_demand_oil_energetic | Liquids | EU | Energy demand | 0.01527 | FEC
SI | TYNDP2026 | NT | 2050 | TWh | 169 | Sub_sector | Industry | Metals | Industry (metal) | Energetic | industry_metal_demand_others_energetic | Others | EU | Energy demand | 0 | FEC
SI | TYNDP2026 | NT | 2050 | TWh | 170 | Sub_sector | Industry | Metals | Industry (metal) | Energetic | industry_metal_demand_ammonia_energetic | Ammonia | EU | Energy demand | 0 | FEC
SI | TYNDP2026 | NT | 2050 | TWh | 172 | Sub_sector | Industry | Others | Industry (other, energetic) | Energetic | industry_other_demand_electricity_energetic | Electricity | EU | Energy demand | 3.1219 | FEC
SI | TYNDP2026 | NT | 2050 | TWh | 173 | Sub_sector | Industry | Others | Industry (other, energetic) | Energetic | industry_other_demand_hydrogen_energetic | Hydrogen | EU | Energy demand | 1.1792 | FEC
SI | TYNDP2026 | NT | 2050 | TWh | 174 | Sub_sector | Industry | Others | Industry (other, energetic) | Energetic | industry_other_demand_methane_energetic | Methane | EU | Energy demand | 0.52013 | FEC
SI | TYNDP2026 | NT | 2050 | TWh | 175 | Sub_sector | Industry | Others | Industry (other, energetic) | Energetic | industry_other_demand_heat_energetic | Heat | EU | Energy demand | 0 | FEC
SI | TYNDP2026 | NT | 2050 | TWh | 176 | Sub_sector | Industry | Others | Industry (other, energetic) | Energetic | industry_other_demand_biomass_energetic | Biomass | EU | Energy demand | 0.65388 | FEC
SI | TYNDP2026 | NT | 2050 | TWh | 177 | Sub_sector | Industry | Others | Industry (other, energetic) | Energetic | industry_other_demand_coal_energetic | Solids | EU | Energy demand | 0 | FEC
SI | TYNDP2026 | NT | 2050 | TWh | 178 | Sub_sector | Industry | Others | Industry (other, energetic) | Energetic | industry_other_demand_oil_energetic | Liquids | EU | Energy demand | 0 | FEC
SI | TYNDP2026 | NT | 2050 | TWh | 179 | Sub_sector | Industry | Others | Industry (other, energetic) | Energetic | industry_other_demand_others_energetic | Others | EU | Energy demand | 0 | FEC
SI | TYNDP2026 | NT | 2050 | TWh | 180 | Sub_sector | Industry | Others | Industry (other, energetic) | Energetic | industry_other_demand_ammonia_energetic | Ammonia | EU | Energy demand | 0 | FEC
SI | TYNDP2026 | NT | 2050 | TWh | 182 | Sub_sector | Industry | Others | Industry (other, non-energetic) | Non-energetic | industry_other_demand_electricity_non_energetic | Electricity | EU | Energy demand | 0 | not_included_in_FEC
SI | TYNDP2026 | NT | 2050 | TWh | 183 | Sub_sector | Industry | Others | Industry (other, non-energetic) | Non-energetic | industry_other_demand_hydrogen_non_energetic | Hydrogen | EU | Energy demand | 0 | not_included_in_FEC
SI | TYNDP2026 | NT | 2050 | TWh | 184 | Sub_sector | Industry | Others | Industry (other, non-energetic) | Non-energetic | industry_other_demand_methane_non_energetic | Methane | EU | Energy demand | 0 | not_included_in_FEC
SI | TYNDP2026 | NT | 2050 | TWh | 185 | Sub_sector | Industry | Others | Industry (other, non-energetic) | Non-energetic | industry_other_demand_heat_non_energetic | Heat | EU | Energy demand | 0 | not_included_in_FEC
SI | TYNDP2026 | NT | 2050 | TWh | 186 | Sub_sector | Industry | Others | Industry (other, non-energetic) | Non-energetic | industry_other_demand_biomass_non_energetic | Biomass | EU | Energy demand | 0 | not_included_in_FEC
SI | TYNDP2026 | NT | 2050 | TWh | 187 | Sub_sector | Industry | Others | Industry (other, non-energetic) | Non-energetic | industry_other_demand_coal_non_energetic | Solids | EU | Energy demand | 0 | not_included_in_FEC
SI | TYNDP2026 | NT | 2050 | TWh | 188 | Sub_sector | Industry | Others | Industry (other, non-energetic) | Non-energetic | industry_other_demand_oil_non_energetic | Liquids | EU | Energy demand | 1.3206 | not_included_in_FEC
SI | TYNDP2026 | NT | 2050 | TWh | 189 | Sub_sector | Industry | Others | Industry (other, non-energetic) | Non-energetic | industry_other_demand_others_non_energetic | Others | EU | Energy demand | 0 | not_included_in_FEC
SI | TYNDP2026 | NT | 2050 | TWh | 190 | Sub_sector | Industry | Others | Industry (other, non-energetic) | Non-energetic | industry_other_demand_ammonia_non_energetic | Ammonia | EU | Energy demand | 0 | not_included_in_FEC
SI | TYNDP2026 | NT | 2050 | TWh | 192 | Sub_sector | Industry | Paper | Industry (paper) | Energetic | industry_paper_demand_electricity_energetic | Electricity | EU | Energy demand | 0.70753 | FEC
SI | TYNDP2026 | NT | 2050 | TWh | 193 | Sub_sector | Industry | Paper | Industry (paper) | Energetic | industry_paper_demand_hydrogen_energetic | Hydrogen | EU | Energy demand | 0.24156 | FEC
SI | TYNDP2026 | NT | 2050 | TWh | 194 | Sub_sector | Industry | Paper | Industry (paper) | Energetic | industry_paper_demand_methane_energetic | Methane | EU | Energy demand | 0.028418 | FEC
SI | TYNDP2026 | NT | 2050 | TWh | 195 | Sub_sector | Industry | Paper | Industry (paper) | Energetic | industry_paper_demand_heat_energetic | Heat | EU | Energy demand | 0 | FEC
SI | TYNDP2026 | NT | 2050 | TWh | 196 | Sub_sector | Industry | Paper | Industry (paper) | Energetic | industry_paper_demand_biomass_energetic | Biomass | EU | Energy demand | 0.1119 | FEC
SI | TYNDP2026 | NT | 2050 | TWh | 197 | Sub_sector | Industry | Paper | Industry (paper) | Energetic | industry_paper_demand_coal_energetic | Solids | EU | Energy demand | 0 | FEC
SI | TYNDP2026 | NT | 2050 | TWh | 198 | Sub_sector | Industry | Paper | Industry (paper) | Energetic | industry_paper_demand_oil_energetic | Liquids | EU | Energy demand | 0 | FEC
SI | TYNDP2026 | NT | 2050 | TWh | 199 | Sub_sector | Industry | Paper | Industry (paper) | Energetic | industry_paper_demand_others_energetic | Others | EU | Energy demand | 0 | FEC
SI | TYNDP2026 | NT | 2050 | TWh | 200 | Sub_sector | Industry | Paper | Industry (paper) | Energetic | industry_paper_demand_ammonia_energetic | Ammonia | EU | Energy demand | 0 | FEC
SI | TYNDP2026 | NT | 2050 | TWh | 202 | Sub_sector | Industry | Refineries | Industry (refineries, energetic) | Energetic | industry_refinery_demand_electricity_energetic | Electricity | EU | Energy demand | 0 | not_included_in_FEC
SI | TYNDP2026 | NT | 2050 | TWh | 203 | Sub_sector | Industry | Refineries | Industry (refineries, energetic) | Energetic | industry_refinery_demand_hydrogen_energetic | Hydrogen | EU | Energy demand | 0 | not_included_in_FEC
SI | TYNDP2026 | NT | 2050 | TWh | 204 | Sub_sector | Industry | Refineries | Industry (refineries, energetic) | Energetic | industry_refinery_demand_methane_energetic | Methane | EU | Energy demand | 0 | not_included_in_FEC
SI | TYNDP2026 | NT | 2050 | TWh | 205 | Sub_sector | Industry | Refineries | Industry (refineries, energetic) | Energetic | industry_refinery_demand_heat_energetic | Heat | EU | Energy demand | 0 | not_included_in_FEC
SI | TYNDP2026 | NT | 2050 | TWh | 206 | Sub_sector | Industry | Refineries | Industry (refineries, energetic) | Energetic | industry_refinery_demand_biomass_energetic | Biomass | EU | Energy demand | 0 | not_included_in_FEC
SI | TYNDP2026 | NT | 2050 | TWh | 207 | Sub_sector | Industry | Refineries | Industry (refineries, energetic) | Energetic | industry_refinery_demand_coal_energetic | Solids | EU | Energy demand | 0 | not_included_in_FEC
SI | TYNDP2026 | NT | 2050 | TWh | 208 | Sub_sector | Industry | Refineries | Industry (refineries, energetic) | Energetic | industry_refinery_demand_oil_energetic | Liquids | EU | Energy demand | 0 | not_included_in_FEC
SI | TYNDP2026 | NT | 2050 | TWh | 209 | Sub_sector | Industry | Refineries | Industry (refineries, energetic) | Energetic | industry_refinery_demand_others_energetic | Others | EU | Energy demand | 0 | not_included_in_FEC
SI | TYNDP2026 | NT | 2050 | TWh | 210 | Sub_sector | Industry | Refineries | Industry (refineries, energetic) | Energetic | industry_refinery_demand_ammonia_energetic | Ammonia | EU | Energy demand | 0 | not_included_in_FEC
SI | TYNDP2026 | NT | 2050 | TWh | 212 | Sub_sector | Industry | Refineries | Industry (refineries, non-energetic) | Non-energetic | industry_refinery_demand_electricity_non_energetic | Electricity | EU | Energy demand | 0 | not_included_in_FEC
SI | TYNDP2026 | NT | 2050 | TWh | 213 | Sub_sector | Industry | Refineries | Industry (refineries, non-energetic) | Non-energetic | industry_refinery_demand_hydrogen_non_energetic | Hydrogen | EU | Energy demand | 0 | not_included_in_FEC
SI | TYNDP2026 | NT | 2050 | TWh | 214 | Sub_sector | Industry | Refineries | Industry (refineries, non-energetic) | Non-energetic | industry_refinery_demand_methane_non_energetic | Methane | EU | Energy demand | 0 | not_included_in_FEC
SI | TYNDP2026 | NT | 2050 | TWh | 215 | Sub_sector | Industry | Refineries | Industry (refineries, non-energetic) | Non-energetic | industry_refinery_demand_heat_non_energetic | Heat | EU | Energy demand | 0 | not_included_in_FEC
SI | TYNDP2026 | NT | 2050 | TWh | 216 | Sub_sector | Industry | Refineries | Industry (refineries, non-energetic) | Non-energetic | industry_refinery_demand_biomass_non_energetic | Biomass | EU | Energy demand | 0 | not_included_in_FEC
SI | TYNDP2026 | NT | 2050 | TWh | 217 | Sub_sector | Industry | Refineries | Industry (refineries, non-energetic) | Non-energetic | industry_refinery_demand_coal_non_energetic | Solids | EU | Energy demand | 0 | not_included_in_FEC
SI | TYNDP2026 | NT | 2050 | TWh | 218 | Sub_sector | Industry | Refineries | Industry (refineries, non-energetic) | Non-energetic | industry_refinery_demand_oil_non_energetic | Liquids | EU | Energy demand | 0 | not_included_in_FEC
SI | TYNDP2026 | NT | 2050 | TWh | 219 | Sub_sector | Industry | Refineries | Industry (refineries, non-energetic) | Non-energetic | industry_refinery_demand_others_non_energetic | Others | EU | Energy demand | 0 | not_included_in_FEC
SI | TYNDP2026 | NT | 2050 | TWh | 220 | Sub_sector | Industry | Refineries | Industry (refineries, non-energetic) | Non-energetic | industry_refinery_demand_ammonia_non_energetic | Ammonia | EU | Energy demand | 0 | not_included_in_FEC
SI | TYNDP2026 | NT | 2050 | TWh | 222 | Sub_sector | Industry | Steel | Industry (steel) | Energetic | industry_steel_demand_electricity_energetic | Electricity | EU | Energy demand | 0.5965 | FEC
SI | TYNDP2026 | NT | 2050 | TWh | 223 | Sub_sector | Industry | Steel | Industry (steel) | Energetic | industry_steel_demand_hydrogen_energetic | Hydrogen | EU | Energy demand | 0.60231 | FEC
SI | TYNDP2026 | NT | 2050 | TWh | 224 | Sub_sector | Industry | Steel | Industry (steel) | Energetic | industry_steel_demand_methane_energetic | Methane | EU | Energy demand | 0.56001 | FEC
SI | TYNDP2026 | NT | 2050 | TWh | 225 | Sub_sector | Industry | Steel | Industry (steel) | Energetic | industry_steel_demand_heat_energetic | Heat | EU | Energy demand | 0.0060582 | FEC
SI | TYNDP2026 | NT | 2050 | TWh | 226 | Sub_sector | Industry | Steel | Industry (steel) | Energetic | industry_steel_demand_biomass_energetic | Biomass | EU | Energy demand | 3.86e-05 | FEC
SI | TYNDP2026 | NT | 2050 | TWh | 227 | Sub_sector | Industry | Steel | Industry (steel) | Energetic | industry_steel_demand_coal_energetic | Solids | EU | Energy demand | 0.093313 | FEC
SI | TYNDP2026 | NT | 2050 | TWh | 228 | Sub_sector | Industry | Steel | Industry (steel) | Energetic | industry_steel_demand_oil_energetic | Liquids | EU | Energy demand | 0.010595 | FEC
SI | TYNDP2026 | NT | 2050 | TWh | 229 | Sub_sector | Industry | Steel | Industry (steel) | Energetic | industry_steel_demand_others_energetic | Others | EU | Energy demand | 0 | FEC
SI | TYNDP2026 | NT | 2050 | TWh | 230 | Sub_sector | Industry | Steel | Industry (steel) | Energetic | industry_steel_demand_ammonia_energetic | Ammonia | EU | Energy demand | 0 | FEC
SI | TYNDP2026 | NT | 2050 | TWh | 232 | Sub_sector | Transport | Cars | Transport (cars) | Energetic | transport_cars_final_demand_electricity | Electricity | EU | Energy demand | 3.7407 | FEC
SI | TYNDP2026 | NT | 2050 | TWh | 233 | Sub_sector | Transport | Cars | Transport (cars) | Energetic | transport_cars_final_demand_hydrogen | Hydrogen | EU | Energy demand | 1.0096 | FEC
SI | TYNDP2026 | NT | 2050 | TWh | 234 | Sub_sector | Transport | Cars | Transport (cars) | Energetic | transport_cars_final_demand_methane | Methane | EU | Energy demand | 0.217 | FEC
SI | TYNDP2026 | NT | 2050 | TWh | 235 | Sub_sector | Transport | Cars | Transport (cars) | Energetic | transport_cars_final_demand_heat | Heat | EU | Energy demand | 0 | FEC
SI | TYNDP2026 | NT | 2050 | TWh | 236 | Sub_sector | Transport | Cars | Transport (cars) | Energetic | transport_cars_final_demand_biomass | Biomass | EU | Energy demand | 0 | FEC
SI | TYNDP2026 | NT | 2050 | TWh | 237 | Sub_sector | Transport | Cars | Transport (cars) | Energetic | transport_cars_final_demand_coal | Solids | EU | Energy demand | 0 | FEC
SI | TYNDP2026 | NT | 2050 | TWh | 238 | Sub_sector | Transport | Cars | Transport (cars) | Energetic | transport_cars_final_demand_oil | Liquids | EU | Energy demand | 0.43399 | FEC
SI | TYNDP2026 | NT | 2050 | TWh | 239 | Sub_sector | Transport | Cars | Transport (cars) | Energetic | transport_cars_final_demand_other | Others | EU | Energy demand | 0 | FEC
SI | TYNDP2026 | NT | 2050 | TWh | 240 | Sub_sector | Transport | Cars | Transport (cars) | Energetic | transport_cars_final_demand_ammonia | Ammonia | EU | Energy demand | 0 | FEC
SI | TYNDP2026 | NT | 2050 | TWh | 242 | Sub_sector | Transport | Busses | Transport (busses) | Energetic | transport_busses_final_demand_electricity | Electricity | EU | Energy demand | 0.29049 | FEC
SI | TYNDP2026 | NT | 2050 | TWh | 243 | Sub_sector | Transport | Busses | Transport (busses) | Energetic | transport_busses_final_demand_hydrogen | Hydrogen | EU | Energy demand | 0.3274 | FEC
SI | TYNDP2026 | NT | 2050 | TWh | 244 | Sub_sector | Transport | Busses | Transport (busses) | Energetic | transport_busses_final_demand_methane | Methane | EU | Energy demand | 0.070248 | FEC
SI | TYNDP2026 | NT | 2050 | TWh | 245 | Sub_sector | Transport | Busses | Transport (busses) | Energetic | transport_busses_final_demand_heat | Heat | EU | Energy demand | 0 | FEC
SI | TYNDP2026 | NT | 2050 | TWh | 246 | Sub_sector | Transport | Busses | Transport (busses) | Energetic | transport_busses_final_demand_biomass | Biomass | EU | Energy demand | 0 | FEC
SI | TYNDP2026 | NT | 2050 | TWh | 247 | Sub_sector | Transport | Busses | Transport (busses) | Energetic | transport_busses_final_demand_coal | Solids | EU | Energy demand | 0 | FEC
SI | TYNDP2026 | NT | 2050 | TWh | 248 | Sub_sector | Transport | Busses | Transport (busses) | Energetic | transport_busses_final_demand_oil | Liquids | EU | Energy demand | 0.21642 | FEC
SI | TYNDP2026 | NT | 2050 | TWh | 249 | Sub_sector | Transport | Busses | Transport (busses) | Energetic | transport_busses_final_demand_other | Others | EU | Energy demand | 0 | FEC
SI | TYNDP2026 | NT | 2050 | TWh | 250 | Sub_sector | Transport | Busses | Transport (busses) | Energetic | transport_busses_final_demand_ammonia | Ammonia | EU | Energy demand | 0 | FEC
SI | TYNDP2026 | NT | 2050 | TWh | 252 | Sub_sector | Transport | Trucks | Transport (trucks) | Energetic | transport_trucks_final_demand_electricity | Electricity | EU | Energy demand | 0.59707 | FEC
SI | TYNDP2026 | NT | 2050 | TWh | 253 | Sub_sector | Transport | Trucks | Transport (trucks) | Energetic | transport_trucks_final_demand_hydrogen | Hydrogen | EU | Energy demand | 0.93829 | FEC
SI | TYNDP2026 | NT | 2050 | TWh | 254 | Sub_sector | Transport | Trucks | Transport (trucks) | Energetic | transport_trucks_final_demand_methane | Methane | EU | Energy demand | 0.39713 | FEC
SI | TYNDP2026 | NT | 2050 | TWh | 255 | Sub_sector | Transport | Trucks | Transport (trucks) | Energetic | transport_trucks_final_demand_heat | Heat | EU | Energy demand | 0 | FEC
SI | TYNDP2026 | NT | 2050 | TWh | 256 | Sub_sector | Transport | Trucks | Transport (trucks) | Energetic | transport_trucks_final_demand_biomass | Biomass | EU | Energy demand | 0 | FEC
SI | TYNDP2026 | NT | 2050 | TWh | 257 | Sub_sector | Transport | Trucks | Transport (trucks) | Energetic | transport_trucks_final_demand_coal | Solids | EU | Energy demand | 0 | FEC
SI | TYNDP2026 | NT | 2050 | TWh | 258 | Sub_sector | Transport | Trucks | Transport (trucks) | Energetic | transport_trucks_final_demand_oil | Liquids | EU | Energy demand | 0.61225 | FEC
SI | TYNDP2026 | NT | 2050 | TWh | 259 | Sub_sector | Transport | Trucks | Transport (trucks) | Energetic | transport_trucks_final_demand_other | Others | EU | Energy demand | 0 | FEC
SI | TYNDP2026 | NT | 2050 | TWh | 260 | Sub_sector | Transport | Trucks | Transport (trucks) | Energetic | transport_trucks_final_demand_ammonia | Ammonia | EU | Energy demand | 0 | FEC
SI | TYNDP2026 | NT | 2050 | TWh | 262 | Sub_sector | Transport | Vans | Transport (vans) | Energetic | transport_vans_final_demand_electricity | Electricity | EU | Energy demand | 0.49342 | FEC
SI | TYNDP2026 | NT | 2050 | TWh | 263 | Sub_sector | Transport | Vans | Transport (vans) | Energetic | transport_vans_final_demand_hydrogen | Hydrogen | EU | Energy demand | 0.26905 | FEC
SI | TYNDP2026 | NT | 2050 | TWh | 264 | Sub_sector | Transport | Vans | Transport (vans) | Energetic | transport_vans_final_demand_methane | Methane | EU | Energy demand | 0.02376 | FEC
SI | TYNDP2026 | NT | 2050 | TWh | 265 | Sub_sector | Transport | Vans | Transport (vans) | Energetic | transport_vans_final_demand_heat | Heat | EU | Energy demand | 0 | FEC
SI | TYNDP2026 | NT | 2050 | TWh | 266 | Sub_sector | Transport | Vans | Transport (vans) | Energetic | transport_vans_final_demand_biomass | Biomass | EU | Energy demand | 0 | FEC
SI | TYNDP2026 | NT | 2050 | TWh | 267 | Sub_sector | Transport | Vans | Transport (vans) | Energetic | transport_vans_final_demand_coal | Solids | EU | Energy demand | 0 | FEC
SI | TYNDP2026 | NT | 2050 | TWh | 268 | Sub_sector | Transport | Vans | Transport (vans) | Energetic | transport_vans_final_demand_oil | Liquids | EU | Energy demand | 0.22764 | FEC
SI | TYNDP2026 | NT | 2050 | TWh | 269 | Sub_sector | Transport | Vans | Transport (vans) | Energetic | transport_vans_final_demand_other | Others | EU | Energy demand | 0 | FEC
SI | TYNDP2026 | NT | 2050 | TWh | 270 | Sub_sector | Transport | Vans | Transport (vans) | Energetic | transport_vans_final_demand_ammonia | Ammonia | EU | Energy demand | 0 | FEC
SI | TYNDP2026 | NT | 2050 | TWh | 272 | Sub_sector | Transport | Freight trains | Transport (trains) | Energetic | transport_trains_final_demand_electricity | Electricity | EU | Energy demand | 0.41197 | FEC
SI | TYNDP2026 | NT | 2050 | TWh | 273 | Sub_sector | Transport | Freight trains | Transport (trains) | Energetic | transport_trains_final_demand_hydrogen | Hydrogen | EU | Energy demand | 0.10214 | FEC
SI | TYNDP2026 | NT | 2050 | TWh | 274 | Sub_sector | Transport | Freight trains | Transport (trains) | Energetic | transport_trains_final_demand_methane | Methane | EU | Energy demand | 0 | FEC
SI | TYNDP2026 | NT | 2050 | TWh | 275 | Sub_sector | Transport | Freight trains | Transport (trains) | Energetic | transport_trains_final_demand_heat | Heat | EU | Energy demand | 0 | FEC
SI | TYNDP2026 | NT | 2050 | TWh | 276 | Sub_sector | Transport | Freight trains | Transport (trains) | Energetic | transport_trains_final_demand_biomass | Biomass | EU | Energy demand | 0 | FEC
SI | TYNDP2026 | NT | 2050 | TWh | 277 | Sub_sector | Transport | Freight trains | Transport (trains) | Energetic | transport_trains_final_demand_coal | Solids | EU | Energy demand | 0 | FEC
SI | TYNDP2026 | NT | 2050 | TWh | 278 | Sub_sector | Transport | Freight trains | Transport (trains) | Energetic | transport_trains_final_demand_oil | Liquids | EU | Energy demand | 0 | FEC
SI | TYNDP2026 | NT | 2050 | TWh | 279 | Sub_sector | Transport | Freight trains | Transport (trains) | Energetic | transport_trains_final_demand_other | Others | EU | Energy demand | 0 | FEC
SI | TYNDP2026 | NT | 2050 | TWh | 280 | Sub_sector | Transport | Freight trains | Transport (trains) | Energetic | transport_trains_final_demand_ammonia | Ammonia | EU | Energy demand | 0 | FEC
SI | TYNDP2026 | NT | 2050 | TWh | 282 | Sub_sector | Transport | Ships | Transport (ships) | Energetic | transport_ships_final_demand_electricity | Electricity | EU | Energy demand | 0 | FEC
SI | TYNDP2026 | NT | 2050 | TWh | 283 | Sub_sector | Transport | Ships | Transport (ships) | Energetic | transport_ships_final_demand_hydrogen | Hydrogen | EU | Energy demand | 3.89e-06 | FEC
SI | TYNDP2026 | NT | 2050 | TWh | 284 | Sub_sector | Transport | Ships | Transport (ships) | Energetic | transport_ships_final_demand_methane | Methane | EU | Energy demand | 1.9e-06 | FEC
SI | TYNDP2026 | NT | 2050 | TWh | 285 | Sub_sector | Transport | Ships | Transport (ships) | Energetic | transport_ships_final_demand_heat | Heat | EU | Energy demand | 0 | FEC
SI | TYNDP2026 | NT | 2050 | TWh | 286 | Sub_sector | Transport | Ships | Transport (ships) | Energetic | transport_ships_final_demand_biomass | Biomass | EU | Energy demand | 0 | FEC
SI | TYNDP2026 | NT | 2050 | TWh | 287 | Sub_sector | Transport | Ships | Transport (ships) | Energetic | transport_ships_final_demand_coal | Solids | EU | Energy demand | 0 | FEC
SI | TYNDP2026 | NT | 2050 | TWh | 288 | Sub_sector | Transport | Ships | Transport (ships) | Energetic | transport_ships_final_demand_oil | Liquids | EU | Energy demand | 8.55e-06 | FEC
SI | TYNDP2026 | NT | 2050 | TWh | 289 | Sub_sector | Transport | Ships | Transport (ships) | Energetic | transport_ships_final_demand_other | Others | EU | Energy demand | 0 | FEC
SI | TYNDP2026 | NT | 2050 | TWh | 290 | Sub_sector | Transport | Ships | Transport (ships) | Energetic | transport_ships_final_demand_ammonia | Ammonia | EU | Energy demand | 0 | FEC
SI | TYNDP2026 | NT | 2050 | TWh | 292 | Sub_sector | Transport | Planes | Transport (planes) | Energetic | transport_planes_final_demand_electricity | Electricity | EU | Energy demand | 0.00096517 | FEC
SI | TYNDP2026 | NT | 2050 | TWh | 293 | Sub_sector | Transport | Planes | Transport (planes) | Energetic | transport_planes_final_demand_hydrogen | Hydrogen | EU | Energy demand | 0.0010781 | FEC
SI | TYNDP2026 | NT | 2050 | TWh | 294 | Sub_sector | Transport | Planes | Transport (planes) | Energetic | transport_planes_final_demand_methane | Methane | EU | Energy demand | 0 | FEC
SI | TYNDP2026 | NT | 2050 | TWh | 295 | Sub_sector | Transport | Planes | Transport (planes) | Energetic | transport_planes_final_demand_heat | Heat | EU | Energy demand | 0 | FEC
SI | TYNDP2026 | NT | 2050 | TWh | 296 | Sub_sector | Transport | Planes | Transport (planes) | Energetic | transport_planes_final_demand_biomass | Biomass | EU | Energy demand | 0 | FEC
SI | TYNDP2026 | NT | 2050 | TWh | 297 | Sub_sector | Transport | Planes | Transport (planes) | Energetic | transport_planes_final_demand_coal | Solids | EU | Energy demand | 0 | FEC
SI | TYNDP2026 | NT | 2050 | TWh | 298 | Sub_sector | Transport | Planes | Transport (planes) | Energetic | transport_planes_final_demand_oil | Liquids | EU | Energy demand | 0.0016796 | FEC
SI | TYNDP2026 | NT | 2050 | TWh | 299 | Sub_sector | Transport | Planes | Transport (planes) | Energetic | transport_planes_final_demand_other | Others | EU | Energy demand | 0 | FEC
SI | TYNDP2026 | NT | 2050 | TWh | 300 | Sub_sector | Transport | Planes | Transport (planes) | Energetic | transport_planes_final_demand_ammonia | Ammonia | EU | Energy demand | 0 | FEC
SI | TYNDP2026 | NT | 2050 | TWh | 302 | Sub_sector | Transport | Others | Transport (others) | Energetic | transport_other_final_demand_electricity | Electricity | EU | Energy demand | 0.010793 | FEC
SI | TYNDP2026 | NT | 2050 | TWh | 303 | Sub_sector | Transport | Others | Transport (others) | Energetic | transport_other_final_demand_hydrogen | Hydrogen | EU | Energy demand | 0 | FEC
SI | TYNDP2026 | NT | 2050 | TWh | 304 | Sub_sector | Transport | Others | Transport (others) | Energetic | transport_other_final_demand_methane | Methane | EU | Energy demand | 0 | FEC
SI | TYNDP2026 | NT | 2050 | TWh | 305 | Sub_sector | Transport | Others | Transport (others) | Energetic | transport_other_final_demand_heat | Heat | EU | Energy demand | 0 | FEC
SI | TYNDP2026 | NT | 2050 | TWh | 306 | Sub_sector | Transport | Others | Transport (others) | Energetic | transport_other_final_demand_biomass | Biomass | EU | Energy demand | 0 | FEC
SI | TYNDP2026 | NT | 2050 | TWh | 307 | Sub_sector | Transport | Others | Transport (others) | Energetic | transport_other_final_demand_coal | Solids | EU | Energy demand | 0 | FEC
SI | TYNDP2026 | NT | 2050 | TWh | 308 | Sub_sector | Transport | Others | Transport (others) | Energetic | transport_other_final_demand_oil | Liquids | EU | Energy demand | 0.065564 | FEC
SI | TYNDP2026 | NT | 2050 | TWh | 309 | Sub_sector | Transport | Others | Transport (others) | Energetic | transport_other_final_demand_other | Others | EU | Energy demand | 0 | FEC
SI | TYNDP2026 | NT | 2050 | TWh | 310 | Sub_sector | Transport | Others | Transport (others) | Energetic | transport_other_final_demand_ammonia | Ammonia | EU | Energy demand | 0 | FEC
SI | TYNDP2026 | NT | 2050 | TWh | 312 | Sub_sector | International transport | International aviation | Transport (int. aviation) | Energetic | transport_int_aviation_final_demand_electricity | Electricity | EU | Energy demand | 0 | FEC
SI | TYNDP2026 | NT | 2050 | TWh | 313 | Sub_sector | International transport | International aviation | Transport (int. aviation) | Energetic | transport_int_aviation_final_demand_hydrogen | Hydrogen | EU | Energy demand | 0 | FEC
SI | TYNDP2026 | NT | 2050 | TWh | 314 | Sub_sector | International transport | International aviation | Transport (int. aviation) | Energetic | transport_int_aviation_final_demand_methane | Methane | EU | Energy demand | 0 | FEC
SI | TYNDP2026 | NT | 2050 | TWh | 315 | Sub_sector | International transport | International aviation | Transport (int. aviation) | Energetic | transport_int_aviation_final_demand_heat | Heat | EU | Energy demand | 0 | FEC
SI | TYNDP2026 | NT | 2050 | TWh | 316 | Sub_sector | International transport | International aviation | Transport (int. aviation) | Energetic | transport_int_aviation_final_demand_biofuels | Biomass | EU | Energy demand | 0 | FEC
SI | TYNDP2026 | NT | 2050 | TWh | 317 | Sub_sector | International transport | International aviation | Transport (int. aviation) | Energetic | transport_int_aviation_final_demand_coal | Solids | EU | Energy demand | 0 | FEC
SI | TYNDP2026 | NT | 2050 | TWh | 318 | Sub_sector | International transport | International aviation | Transport (int. aviation) | Energetic | transport_int_aviation_final_demand_oil | Liquids | EU | Energy demand | 0.26406 | FEC
SI | TYNDP2026 | NT | 2050 | TWh | 319 | Sub_sector | International transport | International aviation | Transport (int. aviation) | Energetic | transport_int_aviation_final_demand_other | Others | EU | Energy demand | 0 | FEC
SI | TYNDP2026 | NT | 2050 | TWh | 320 | Sub_sector | International transport | International aviation | Transport (int. aviation) | Energetic | transport_int_aviation_final_demand_ammonia | Ammonia | EU | Energy demand | 0 | FEC
SI | TYNDP2026 | NT | 2050 | TWh | 322 | Sub_sector | International transport | International shipping | Transport (int. shipping) | Energetic | transport_int_shipping_final_demand_electricity | Electricity | EU | Energy demand | 0 | not_included_in_FEC
SI | TYNDP2026 | NT | 2050 | TWh | 323 | Sub_sector | International transport | International shipping | Transport (int. shipping) | Energetic | transport_int_shipping_final_demand_hydrogen | Hydrogen | EU | Energy demand | 0.55366 | not_included_in_FEC
SI | TYNDP2026 | NT | 2050 | TWh | 324 | Sub_sector | International transport | International shipping | Transport (int. shipping) | Energetic | transport_int_shipping_final_demand_methane | Methane | EU | Energy demand | 0.57044 | not_included_in_FEC
SI | TYNDP2026 | NT | 2050 | TWh | 325 | Sub_sector | International transport | International shipping | Transport (int. shipping) | Energetic | transport_int_shipping_final_demand_heat | Heat | EU | Energy demand | 0 | not_included_in_FEC
SI | TYNDP2026 | NT | 2050 | TWh | 326 | Sub_sector | International transport | International shipping | Transport (int. shipping) | Energetic | transport_int_shipping_final_demand_biofuels | Biomass | EU | Energy demand | 0 | not_included_in_FEC
SI | TYNDP2026 | NT | 2050 | TWh | 327 | Sub_sector | International transport | International shipping | Transport (int. shipping) | Energetic | transport_int_shipping_final_demand_coal | Solids | EU | Energy demand | 0 | not_included_in_FEC
SI | TYNDP2026 | NT | 2050 | TWh | 328 | Sub_sector | International transport | International shipping | Transport (int. shipping) | Energetic | transport_int_shipping_final_demand_oil | Liquids | EU | Energy demand | 0.55366 | not_included_in_FEC
SI | TYNDP2026 | NT | 2050 | TWh | 329 | Sub_sector | International transport | International shipping | Transport (int. shipping) | Energetic | transport_int_shipping_final_demand_other | Others | EU | Energy demand | 0 | not_included_in_FEC
SI | TYNDP2026 | NT | 2050 | TWh | 330 | Sub_sector | International transport | International shipping | Transport (int. shipping) | Energetic | transport_int_shipping_final_demand_ammonia | Ammonia | EU | Energy demand | 0 | not_included_in_FEC
SI | TYNDP2026 | NT | 2050 | TWh | 332 | Sub_sector | Households | Space heating | Households (heating) | Energetic | households_heating_final_demand_electricity | Electricity | EU | Energy demand | 0.72403 | FEC
SI | TYNDP2026 | NT | 2050 | TWh | 333 | Sub_sector | Households | Space heating | Households (heating) | Energetic | households_heating_final_demand_hydrogen | Hydrogen | EU | Energy demand | 0.21482 | FEC
SI | TYNDP2026 | NT | 2050 | TWh | 334 | Sub_sector | Households | Space heating | Households (heating) | Energetic | households_heating_final_demand_methane | Methane | EU | Energy demand | 0.66853 | FEC
SI | TYNDP2026 | NT | 2050 | TWh | 335 | Sub_sector | Households | Space heating | Households (heating) | Energetic | households_heating_final_demand_heat | Heat | EU | Energy demand | 0.84996 | FEC
SI | TYNDP2026 | NT | 2050 | TWh | 336 | Sub_sector | Households | Space heating | Households (heating) | Energetic | households_heating_final_demand_biomass | Biomass | EU | Energy demand | 2.0127 | FEC
SI | TYNDP2026 | NT | 2050 | TWh | 337 | Sub_sector | Households | Space heating | Households (heating) | Energetic | households_heating_final_demand_coal | Solids | EU | Energy demand | 0 | FEC
SI | TYNDP2026 | NT | 2050 | TWh | 338 | Sub_sector | Households | Space heating | Households (heating) | Energetic | households_heating_final_demand_oil | Liquids | EU | Energy demand | 0 | FEC
SI | TYNDP2026 | NT | 2050 | TWh | 339 | Sub_sector | Households | Space heating | Households (heating) | Energetic | households_heating_final_demand_other | Others | EU | Energy demand | 0.2343 | FEC
SI | TYNDP2026 | NT | 2050 | TWh | 340 | Sub_sector | Households | Space heating | Households (heating) | Energetic | households_heating_final_demand_ammonia | Ammonia | EU | Energy demand | 0 | FEC
SI | TYNDP2026 | NT | 2050 | TWh | 343 | Sub_sector | Households | Cooling | Households (cooling) | Energetic | households_cooling_final_demand_electricity | Electricity | EU | Energy demand | 0.09836 | FEC
SI | TYNDP2026 | NT | 2050 | TWh | 344 | Sub_sector | Households | Cooling | Households (cooling) | Energetic | households_cooling_final_demand_hydrogen | Hydrogen | EU | Energy demand | 0 | FEC
SI | TYNDP2026 | NT | 2050 | TWh | 345 | Sub_sector | Households | Cooling | Households (cooling) | Energetic | households_cooling_final_demand_methane | Methane | EU | Energy demand | 0 | FEC
SI | TYNDP2026 | NT | 2050 | TWh | 346 | Sub_sector | Households | Cooling | Households (cooling) | Energetic | households_cooling_final_demand_heat | Heat | EU | Energy demand | 0 | FEC
SI | TYNDP2026 | NT | 2050 | TWh | 347 | Sub_sector | Households | Cooling | Households (cooling) | Energetic | households_cooling_final_demand_biomass | Biomass | EU | Energy demand | 0 | FEC
SI | TYNDP2026 | NT | 2050 | TWh | 348 | Sub_sector | Households | Cooling | Households (cooling) | Energetic | households_cooling_final_demand_coal | Solids | EU | Energy demand | 0 | FEC
SI | TYNDP2026 | NT | 2050 | TWh | 349 | Sub_sector | Households | Cooling | Households (cooling) | Energetic | households_cooling_final_demand_oil | Liquids | EU | Energy demand | 0 | FEC
SI | TYNDP2026 | NT | 2050 | TWh | 350 | Sub_sector | Households | Cooling | Households (cooling) | Energetic | households_cooling_final_demand_other | Others | EU | Energy demand | 0 | FEC
SI | TYNDP2026 | NT | 2050 | TWh | 351 | Sub_sector | Households | Cooling | Households (cooling) | Energetic | households_cooling_final_demand_ammonia | Ammonia | EU | Energy demand | 0 | FEC
SI | TYNDP2026 | NT | 2050 | TWh | 354 | Sub_sector | Households | Hot water | Households (hot water) | Energetic | households_hot_water_final_demand_electricity | Electricity | EU | Energy demand | 0.2995 | FEC
SI | TYNDP2026 | NT | 2050 | TWh | 355 | Sub_sector | Households | Hot water | Households (hot water) | Energetic | households_hot_water_final_demand_hydrogen | Hydrogen | EU | Energy demand | 0.10511 | FEC
SI | TYNDP2026 | NT | 2050 | TWh | 356 | Sub_sector | Households | Hot water | Households (hot water) | Energetic | households_hot_water_final_demand_methane | Methane | EU | Energy demand | 0.30898 | FEC
SI | TYNDP2026 | NT | 2050 | TWh | 357 | Sub_sector | Households | Hot water | Households (hot water) | Energetic | households_hot_water_final_demand_heat | Heat | EU | Energy demand | 0.26865 | FEC
SI | TYNDP2026 | NT | 2050 | TWh | 358 | Sub_sector | Households | Hot water | Households (hot water) | Energetic | households_hot_water_final_demand_biomass | Biomass | EU | Energy demand | 0.51414 | FEC
SI | TYNDP2026 | NT | 2050 | TWh | 359 | Sub_sector | Households | Hot water | Households (hot water) | Energetic | households_hot_water_final_demand_coal | Solids | EU | Energy demand | 0 | FEC
SI | TYNDP2026 | NT | 2050 | TWh | 360 | Sub_sector | Households | Hot water | Households (hot water) | Energetic | households_hot_water_final_demand_oil | Liquids | EU | Energy demand | 0 | FEC
SI | TYNDP2026 | NT | 2050 | TWh | 361 | Sub_sector | Households | Hot water | Households (hot water) | Energetic | households_hot_water_final_demand_other | Others | EU | Energy demand | 0.23498 | FEC
SI | TYNDP2026 | NT | 2050 | TWh | 362 | Sub_sector | Households | Hot water | Households (hot water) | Energetic | households_hot_water_final_demand_ammonia | Ammonia | EU | Energy demand | 0 | FEC
SI | TYNDP2026 | NT | 2050 | TWh | 365 | Sub_sector | Households | Appliances | Households (appliances) | Energetic | households_appliances_final_demand_electricity | Electricity | EU | Energy demand | 0.9694 | FEC
SI | TYNDP2026 | NT | 2050 | TWh | 366 | Sub_sector | Households | Appliances | Households (appliances) | Energetic | households_appliances_final_demand_hydrogen | Hydrogen | EU | Energy demand | 0 | FEC
SI | TYNDP2026 | NT | 2050 | TWh | 367 | Sub_sector | Households | Appliances | Households (appliances) | Energetic | households_appliances_final_demand_methane | Methane | EU | Energy demand | 0.11505 | FEC
SI | TYNDP2026 | NT | 2050 | TWh | 368 | Sub_sector | Households | Appliances | Households (appliances) | Energetic | households_appliances_final_demand_heat | Heat | EU | Energy demand | 0 | FEC
SI | TYNDP2026 | NT | 2050 | TWh | 369 | Sub_sector | Households | Appliances | Households (appliances) | Energetic | households_appliances_final_demand_biomass | Biomass | EU | Energy demand | 0.010802 | FEC
SI | TYNDP2026 | NT | 2050 | TWh | 370 | Sub_sector | Households | Appliances | Households (appliances) | Energetic | households_appliances_final_demand_coal | Solids | EU | Energy demand | 0 | FEC
SI | TYNDP2026 | NT | 2050 | TWh | 371 | Sub_sector | Households | Appliances | Households (appliances) | Energetic | households_appliances_final_demand_oil | Liquids | EU | Energy demand | 0 | FEC
SI | TYNDP2026 | NT | 2050 | TWh | 372 | Sub_sector | Households | Appliances | Households (appliances) | Energetic | households_appliances_final_demand_other | Others | EU | Energy demand | 0 | FEC
SI | TYNDP2026 | NT | 2050 | TWh | 373 | Sub_sector | Households | Appliances | Households (appliances) | Energetic | households_appliances_final_demand_ammonia | Ammonia | EU | Energy demand | 0 | FEC
SI | TYNDP2026 | NT | 2050 | TWh | 375 | Sub_sector | Buildings | Space heating | Buildings (heat) | Energetic | buildings_heat_final_demand_electricity | Electricity | EU | Energy demand | 0.50127 | FEC
SI | TYNDP2026 | NT | 2050 | TWh | 376 | Sub_sector | Buildings | Space heating | Buildings (heat) | Energetic | buildings_heat_final_demand_hydrogen | Hydrogen | EU | Energy demand | 0.081973 | FEC
SI | TYNDP2026 | NT | 2050 | TWh | 377 | Sub_sector | Buildings | Space heating | Buildings (heat) | Energetic | buildings_heat_final_demand_methane | Methane | EU | Energy demand | 0.39927 | FEC
SI | TYNDP2026 | NT | 2050 | TWh | 378 | Sub_sector | Buildings | Space heating | Buildings (heat) | Energetic | buildings_heat_final_demand_heat | Heat | EU | Energy demand | 0.59675 | FEC
SI | TYNDP2026 | NT | 2050 | TWh | 379 | Sub_sector | Buildings | Space heating | Buildings (heat) | Energetic | buildings_heat_final_demand_biomass | Biomass | EU | Energy demand | 0 | FEC
SI | TYNDP2026 | NT | 2050 | TWh | 380 | Sub_sector | Buildings | Space heating | Buildings (heat) | Energetic | buildings_heat_final_demand_coal | Solids | EU | Energy demand | 0 | FEC
SI | TYNDP2026 | NT | 2050 | TWh | 381 | Sub_sector | Buildings | Space heating | Buildings (heat) | Energetic | buildings_heat_final_demand_oil | Liquids | EU | Energy demand | 0 | FEC
SI | TYNDP2026 | NT | 2050 | TWh | 382 | Sub_sector | Buildings | Space heating | Buildings (heat) | Energetic | buildings_heat_final_demand_other | Others | EU | Energy demand | 0.0038748 | FEC
SI | TYNDP2026 | NT | 2050 | TWh | 383 | Sub_sector | Buildings | Space heating | Buildings (heat) | Energetic | buildings_heat_final_demand_ammonia | Ammonia | EU | Energy demand | 0 | FEC
SI | TYNDP2026 | NT | 2050 | TWh | 386 | Sub_sector | Buildings | Cooling | Buildings (cooling) | Energetic | buildings_cooling_final_demand_electricity | Electricity | EU | Energy demand | 0.20578 | FEC
SI | TYNDP2026 | NT | 2050 | TWh | 387 | Sub_sector | Buildings | Cooling | Buildings (cooling) | Energetic | buildings_cooling_final_demand_hydrogen | Hydrogen | EU | Energy demand | 0 | FEC
SI | TYNDP2026 | NT | 2050 | TWh | 388 | Sub_sector | Buildings | Cooling | Buildings (cooling) | Energetic | buildings_cooling_final_demand_methane | Methane | EU | Energy demand | 0 | FEC
SI | TYNDP2026 | NT | 2050 | TWh | 389 | Sub_sector | Buildings | Cooling | Buildings (cooling) | Energetic | buildings_cooling_final_demand_heat | Heat | EU | Energy demand | 0 | FEC
SI | TYNDP2026 | NT | 2050 | TWh | 390 | Sub_sector | Buildings | Cooling | Buildings (cooling) | Energetic | buildings_cooling_final_demand_biomass | Biomass | EU | Energy demand | 0 | FEC
SI | TYNDP2026 | NT | 2050 | TWh | 391 | Sub_sector | Buildings | Cooling | Buildings (cooling) | Energetic | buildings_cooling_final_demand_coal | Solids | EU | Energy demand | 0 | FEC
SI | TYNDP2026 | NT | 2050 | TWh | 392 | Sub_sector | Buildings | Cooling | Buildings (cooling) | Energetic | buildings_cooling_final_demand_oil | Liquids | EU | Energy demand | 0 | FEC
SI | TYNDP2026 | NT | 2050 | TWh | 393 | Sub_sector | Buildings | Cooling | Buildings (cooling) | Energetic | buildings_cooling_final_demand_other | Others | EU | Energy demand | 0 | FEC
SI | TYNDP2026 | NT | 2050 | TWh | 394 | Sub_sector | Buildings | Cooling | Buildings (cooling) | Energetic | buildings_cooling_final_demand_ammonia | Ammonia | EU | Energy demand | 0 | FEC
SI | TYNDP2026 | NT | 2050 | TWh | 397 | Sub_sector | Buildings | Appliances | Buildings (appliances) | Energetic | buildings_appliances_final_demand_electricity | Electricity | EU | Energy demand | 1.9187 | FEC
SI | TYNDP2026 | NT | 2050 | TWh | 398 | Sub_sector | Buildings | Appliances | Buildings (appliances) | Energetic | buildings_appliances_final_demand_hydrogen | Hydrogen | EU | Energy demand | 0 | FEC
SI | TYNDP2026 | NT | 2050 | TWh | 399 | Sub_sector | Buildings | Appliances | Buildings (appliances) | Energetic | buildings_appliances_final_demand_methane | Methane | EU | Energy demand | 0.11242 | FEC
SI | TYNDP2026 | NT | 2050 | TWh | 400 | Sub_sector | Buildings | Appliances | Buildings (appliances) | Energetic | buildings_appliances_final_demand_heat | Heat | EU | Energy demand | 0 | FEC
SI | TYNDP2026 | NT | 2050 | TWh | 401 | Sub_sector | Buildings | Appliances | Buildings (appliances) | Energetic | buildings_appliances_final_demand_biomass | Biomass | EU | Energy demand | 0 | FEC
SI | TYNDP2026 | NT | 2050 | TWh | 402 | Sub_sector | Buildings | Appliances | Buildings (appliances) | Energetic | buildings_appliances_final_demand_coal | Solids | EU | Energy demand | 0 | FEC
SI | TYNDP2026 | NT | 2050 | TWh | 403 | Sub_sector | Buildings | Appliances | Buildings (appliances) | Energetic | buildings_appliances_final_demand_oil | Liquids | EU | Energy demand | 0 | FEC
SI | TYNDP2026 | NT | 2050 | TWh | 404 | Sub_sector | Buildings | Appliances | Buildings (appliances) | Energetic | buildings_appliances_final_demand_other | Others | EU | Energy demand | 0 | FEC
SI | TYNDP2026 | NT | 2050 | TWh | 405 | Sub_sector | Buildings | Appliances | Buildings (appliances) | Energetic | buildings_appliances_final_demand_ammonia | Ammonia | EU | Energy demand | 0 | FEC
SI | TYNDP2026 | NT | 2050 | TWh | 407 | Sub_sector | Buildings | Datacenters | Datacenters & ICT | Energetic | datacentres_final_demand_electricity_energetic | Electricity | EU | Energy demand | 0.80745 | FEC
SI | TYNDP2026 | NT | 2050 | TWh | 408 | Sub_sector | Buildings | Datacenters | Datacenters & ICT | Energetic | datacentres_final_demand_hydrogen_energetic | Hydrogen | EU | Energy demand | 0 | FEC
SI | TYNDP2026 | NT | 2050 | TWh | 409 | Sub_sector | Buildings | Datacenters | Datacenters & ICT | Energetic | datacentres_final_demand_methane_energetic | Methane | EU | Energy demand | 0 | FEC
SI | TYNDP2026 | NT | 2050 | TWh | 410 | Sub_sector | Buildings | Datacenters | Datacenters & ICT | Energetic | datacentres_final_demand_heat_energetic | Heat | EU | Energy demand | 0 | FEC
SI | TYNDP2026 | NT | 2050 | TWh | 411 | Sub_sector | Buildings | Datacenters | Datacenters & ICT | Energetic | datacentres_final_demand_biomass_energetic | Biomass | EU | Energy demand | 0 | FEC
SI | TYNDP2026 | NT | 2050 | TWh | 412 | Sub_sector | Buildings | Datacenters | Datacenters & ICT | Energetic | datacentres_final_demand_coal_energetic | Solids | EU | Energy demand | 0 | FEC
SI | TYNDP2026 | NT | 2050 | TWh | 413 | Sub_sector | Buildings | Datacenters | Datacenters & ICT | Energetic | datacentres_final_demand_oil_energetic | Liquids | EU | Energy demand | 0 | FEC
SI | TYNDP2026 | NT | 2050 | TWh | 414 | Sub_sector | Buildings | Datacenters | Datacenters & ICT | Energetic | datacentres_final_demand_other_energetic | Others | EU | Energy demand | 0 | FEC
SI | TYNDP2026 | NT | 2050 | TWh | 415 | Sub_sector | Buildings | Datacenters | Datacenters & ICT | Energetic | datacentres_final_demand_ammonia_energetic | Ammonia | EU | Energy demand | 0 | FEC
SI | TYNDP2026 | NT | 2050 | TWh | 417 | Sub_sector | Transport | Others_Sector | Others_Sector | Energetic | other_final_demand_electricity_energetic | Electricity | EU | Energy demand | 0 | FEC
SI | TYNDP2026 | NT | 2050 | TWh | 418 | Sub_sector | Transport | Others_Sector | Others_Sector | Energetic | other_final_demand_hydrogen_energetic | Hydrogen | EU | Energy demand | 0 | FEC
SI | TYNDP2026 | NT | 2050 | TWh | 419 | Sub_sector | Transport | Pipeline Transport | Others_Sector | Energetic | other_final_demand_methane_energetic | Methane | EU | Energy demand | 0 | FEC
SI | TYNDP2026 | NT | 2050 | TWh | 420 | Sub_sector | Transport | Others_Sector | Others_Sector | Energetic | other_final_demand_heat_energetic | Heat | EU | Energy demand | 0 | FEC
SI | TYNDP2026 | NT | 2050 | TWh | 421 | Sub_sector | Transport | Others_Sector | Others_Sector | Energetic | other_final_demand_biomass_energetic | Biomass | EU | Energy demand | 0 | FEC
SI | TYNDP2026 | NT | 2050 | TWh | 422 | Sub_sector | Transport | Others_Sector | Others_Sector | Energetic | other_final_demand_coal_energetic | Solids | EU | Energy demand | 0 | FEC
SI | TYNDP2026 | NT | 2050 | TWh | 423 | Sub_sector | Transport | Others_Sector | Others_Sector | Energetic | other_final_demand_oil_energetic | Liquids | EU | Energy demand | 0.37114 | FEC
SI | TYNDP2026 | NT | 2050 | TWh | 424 | Sub_sector | Others_Sector | Others_Sector | Others_Sector | Non-energetic | other_final_demand_oil_non_energetic | Liquids | EU | Energy demand | 0 | not_included_in_FEC
SI | TYNDP2026 | NT | 2050 | TWh | 425 | Sub_sector | Transport | Others_Sector | Others_Sector | Energetic | other_final_demand_other_energetic | Others | EU | Energy demand | 0 | FEC
SI | TYNDP2026 | NT | 2050 | TWh | 426 | Sub_sector | Transport | Others_Sector | Others_Sector | Energetic | other_final_demand_ammonia_energetic | Ammonia | EU | Energy demand | 0 | FEC
SI | TYNDP2026 | NT | 2050 | TWh | 427 | Sub_sector | Industry | Surplus_Heat_in_Industry | Surplus_Heat_in_Industry | Energetic | final_demand_of_industry_unused_local_production_steam_hot_water | Heat | EU | Energy demand | 0 | FEC
SI | TYNDP2026 | NT | 2050 | TWh | 429 | Sub_sector | Agriculture | Total | Agriculture | Energetic | agriculture_final_demand_electricity_energetic | Electricity | EU | Energy demand | 0.034103 | FEC
SI | TYNDP2026 | NT | 2050 | TWh | 430 | Sub_sector | Agriculture | Total | Agriculture | Energetic | agriculture_final_demand_hydrogen_energetic | Hydrogen | EU | Energy demand | 0 | FEC
SI | TYNDP2026 | NT | 2050 | TWh | 431 | Sub_sector | Agriculture | Total | Agriculture | Energetic | agriculture_final_demand_methane_energetic | Methane | EU | Energy demand | 0.042999 | FEC
SI | TYNDP2026 | NT | 2050 | TWh | 432 | Sub_sector | Agriculture | Total | Agriculture | Energetic | agriculture_final_demand_heat_energetic | Heat | EU | Energy demand | 0 | FEC
SI | TYNDP2026 | NT | 2050 | TWh | 433 | Sub_sector | Agriculture | Total | Agriculture | Energetic | agriculture_final_demand_biomass_energetic | Biomass | EU | Energy demand | 0.027479 | FEC
SI | TYNDP2026 | NT | 2050 | TWh | 434 | Sub_sector | Agriculture | Total | Agriculture | Energetic | agriculture_final_demand_coal_energetic | Solids | EU | Energy demand | 0 | FEC
SI | TYNDP2026 | NT | 2050 | TWh | 435 | Sub_sector | Agriculture | Total | Agriculture | Energetic | agriculture_final_demand_oil_energetic | Liquids | EU | Energy demand | 0.44957 | FEC
SI | TYNDP2026 | NT | 2050 | TWh | 436 | Sub_sector | Agriculture | Total | Agriculture | Energetic | agriculture_final_demand_other_energetic | Others | EU | Energy demand | 0 | FEC
SI | TYNDP2026 | NT | 2050 | TWh | 437 | Sub_sector | Agriculture | Total | Agriculture | Energetic | agriculture_final_demand_ammonia_energetic | Ammonia | EU | Energy demand | 0 | FEC
SI | TYNDP2026 | NT | 2050 | TWh | 447 | Sub_sector | Buildings | Surplus Energy | Buildings | Energetic | GAP | Electricity | EU | Energy demand | 0 | FEC
SI | TYNDP2026 | NT | 2050 | TWh | 448 | Sub_sector | Buildings | Surplus Energy | Buildings | Energetic | GAP | Hydrogen | EU | Energy demand | 0 | FEC
SI | TYNDP2026 | NT | 2050 | TWh | 449 | Sub_sector | Buildings | Surplus Energy | Buildings | Energetic | GAP | Methane | EU | Energy demand | 0.00025234 | FEC
SI | TYNDP2026 | NT | 2050 | TWh | 450 | Sub_sector | Buildings | Surplus Energy | Buildings | Energetic | GAP | Heat | EU | Energy demand | 0 | FEC
SI | TYNDP2026 | NT | 2050 | TWh | 451 | Sub_sector | Buildings | Surplus Energy | Buildings | Energetic | GAP | Biomass | EU | Energy demand | 0 | FEC
SI | TYNDP2026 | NT | 2050 | TWh | 452 | Sub_sector | Buildings | Surplus Energy | Buildings | Energetic | GAP | Solids | EU | Energy demand | 0 | FEC
SI | TYNDP2026 | NT | 2050 | TWh | 453 | Sub_sector | Buildings | Surplus Energy | Buildings | Energetic | GAP | Liquids | EU | Energy demand | 0.11365 | FEC
SI | TYNDP2026 | NT | 2050 | TWh | 454 | Sub_sector | Buildings | Surplus Energy | Buildings | Energetic | GAP | Others | EU | Energy demand | 0 | FEC
SI | TYNDP2026 | NT | 2050 | TWh | 455 | Sub_sector | Buildings | Surplus Energy | Buildings | Energetic | GAP | Ammonia | EU | Energy demand | 0 | FEC
SI | TYNDP2026 | NT | 2050 | TWh | 456 | Sub_sector | Households | Surplus Energy | Households | Energetic | GAP | Electricity | EU | Energy demand | 0 | FEC
SI | TYNDP2026 | NT | 2050 | TWh | 457 | Sub_sector | Households | Surplus Energy | Households | Energetic | GAP | Hydrogen | EU | Energy demand | 0 | FEC
SI | TYNDP2026 | NT | 2050 | TWh | 458 | Sub_sector | Households | Surplus Energy | Households | Energetic | GAP | Methane | EU | Energy demand | 0.0024523 | FEC
SI | TYNDP2026 | NT | 2050 | TWh | 459 | Sub_sector | Households | Surplus Energy | Households | Energetic | GAP | Heat | EU | Energy demand | 0 | FEC
SI | TYNDP2026 | NT | 2050 | TWh | 460 | Sub_sector | Households | Surplus Energy | Households | Energetic | GAP | Biomass | EU | Energy demand | 0 | FEC
SI | TYNDP2026 | NT | 2050 | TWh | 461 | Sub_sector | Households | Surplus Energy | Households | Energetic | GAP | Solids | EU | Energy demand | 0 | FEC
SI | TYNDP2026 | NT | 2050 | TWh | 462 | Sub_sector | Households | Surplus Energy | Households | Energetic | GAP | Liquids | EU | Energy demand | 0 | FEC
SI | TYNDP2026 | NT | 2050 | TWh | 463 | Sub_sector | Households | Surplus Energy | Households | Energetic | GAP | Others | EU | Energy demand | 0 | FEC
SI | TYNDP2026 | NT | 2050 | TWh | 464 | Sub_sector | Households | Surplus Energy | Households | Energetic | GAP | Ammonia | EU | Energy demand | 0 | FEC
SI | TYNDP2026 | HEV | 2035 | TWh | 102 | Sub_sector | Industry | Aluminium | Industry (aluminium) | Energetic | industry_aluminium_demand_electricity_energetic | Electricity | EU | Energy demand | 1.1716 | FEC
SI | TYNDP2026 | HEV | 2035 | TWh | 103 | Sub_sector | Industry | Aluminium | Industry (aluminium) | Energetic | industry_aluminium_demand_hydrogen_energetic | Hydrogen | EU | Energy demand | 0 | FEC
SI | TYNDP2026 | HEV | 2035 | TWh | 104 | Sub_sector | Industry | Aluminium | Industry (aluminium) | Energetic | industry_aluminium_demand_methane_energetic | Methane | EU | Energy demand | 0.082576 | FEC
SI | TYNDP2026 | HEV | 2035 | TWh | 105 | Sub_sector | Industry | Aluminium | Industry (aluminium) | Energetic | industry_aluminium_demand_heat_energetic | Heat | EU | Energy demand | 0 | FEC
SI | TYNDP2026 | HEV | 2035 | TWh | 106 | Sub_sector | Industry | Aluminium | Industry (aluminium) | Energetic | industry_aluminium_demand_biomass_energetic | Biomass | EU | Energy demand | 0 | FEC
SI | TYNDP2026 | HEV | 2035 | TWh | 107 | Sub_sector | Industry | Aluminium | Industry (aluminium) | Energetic | industry_aluminium_demand_coal_energetic | Solids | EU | Energy demand | 0 | FEC
SI | TYNDP2026 | HEV | 2035 | TWh | 108 | Sub_sector | Industry | Aluminium | Industry (aluminium) | Energetic | industry_aluminium_demand_oil_energetic | Liquids | EU | Energy demand | 0 | FEC
SI | TYNDP2026 | HEV | 2035 | TWh | 109 | Sub_sector | Industry | Aluminium | Industry (aluminium) | Energetic | industry_aluminium_demand_others_energetic | Others | EU | Energy demand | 0 | FEC
SI | TYNDP2026 | HEV | 2035 | TWh | 110 | Sub_sector | Industry | Aluminium | Industry (aluminium) | Energetic | industry_ammonia_demand_others_energetic | Ammonia | EU | Energy demand | 0 | FEC
SI | TYNDP2026 | HEV | 2035 | TWh | 112 | Sub_sector | Industry | Chemicals | Industry (chemicals, energetic) | Energetic | industry_chemical_demand_electricity_energetic | Electricity | EU | Energy demand | 0.68751 | FEC
SI | TYNDP2026 | HEV | 2035 | TWh | 113 | Sub_sector | Industry | Chemicals | Industry (chemicals, energetic) | Energetic | industry_chemical_demand_hydrogen_energetic | Hydrogen | EU | Energy demand | 0 | FEC
SI | TYNDP2026 | HEV | 2035 | TWh | 114 | Sub_sector | Industry | Chemicals | Industry (chemicals, energetic) | Energetic | industry_chemical_demand_methane_energetic | Methane | EU | Energy demand | 0.54157 | FEC
SI | TYNDP2026 | HEV | 2035 | TWh | 115 | Sub_sector | Industry | Chemicals | Industry (chemicals, energetic) | Energetic | industry_chemical_demand_heat_energetic | Heat | EU | Energy demand | 0.40872 | FEC
SI | TYNDP2026 | HEV | 2035 | TWh | 116 | Sub_sector | Industry | Chemicals | Industry (chemicals, energetic) | Energetic | industry_chemical_demand_biomass_energetic | Biomass | EU | Energy demand | 0.21403 | FEC
SI | TYNDP2026 | HEV | 2035 | TWh | 117 | Sub_sector | Industry | Chemicals | Industry (chemicals, energetic) | Energetic | industry_chemical_demand_coal_energetic | Solids | EU | Energy demand | 0.00011228 | FEC
SI | TYNDP2026 | HEV | 2035 | TWh | 118 | Sub_sector | Industry | Chemicals | Industry (chemicals, energetic) | Energetic | industry_chemical_demand_oil_energetic | Liquids | EU | Energy demand | 0.047088 | FEC
SI | TYNDP2026 | HEV | 2035 | TWh | 119 | Sub_sector | Industry | Chemicals | Industry (chemicals, energetic) | Energetic | industry_chemical_demand_others_energetic | Others | EU | Energy demand | 0 | FEC
SI | TYNDP2026 | HEV | 2035 | TWh | 120 | Sub_sector | Industry | Chemicals | Industry (chemicals, energetic) | Energetic | industry_chemical_demand_ammonia_energetic | Ammonia | EU | Energy demand | 0 | FEC
SI | TYNDP2026 | HEV | 2035 | TWh | 122 | Sub_sector | Industry | Chemicals | Industry (chemicals, non-energetic) | Non-energetic | industry_chemical_demand_electricity_non_energetic | Electricity | EU | Energy demand | 0 | not_included_in_FEC
SI | TYNDP2026 | HEV | 2035 | TWh | 123 | Sub_sector | Industry | Chemicals | Industry (chemicals, non-energetic) | Non-energetic | industry_chemical_demand_hydrogen_non_energetic | Hydrogen | EU | Energy demand | 0 | not_included_in_FEC
SI | TYNDP2026 | HEV | 2035 | TWh | 124 | Sub_sector | Industry | Chemicals | Industry (chemicals, non-energetic) | Non-energetic | industry_chemical_demand_methane_non_energetic | Methane | EU | Energy demand | 0.070635 | not_included_in_FEC
SI | TYNDP2026 | HEV | 2035 | TWh | 125 | Sub_sector | Industry | Chemicals | Industry (chemicals, non-energetic) | Non-energetic | industry_chemical_demand_heat_non_energetic | Heat | EU | Energy demand | 0 | not_included_in_FEC
SI | TYNDP2026 | HEV | 2035 | TWh | 126 | Sub_sector | Industry | Chemicals | Industry (chemicals, non-energetic) | Non-energetic | industry_chemical_demand_biomass_non_energetic | Biomass | EU | Energy demand | 0 | not_included_in_FEC
SI | TYNDP2026 | HEV | 2035 | TWh | 127 | Sub_sector | Industry | Chemicals | Industry (chemicals, non-energetic) | Non-energetic | industry_chemical_demand_coal_non_energetic | Solids | EU | Energy demand | 0 | not_included_in_FEC
SI | TYNDP2026 | HEV | 2035 | TWh | 128 | Sub_sector | Industry | Chemicals | Industry (chemicals, non-energetic) | Non-energetic | industry_chemical_demand_oil_non_energetic | Liquids | EU | Energy demand | 0.068796 | not_included_in_FEC
SI | TYNDP2026 | HEV | 2035 | TWh | 129 | Sub_sector | Industry | Chemicals | Industry (chemicals, non-energetic) | Non-energetic | industry_chemical_demand_others_non_energetic | Others | EU | Energy demand | 0 | not_included_in_FEC
SI | TYNDP2026 | HEV | 2035 | TWh | 130 | Sub_sector | Industry | Chemicals | Industry (chemicals, non-energetic) | Non-energetic | industry_chemical_demand_ammonia_non_energetic | Ammonia | EU | Energy demand | 0 | not_included_in_FEC
SI | TYNDP2026 | HEV | 2035 | TWh | 132 | Sub_sector | Industry | Fertilizers | Industry (fertilizers, energetic) | Energetic | industry_fertilizers_demand_electricity_energetic | Electricity | EU | Energy demand | 0 | FEC
SI | TYNDP2026 | HEV | 2035 | TWh | 133 | Sub_sector | Industry | Fertilizers | Industry (fertilizers, energetic) | Energetic | industry_fertilizers_demand_hydrogen_energetic | Hydrogen | EU | Energy demand | 0 | FEC
SI | TYNDP2026 | HEV | 2035 | TWh | 134 | Sub_sector | Industry | Fertilizers | Industry (fertilizers, energetic) | Energetic | industry_fertilizers_demand_methane_energetic | Methane | EU | Energy demand | 0 | FEC
SI | TYNDP2026 | HEV | 2035 | TWh | 135 | Sub_sector | Industry | Fertilizers | Industry (fertilizers, energetic) | Energetic | industry_fertilizers_demand_heat_energetic | Heat | EU | Energy demand | 0 | FEC
SI | TYNDP2026 | HEV | 2035 | TWh | 136 | Sub_sector | Industry | Fertilizers | Industry (fertilizers, energetic) | Energetic | industry_fertilizers_demand_biomass_energetic | Biomass | EU | Energy demand | 0 | FEC
SI | TYNDP2026 | HEV | 2035 | TWh | 137 | Sub_sector | Industry | Fertilizers | Industry (fertilizers, energetic) | Energetic | industry_fertilizers_demand_coal_energetic | Solids | EU | Energy demand | 0 | FEC
SI | TYNDP2026 | HEV | 2035 | TWh | 138 | Sub_sector | Industry | Fertilizers | Industry (fertilizers, energetic) | Energetic | industry_fertilizers_demand_oil_energetic | Liquids | EU | Energy demand | 0 | FEC
SI | TYNDP2026 | HEV | 2035 | TWh | 139 | Sub_sector | Industry | Fertilizers | Industry (fertilizers, energetic) | Energetic | industry_fertilizers_demand_others_energetic | Others | EU | Energy demand | 0 | FEC
SI | TYNDP2026 | HEV | 2035 | TWh | 140 | Sub_sector | Industry | Fertilizers | Industry (fertilizers, energetic) | Energetic | industry_fertilizers_demand_ammonia_energetic | Ammonia | EU | Energy demand | 0 | FEC
SI | TYNDP2026 | HEV | 2035 | TWh | 142 | Sub_sector | Industry | Fertilizers | Industry (fertilizers, non-energetic) | Non-energetic | industry_fertilizers_demand_electricity_non_energetic | Electricity | EU | Energy demand | 0 | not_included_in_FEC
SI | TYNDP2026 | HEV | 2035 | TWh | 143 | Sub_sector | Industry | Fertilizers | Industry (fertilizers, non-energetic) | Non-energetic | industry_fertilizers_demand_hydrogen_non_energetic | Hydrogen | EU | Energy demand | 0 | not_included_in_FEC
SI | TYNDP2026 | HEV | 2035 | TWh | 144 | Sub_sector | Industry | Fertilizers | Industry (fertilizers, non-energetic) | Non-energetic | industry_fertilizers_demand_methane_non_energetic | Methane | EU | Energy demand | 0 | not_included_in_FEC
SI | TYNDP2026 | HEV | 2035 | TWh | 145 | Sub_sector | Industry | Fertilizers | Industry (fertilizers, non-energetic) | Non-energetic | industry_fertilizers_demand_heat_non_energetic | Heat | EU | Energy demand | 0 | not_included_in_FEC
SI | TYNDP2026 | HEV | 2035 | TWh | 146 | Sub_sector | Industry | Fertilizers | Industry (fertilizers, non-energetic) | Non-energetic | industry_fertilizers_demand_biomass_non_energetic | Biomass | EU | Energy demand | 0 | not_included_in_FEC
SI | TYNDP2026 | HEV | 2035 | TWh | 147 | Sub_sector | Industry | Fertilizers | Industry (fertilizers, non-energetic) | Non-energetic | industry_fertilizers_demand_coal_non_energetic | Solids | EU | Energy demand | 0 | not_included_in_FEC
SI | TYNDP2026 | HEV | 2035 | TWh | 148 | Sub_sector | Industry | Fertilizers | Industry (fertilizers, non-energetic) | Non-energetic | industry_fertilizers_demand_oil_non_energetic | Liquids | EU | Energy demand | 0 | not_included_in_FEC
SI | TYNDP2026 | HEV | 2035 | TWh | 149 | Sub_sector | Industry | Fertilizers | Industry (fertilizers, non-energetic) | Non-energetic | industry_fertilizers_demand_others_non_energetic | Others | EU | Energy demand | 0 | not_included_in_FEC
SI | TYNDP2026 | HEV | 2035 | TWh | 150 | Sub_sector | Industry | Fertilizers | Industry (fertilizers, non-energetic) | Non-energetic | industry_fertilizers_demand_ammonia_non_energetic | Ammonia | EU | Energy demand | 0 | not_included_in_FEC
SI | TYNDP2026 | HEV | 2035 | TWh | 152 | Sub_sector | Industry | Food | Industry (food) | Energetic | industry_food_demand_electricity_energetic | Electricity | EU | Energy demand | 0.30644 | FEC
SI | TYNDP2026 | HEV | 2035 | TWh | 153 | Sub_sector | Industry | Food | Industry (food) | Energetic | industry_food_demand_hydrogen_energetic | Hydrogen | EU | Energy demand | 0 | FEC
SI | TYNDP2026 | HEV | 2035 | TWh | 154 | Sub_sector | Industry | Food | Industry (food) | Energetic | industry_food_demand_methane_energetic | Methane | EU | Energy demand | 0.37303 | FEC
SI | TYNDP2026 | HEV | 2035 | TWh | 155 | Sub_sector | Industry | Food | Industry (food) | Energetic | industry_food_demand_heat_energetic | Heat | EU | Energy demand | 0.054589 | FEC
SI | TYNDP2026 | HEV | 2035 | TWh | 156 | Sub_sector | Industry | Food | Industry (food) | Energetic | industry_food_demand_biomass_energetic | Biomass | EU | Energy demand | 0.020194 | FEC
SI | TYNDP2026 | HEV | 2035 | TWh | 157 | Sub_sector | Industry | Food | Industry (food) | Energetic | industry_food_demand_coal_energetic | Solids | EU | Energy demand | 0 | FEC
SI | TYNDP2026 | HEV | 2035 | TWh | 158 | Sub_sector | Industry | Food | Industry (food) | Energetic | industry_food_demand_oil_energetic | Liquids | EU | Energy demand | 0.097269 | FEC
SI | TYNDP2026 | HEV | 2035 | TWh | 159 | Sub_sector | Industry | Food | Industry (food) | Energetic | industry_food_demand_others_energetic | Others | EU | Energy demand | 0 | FEC
SI | TYNDP2026 | HEV | 2035 | TWh | 160 | Sub_sector | Industry | Food | Industry (food) | Energetic | industry_food_demand_ammonia_energetic | Ammonia | EU | Energy demand | 0 | FEC
SI | TYNDP2026 | HEV | 2035 | TWh | 162 | Sub_sector | Industry | Metals | Industry (metal) | Energetic | industry_metal_demand_electricity_energetic | Electricity | EU | Energy demand | 0.090087 | FEC
SI | TYNDP2026 | HEV | 2035 | TWh | 163 | Sub_sector | Industry | Metals | Industry (metal) | Energetic | industry_metal_demand_hydrogen_energetic | Hydrogen | EU | Energy demand | 0 | FEC
SI | TYNDP2026 | HEV | 2035 | TWh | 164 | Sub_sector | Industry | Metals | Industry (metal) | Energetic | industry_metal_demand_methane_energetic | Methane | EU | Energy demand | 0.3653 | FEC
SI | TYNDP2026 | HEV | 2035 | TWh | 165 | Sub_sector | Industry | Metals | Industry (metal) | Energetic | industry_metal_demand_heat_energetic | Heat | EU | Energy demand | 0.00051778 | FEC
SI | TYNDP2026 | HEV | 2035 | TWh | 166 | Sub_sector | Industry | Metals | Industry (metal) | Energetic | industry_metal_demand_biomass_energetic | Biomass | EU | Energy demand | 0 | FEC
SI | TYNDP2026 | HEV | 2035 | TWh | 167 | Sub_sector | Industry | Metals | Industry (metal) | Energetic | industry_metal_demand_coal_energetic | Solids | EU | Energy demand | 0.016664 | FEC
SI | TYNDP2026 | HEV | 2035 | TWh | 168 | Sub_sector | Industry | Metals | Industry (metal) | Energetic | industry_metal_demand_oil_energetic | Liquids | EU | Energy demand | 0.015415 | FEC
SI | TYNDP2026 | HEV | 2035 | TWh | 169 | Sub_sector | Industry | Metals | Industry (metal) | Energetic | industry_metal_demand_others_energetic | Others | EU | Energy demand | 0 | FEC
SI | TYNDP2026 | HEV | 2035 | TWh | 170 | Sub_sector | Industry | Metals | Industry (metal) | Energetic | industry_metal_demand_ammonia_energetic | Ammonia | EU | Energy demand | 0 | FEC
SI | TYNDP2026 | HEV | 2035 | TWh | 172 | Sub_sector | Industry | Others | Industry (other, energetic) | Energetic | industry_other_demand_electricity_energetic | Electricity | EU | Energy demand | 4.6534 | FEC
SI | TYNDP2026 | HEV | 2035 | TWh | 173 | Sub_sector | Industry | Others | Industry (other, energetic) | Energetic | industry_other_demand_hydrogen_energetic | Hydrogen | EU | Energy demand | 0.37132 | FEC
SI | TYNDP2026 | HEV | 2035 | TWh | 174 | Sub_sector | Industry | Others | Industry (other, energetic) | Energetic | industry_other_demand_methane_energetic | Methane | EU | Energy demand | 0.27285 | FEC
SI | TYNDP2026 | HEV | 2035 | TWh | 175 | Sub_sector | Industry | Others | Industry (other, energetic) | Energetic | industry_other_demand_heat_energetic | Heat | EU | Energy demand | 0.17165 | FEC
SI | TYNDP2026 | HEV | 2035 | TWh | 176 | Sub_sector | Industry | Others | Industry (other, energetic) | Energetic | industry_other_demand_biomass_energetic | Biomass | EU | Energy demand | 1.2716 | FEC
SI | TYNDP2026 | HEV | 2035 | TWh | 177 | Sub_sector | Industry | Others | Industry (other, energetic) | Energetic | industry_other_demand_coal_energetic | Solids | EU | Energy demand | 0.13663 | FEC
SI | TYNDP2026 | HEV | 2035 | TWh | 178 | Sub_sector | Industry | Others | Industry (other, energetic) | Energetic | industry_other_demand_oil_energetic | Liquids | EU | Energy demand | 0.47966 | FEC
SI | TYNDP2026 | HEV | 2035 | TWh | 179 | Sub_sector | Industry | Others | Industry (other, energetic) | Energetic | industry_other_demand_others_energetic | Others | EU | Energy demand | 0 | FEC
SI | TYNDP2026 | HEV | 2035 | TWh | 180 | Sub_sector | Industry | Others | Industry (other, energetic) | Energetic | industry_other_demand_ammonia_energetic | Ammonia | EU | Energy demand | 0 | FEC
SI | TYNDP2026 | HEV | 2035 | TWh | 182 | Sub_sector | Industry | Others | Industry (other, non-energetic) | Non-energetic | industry_other_demand_electricity_non_energetic | Electricity | EU | Energy demand | 0 | not_included_in_FEC
SI | TYNDP2026 | HEV | 2035 | TWh | 183 | Sub_sector | Industry | Others | Industry (other, non-energetic) | Non-energetic | industry_other_demand_hydrogen_non_energetic | Hydrogen | EU | Energy demand | 0 | not_included_in_FEC
SI | TYNDP2026 | HEV | 2035 | TWh | 184 | Sub_sector | Industry | Others | Industry (other, non-energetic) | Non-energetic | industry_other_demand_methane_non_energetic | Methane | EU | Energy demand | 0 | not_included_in_FEC
SI | TYNDP2026 | HEV | 2035 | TWh | 185 | Sub_sector | Industry | Others | Industry (other, non-energetic) | Non-energetic | industry_other_demand_heat_non_energetic | Heat | EU | Energy demand | 0 | not_included_in_FEC
SI | TYNDP2026 | HEV | 2035 | TWh | 186 | Sub_sector | Industry | Others | Industry (other, non-energetic) | Non-energetic | industry_other_demand_biomass_non_energetic | Biomass | EU | Energy demand | 0 | not_included_in_FEC
SI | TYNDP2026 | HEV | 2035 | TWh | 187 | Sub_sector | Industry | Others | Industry (other, non-energetic) | Non-energetic | industry_other_demand_coal_non_energetic | Solids | EU | Energy demand | 0 | not_included_in_FEC
SI | TYNDP2026 | HEV | 2035 | TWh | 188 | Sub_sector | Industry | Others | Industry (other, non-energetic) | Non-energetic | industry_other_demand_oil_non_energetic | Liquids | EU | Energy demand | 1.6508 | not_included_in_FEC
SI | TYNDP2026 | HEV | 2035 | TWh | 189 | Sub_sector | Industry | Others | Industry (other, non-energetic) | Non-energetic | industry_other_demand_others_non_energetic | Others | EU | Energy demand | 0 | not_included_in_FEC
SI | TYNDP2026 | HEV | 2035 | TWh | 190 | Sub_sector | Industry | Others | Industry (other, non-energetic) | Non-energetic | industry_other_demand_ammonia_non_energetic | Ammonia | EU | Energy demand | 0 | not_included_in_FEC
SI | TYNDP2026 | HEV | 2035 | TWh | 192 | Sub_sector | Industry | Paper | Industry (paper) | Energetic | industry_paper_demand_electricity_energetic | Electricity | EU | Energy demand | 0.76053 | FEC
SI | TYNDP2026 | HEV | 2035 | TWh | 193 | Sub_sector | Industry | Paper | Industry (paper) | Energetic | industry_paper_demand_hydrogen_energetic | Hydrogen | EU | Energy demand | 0 | FEC
SI | TYNDP2026 | HEV | 2035 | TWh | 194 | Sub_sector | Industry | Paper | Industry (paper) | Energetic | industry_paper_demand_methane_energetic | Methane | EU | Energy demand | 0.96896 | FEC
SI | TYNDP2026 | HEV | 2035 | TWh | 195 | Sub_sector | Industry | Paper | Industry (paper) | Energetic | industry_paper_demand_heat_energetic | Heat | EU | Energy demand | 0.012125 | FEC
SI | TYNDP2026 | HEV | 2035 | TWh | 196 | Sub_sector | Industry | Paper | Industry (paper) | Energetic | industry_paper_demand_biomass_energetic | Biomass | EU | Energy demand | 0.13596 | FEC
SI | TYNDP2026 | HEV | 2035 | TWh | 197 | Sub_sector | Industry | Paper | Industry (paper) | Energetic | industry_paper_demand_coal_energetic | Solids | EU | Energy demand | 0.26707 | FEC
SI | TYNDP2026 | HEV | 2035 | TWh | 198 | Sub_sector | Industry | Paper | Industry (paper) | Energetic | industry_paper_demand_oil_energetic | Liquids | EU | Energy demand | 0.014394 | FEC
SI | TYNDP2026 | HEV | 2035 | TWh | 199 | Sub_sector | Industry | Paper | Industry (paper) | Energetic | industry_paper_demand_others_energetic | Others | EU | Energy demand | 0 | FEC
SI | TYNDP2026 | HEV | 2035 | TWh | 200 | Sub_sector | Industry | Paper | Industry (paper) | Energetic | industry_paper_demand_ammonia_energetic | Ammonia | EU | Energy demand | 0 | FEC
SI | TYNDP2026 | HEV | 2035 | TWh | 202 | Sub_sector | Industry | Refineries | Industry (refineries, energetic) | Energetic | industry_refinery_demand_electricity_energetic | Electricity | EU | Energy demand | 0 | not_included_in_FEC
SI | TYNDP2026 | HEV | 2035 | TWh | 203 | Sub_sector | Industry | Refineries | Industry (refineries, energetic) | Energetic | industry_refinery_demand_hydrogen_energetic | Hydrogen | EU | Energy demand | 0 | not_included_in_FEC
SI | TYNDP2026 | HEV | 2035 | TWh | 204 | Sub_sector | Industry | Refineries | Industry (refineries, energetic) | Energetic | industry_refinery_demand_methane_energetic | Methane | EU | Energy demand | 0 | not_included_in_FEC
SI | TYNDP2026 | HEV | 2035 | TWh | 205 | Sub_sector | Industry | Refineries | Industry (refineries, energetic) | Energetic | industry_refinery_demand_heat_energetic | Heat | EU | Energy demand | 0 | not_included_in_FEC
SI | TYNDP2026 | HEV | 2035 | TWh | 206 | Sub_sector | Industry | Refineries | Industry (refineries, energetic) | Energetic | industry_refinery_demand_biomass_energetic | Biomass | EU | Energy demand | 0 | not_included_in_FEC
SI | TYNDP2026 | HEV | 2035 | TWh | 207 | Sub_sector | Industry | Refineries | Industry (refineries, energetic) | Energetic | industry_refinery_demand_coal_energetic | Solids | EU | Energy demand | 0 | not_included_in_FEC
SI | TYNDP2026 | HEV | 2035 | TWh | 208 | Sub_sector | Industry | Refineries | Industry (refineries, energetic) | Energetic | industry_refinery_demand_oil_energetic | Liquids | EU | Energy demand | 0 | not_included_in_FEC
SI | TYNDP2026 | HEV | 2035 | TWh | 209 | Sub_sector | Industry | Refineries | Industry (refineries, energetic) | Energetic | industry_refinery_demand_others_energetic | Others | EU | Energy demand | 0 | not_included_in_FEC
SI | TYNDP2026 | HEV | 2035 | TWh | 210 | Sub_sector | Industry | Refineries | Industry (refineries, energetic) | Energetic | industry_refinery_demand_ammonia_energetic | Ammonia | EU | Energy demand | 0 | not_included_in_FEC
SI | TYNDP2026 | HEV | 2035 | TWh | 212 | Sub_sector | Industry | Refineries | Industry (refineries, non-energetic) | Non-energetic | industry_refinery_demand_electricity_non_energetic | Electricity | EU | Energy demand | 0 | not_included_in_FEC
SI | TYNDP2026 | HEV | 2035 | TWh | 213 | Sub_sector | Industry | Refineries | Industry (refineries, non-energetic) | Non-energetic | industry_refinery_demand_hydrogen_non_energetic | Hydrogen | EU | Energy demand | 0 | not_included_in_FEC
SI | TYNDP2026 | HEV | 2035 | TWh | 214 | Sub_sector | Industry | Refineries | Industry (refineries, non-energetic) | Non-energetic | industry_refinery_demand_methane_non_energetic | Methane | EU | Energy demand | 0 | not_included_in_FEC
SI | TYNDP2026 | HEV | 2035 | TWh | 215 | Sub_sector | Industry | Refineries | Industry (refineries, non-energetic) | Non-energetic | industry_refinery_demand_heat_non_energetic | Heat | EU | Energy demand | 0 | not_included_in_FEC
SI | TYNDP2026 | HEV | 2035 | TWh | 216 | Sub_sector | Industry | Refineries | Industry (refineries, non-energetic) | Non-energetic | industry_refinery_demand_biomass_non_energetic | Biomass | EU | Energy demand | 0 | not_included_in_FEC
SI | TYNDP2026 | HEV | 2035 | TWh | 217 | Sub_sector | Industry | Refineries | Industry (refineries, non-energetic) | Non-energetic | industry_refinery_demand_coal_non_energetic | Solids | EU | Energy demand | 0 | not_included_in_FEC
SI | TYNDP2026 | HEV | 2035 | TWh | 218 | Sub_sector | Industry | Refineries | Industry (refineries, non-energetic) | Non-energetic | industry_refinery_demand_oil_non_energetic | Liquids | EU | Energy demand | 0 | not_included_in_FEC
SI | TYNDP2026 | HEV | 2035 | TWh | 219 | Sub_sector | Industry | Refineries | Industry (refineries, non-energetic) | Non-energetic | industry_refinery_demand_others_non_energetic | Others | EU | Energy demand | 0 | not_included_in_FEC
SI | TYNDP2026 | HEV | 2035 | TWh | 220 | Sub_sector | Industry | Refineries | Industry (refineries, non-energetic) | Non-energetic | industry_refinery_demand_ammonia_non_energetic | Ammonia | EU | Energy demand | 0 | not_included_in_FEC
SI | TYNDP2026 | HEV | 2035 | TWh | 222 | Sub_sector | Industry | Steel | Industry (steel) | Energetic | industry_steel_demand_electricity_energetic | Electricity | EU | Energy demand | 0.84534 | FEC
SI | TYNDP2026 | HEV | 2035 | TWh | 223 | Sub_sector | Industry | Steel | Industry (steel) | Energetic | industry_steel_demand_hydrogen_energetic | Hydrogen | EU | Energy demand | 0 | FEC
SI | TYNDP2026 | HEV | 2035 | TWh | 224 | Sub_sector | Industry | Steel | Industry (steel) | Energetic | industry_steel_demand_methane_energetic | Methane | EU | Energy demand | 0.99568 | FEC
SI | TYNDP2026 | HEV | 2035 | TWh | 225 | Sub_sector | Industry | Steel | Industry (steel) | Energetic | industry_steel_demand_heat_energetic | Heat | EU | Energy demand | 0.013021 | FEC
SI | TYNDP2026 | HEV | 2035 | TWh | 226 | Sub_sector | Industry | Steel | Industry (steel) | Energetic | industry_steel_demand_biomass_energetic | Biomass | EU | Energy demand | 8.3e-05 | FEC
SI | TYNDP2026 | HEV | 2035 | TWh | 227 | Sub_sector | Industry | Steel | Industry (steel) | Energetic | industry_steel_demand_coal_energetic | Solids | EU | Energy demand | 0.072749 | FEC
SI | TYNDP2026 | HEV | 2035 | TWh | 228 | Sub_sector | Industry | Steel | Industry (steel) | Energetic | industry_steel_demand_oil_energetic | Liquids | EU | Energy demand | 0.022772 | FEC
SI | TYNDP2026 | HEV | 2035 | TWh | 229 | Sub_sector | Industry | Steel | Industry (steel) | Energetic | industry_steel_demand_others_energetic | Others | EU | Energy demand | 0 | FEC
SI | TYNDP2026 | HEV | 2035 | TWh | 230 | Sub_sector | Industry | Steel | Industry (steel) | Energetic | industry_steel_demand_ammonia_energetic | Ammonia | EU | Energy demand | 0 | FEC
SI | TYNDP2026 | HEV | 2035 | TWh | 232 | Sub_sector | Transport | Cars | Transport (cars) | Energetic | transport_cars_final_demand_electricity | Electricity | EU | Energy demand | 1.9713 | FEC
SI | TYNDP2026 | HEV | 2035 | TWh | 233 | Sub_sector | Transport | Cars | Transport (cars) | Energetic | transport_cars_final_demand_hydrogen | Hydrogen | EU | Energy demand | 0 | FEC
SI | TYNDP2026 | HEV | 2035 | TWh | 234 | Sub_sector | Transport | Cars | Transport (cars) | Energetic | transport_cars_final_demand_methane | Methane | EU | Energy demand | 0.0032976 | FEC
SI | TYNDP2026 | HEV | 2035 | TWh | 235 | Sub_sector | Transport | Cars | Transport (cars) | Energetic | transport_cars_final_demand_heat | Heat | EU | Energy demand | 0 | FEC
SI | TYNDP2026 | HEV | 2035 | TWh | 236 | Sub_sector | Transport | Cars | Transport (cars) | Energetic | transport_cars_final_demand_biomass | Biomass | EU | Energy demand | 0 | FEC
SI | TYNDP2026 | HEV | 2035 | TWh | 237 | Sub_sector | Transport | Cars | Transport (cars) | Energetic | transport_cars_final_demand_coal | Solids | EU | Energy demand | 0 | FEC
SI | TYNDP2026 | HEV | 2035 | TWh | 238 | Sub_sector | Transport | Cars | Transport (cars) | Energetic | transport_cars_final_demand_oil | Liquids | EU | Energy demand | 8.8095 | FEC
SI | TYNDP2026 | HEV | 2035 | TWh | 239 | Sub_sector | Transport | Cars | Transport (cars) | Energetic | transport_cars_final_demand_other | Others | EU | Energy demand | 0 | FEC
SI | TYNDP2026 | HEV | 2035 | TWh | 240 | Sub_sector | Transport | Cars | Transport (cars) | Energetic | transport_cars_final_demand_ammonia | Ammonia | EU | Energy demand | 0 | FEC
SI | TYNDP2026 | HEV | 2035 | TWh | 242 | Sub_sector | Transport | Busses | Transport (busses) | Energetic | transport_busses_final_demand_electricity | Electricity | EU | Energy demand | 0.00049001 | FEC
SI | TYNDP2026 | HEV | 2035 | TWh | 243 | Sub_sector | Transport | Busses | Transport (busses) | Energetic | transport_busses_final_demand_hydrogen | Hydrogen | EU | Energy demand | 0 | FEC
SI | TYNDP2026 | HEV | 2035 | TWh | 244 | Sub_sector | Transport | Busses | Transport (busses) | Energetic | transport_busses_final_demand_methane | Methane | EU | Energy demand | 0.043109 | FEC
SI | TYNDP2026 | HEV | 2035 | TWh | 245 | Sub_sector | Transport | Busses | Transport (busses) | Energetic | transport_busses_final_demand_heat | Heat | EU | Energy demand | 0 | FEC
SI | TYNDP2026 | HEV | 2035 | TWh | 246 | Sub_sector | Transport | Busses | Transport (busses) | Energetic | transport_busses_final_demand_biomass | Biomass | EU | Energy demand | 0 | FEC
SI | TYNDP2026 | HEV | 2035 | TWh | 247 | Sub_sector | Transport | Busses | Transport (busses) | Energetic | transport_busses_final_demand_coal | Solids | EU | Energy demand | 0 | FEC
SI | TYNDP2026 | HEV | 2035 | TWh | 248 | Sub_sector | Transport | Busses | Transport (busses) | Energetic | transport_busses_final_demand_oil | Liquids | EU | Energy demand | 0.47936 | FEC
SI | TYNDP2026 | HEV | 2035 | TWh | 249 | Sub_sector | Transport | Busses | Transport (busses) | Energetic | transport_busses_final_demand_other | Others | EU | Energy demand | 0 | FEC
SI | TYNDP2026 | HEV | 2035 | TWh | 250 | Sub_sector | Transport | Busses | Transport (busses) | Energetic | transport_busses_final_demand_ammonia | Ammonia | EU | Energy demand | 0 | FEC
SI | TYNDP2026 | HEV | 2035 | TWh | 252 | Sub_sector | Transport | Trucks | Transport (trucks) | Energetic | transport_trucks_final_demand_electricity | Electricity | EU | Energy demand | 0 | FEC
SI | TYNDP2026 | HEV | 2035 | TWh | 253 | Sub_sector | Transport | Trucks | Transport (trucks) | Energetic | transport_trucks_final_demand_hydrogen | Hydrogen | EU | Energy demand | 0.48798 | FEC
SI | TYNDP2026 | HEV | 2035 | TWh | 254 | Sub_sector | Transport | Trucks | Transport (trucks) | Energetic | transport_trucks_final_demand_methane | Methane | EU | Energy demand | 0.11708 | FEC
SI | TYNDP2026 | HEV | 2035 | TWh | 255 | Sub_sector | Transport | Trucks | Transport (trucks) | Energetic | transport_trucks_final_demand_heat | Heat | EU | Energy demand | 0 | FEC
SI | TYNDP2026 | HEV | 2035 | TWh | 256 | Sub_sector | Transport | Trucks | Transport (trucks) | Energetic | transport_trucks_final_demand_biomass | Biomass | EU | Energy demand | 0 | FEC
SI | TYNDP2026 | HEV | 2035 | TWh | 257 | Sub_sector | Transport | Trucks | Transport (trucks) | Energetic | transport_trucks_final_demand_coal | Solids | EU | Energy demand | 0 | FEC
SI | TYNDP2026 | HEV | 2035 | TWh | 258 | Sub_sector | Transport | Trucks | Transport (trucks) | Energetic | transport_trucks_final_demand_oil | Liquids | EU | Energy demand | 4.0112 | FEC
SI | TYNDP2026 | HEV | 2035 | TWh | 259 | Sub_sector | Transport | Trucks | Transport (trucks) | Energetic | transport_trucks_final_demand_other | Others | EU | Energy demand | 0 | FEC
SI | TYNDP2026 | HEV | 2035 | TWh | 260 | Sub_sector | Transport | Trucks | Transport (trucks) | Energetic | transport_trucks_final_demand_ammonia | Ammonia | EU | Energy demand | 0 | FEC
SI | TYNDP2026 | HEV | 2035 | TWh | 262 | Sub_sector | Transport | Vans | Transport (vans) | Energetic | transport_vans_final_demand_electricity | Electricity | EU | Energy demand | 0.00029622 | FEC
SI | TYNDP2026 | HEV | 2035 | TWh | 263 | Sub_sector | Transport | Vans | Transport (vans) | Energetic | transport_vans_final_demand_hydrogen | Hydrogen | EU | Energy demand | 0 | FEC
SI | TYNDP2026 | HEV | 2035 | TWh | 264 | Sub_sector | Transport | Vans | Transport (vans) | Energetic | transport_vans_final_demand_methane | Methane | EU | Energy demand | 0.0017945 | FEC
SI | TYNDP2026 | HEV | 2035 | TWh | 265 | Sub_sector | Transport | Vans | Transport (vans) | Energetic | transport_vans_final_demand_heat | Heat | EU | Energy demand | 0 | FEC
SI | TYNDP2026 | HEV | 2035 | TWh | 266 | Sub_sector | Transport | Vans | Transport (vans) | Energetic | transport_vans_final_demand_biomass | Biomass | EU | Energy demand | 0 | FEC
SI | TYNDP2026 | HEV | 2035 | TWh | 267 | Sub_sector | Transport | Vans | Transport (vans) | Energetic | transport_vans_final_demand_coal | Solids | EU | Energy demand | 0 | FEC
SI | TYNDP2026 | HEV | 2035 | TWh | 268 | Sub_sector | Transport | Vans | Transport (vans) | Energetic | transport_vans_final_demand_oil | Liquids | EU | Energy demand | 0.76736 | FEC
SI | TYNDP2026 | HEV | 2035 | TWh | 269 | Sub_sector | Transport | Vans | Transport (vans) | Energetic | transport_vans_final_demand_other | Others | EU | Energy demand | 0 | FEC
SI | TYNDP2026 | HEV | 2035 | TWh | 270 | Sub_sector | Transport | Vans | Transport (vans) | Energetic | transport_vans_final_demand_ammonia | Ammonia | EU | Energy demand | 0 | FEC
SI | TYNDP2026 | HEV | 2035 | TWh | 272 | Sub_sector | Transport | Freight trains | Transport (trains) | Energetic | transport_trains_final_demand_electricity | Electricity | EU | Energy demand | 0.21877 | FEC
SI | TYNDP2026 | HEV | 2035 | TWh | 273 | Sub_sector | Transport | Freight trains | Transport (trains) | Energetic | transport_trains_final_demand_hydrogen | Hydrogen | EU | Energy demand | 0 | FEC
SI | TYNDP2026 | HEV | 2035 | TWh | 274 | Sub_sector | Transport | Freight trains | Transport (trains) | Energetic | transport_trains_final_demand_methane | Methane | EU | Energy demand | 0 | FEC
SI | TYNDP2026 | HEV | 2035 | TWh | 275 | Sub_sector | Transport | Freight trains | Transport (trains) | Energetic | transport_trains_final_demand_heat | Heat | EU | Energy demand | 0 | FEC
SI | TYNDP2026 | HEV | 2035 | TWh | 276 | Sub_sector | Transport | Freight trains | Transport (trains) | Energetic | transport_trains_final_demand_biomass | Biomass | EU | Energy demand | 0 | FEC
SI | TYNDP2026 | HEV | 2035 | TWh | 277 | Sub_sector | Transport | Freight trains | Transport (trains) | Energetic | transport_trains_final_demand_coal | Solids | EU | Energy demand | 0.0011544 | FEC
SI | TYNDP2026 | HEV | 2035 | TWh | 278 | Sub_sector | Transport | Freight trains | Transport (trains) | Energetic | transport_trains_final_demand_oil | Liquids | EU | Energy demand | 0.084757 | FEC
SI | TYNDP2026 | HEV | 2035 | TWh | 279 | Sub_sector | Transport | Freight trains | Transport (trains) | Energetic | transport_trains_final_demand_other | Others | EU | Energy demand | 0 | FEC
SI | TYNDP2026 | HEV | 2035 | TWh | 280 | Sub_sector | Transport | Freight trains | Transport (trains) | Energetic | transport_trains_final_demand_ammonia | Ammonia | EU | Energy demand | 0 | FEC
SI | TYNDP2026 | HEV | 2035 | TWh | 282 | Sub_sector | Transport | Ships | Transport (ships) | Energetic | transport_ships_final_demand_electricity | Electricity | EU | Energy demand | 0 | FEC
SI | TYNDP2026 | HEV | 2035 | TWh | 283 | Sub_sector | Transport | Ships | Transport (ships) | Energetic | transport_ships_final_demand_hydrogen | Hydrogen | EU | Energy demand | 0 | FEC
SI | TYNDP2026 | HEV | 2035 | TWh | 284 | Sub_sector | Transport | Ships | Transport (ships) | Energetic | transport_ships_final_demand_methane | Methane | EU | Energy demand | 1.64e-05 | FEC
SI | TYNDP2026 | HEV | 2035 | TWh | 285 | Sub_sector | Transport | Ships | Transport (ships) | Energetic | transport_ships_final_demand_heat | Heat | EU | Energy demand | 0 | FEC
SI | TYNDP2026 | HEV | 2035 | TWh | 286 | Sub_sector | Transport | Ships | Transport (ships) | Energetic | transport_ships_final_demand_biomass | Biomass | EU | Energy demand | 0 | FEC
SI | TYNDP2026 | HEV | 2035 | TWh | 287 | Sub_sector | Transport | Ships | Transport (ships) | Energetic | transport_ships_final_demand_coal | Solids | EU | Energy demand | 0 | FEC
SI | TYNDP2026 | HEV | 2035 | TWh | 288 | Sub_sector | Transport | Ships | Transport (ships) | Energetic | transport_ships_final_demand_oil | Liquids | EU | Energy demand | 0 | FEC
SI | TYNDP2026 | HEV | 2035 | TWh | 289 | Sub_sector | Transport | Ships | Transport (ships) | Energetic | transport_ships_final_demand_other | Others | EU | Energy demand | 0 | FEC
SI | TYNDP2026 | HEV | 2035 | TWh | 290 | Sub_sector | Transport | Ships | Transport (ships) | Energetic | transport_ships_final_demand_ammonia | Ammonia | EU | Energy demand | 0 | FEC
SI | TYNDP2026 | HEV | 2035 | TWh | 292 | Sub_sector | Transport | Planes | Transport (planes) | Energetic | transport_planes_final_demand_electricity | Electricity | EU | Energy demand | 0 | FEC
SI | TYNDP2026 | HEV | 2035 | TWh | 293 | Sub_sector | Transport | Planes | Transport (planes) | Energetic | transport_planes_final_demand_hydrogen | Hydrogen | EU | Energy demand | 0 | FEC
SI | TYNDP2026 | HEV | 2035 | TWh | 294 | Sub_sector | Transport | Planes | Transport (planes) | Energetic | transport_planes_final_demand_methane | Methane | EU | Energy demand | 0 | FEC
SI | TYNDP2026 | HEV | 2035 | TWh | 295 | Sub_sector | Transport | Planes | Transport (planes) | Energetic | transport_planes_final_demand_heat | Heat | EU | Energy demand | 0 | FEC
SI | TYNDP2026 | HEV | 2035 | TWh | 296 | Sub_sector | Transport | Planes | Transport (planes) | Energetic | transport_planes_final_demand_biomass | Biomass | EU | Energy demand | 0 | FEC
SI | TYNDP2026 | HEV | 2035 | TWh | 297 | Sub_sector | Transport | Planes | Transport (planes) | Energetic | transport_planes_final_demand_coal | Solids | EU | Energy demand | 0 | FEC
SI | TYNDP2026 | HEV | 2035 | TWh | 298 | Sub_sector | Transport | Planes | Transport (planes) | Energetic | transport_planes_final_demand_oil | Liquids | EU | Energy demand | 0.0051718 | FEC
SI | TYNDP2026 | HEV | 2035 | TWh | 299 | Sub_sector | Transport | Planes | Transport (planes) | Energetic | transport_planes_final_demand_other | Others | EU | Energy demand | 0 | FEC
SI | TYNDP2026 | HEV | 2035 | TWh | 300 | Sub_sector | Transport | Planes | Transport (planes) | Energetic | transport_planes_final_demand_ammonia | Ammonia | EU | Energy demand | 0 | FEC
SI | TYNDP2026 | HEV | 2035 | TWh | 302 | Sub_sector | Transport | Others | Transport (others) | Energetic | transport_other_final_demand_electricity | Electricity | EU | Energy demand | 0.00033701 | FEC
SI | TYNDP2026 | HEV | 2035 | TWh | 303 | Sub_sector | Transport | Others | Transport (others) | Energetic | transport_other_final_demand_hydrogen | Hydrogen | EU | Energy demand | 0 | FEC
SI | TYNDP2026 | HEV | 2035 | TWh | 304 | Sub_sector | Transport | Others | Transport (others) | Energetic | transport_other_final_demand_methane | Methane | EU | Energy demand | 0 | FEC
SI | TYNDP2026 | HEV | 2035 | TWh | 305 | Sub_sector | Transport | Others | Transport (others) | Energetic | transport_other_final_demand_heat | Heat | EU | Energy demand | 0 | FEC
SI | TYNDP2026 | HEV | 2035 | TWh | 306 | Sub_sector | Transport | Others | Transport (others) | Energetic | transport_other_final_demand_biomass | Biomass | EU | Energy demand | 0 | FEC
SI | TYNDP2026 | HEV | 2035 | TWh | 307 | Sub_sector | Transport | Others | Transport (others) | Energetic | transport_other_final_demand_coal | Solids | EU | Energy demand | 0 | FEC
SI | TYNDP2026 | HEV | 2035 | TWh | 308 | Sub_sector | Transport | Others | Transport (others) | Energetic | transport_other_final_demand_oil | Liquids | EU | Energy demand | 0.10357 | FEC
SI | TYNDP2026 | HEV | 2035 | TWh | 309 | Sub_sector | Transport | Others | Transport (others) | Energetic | transport_other_final_demand_other | Others | EU | Energy demand | 0 | FEC
SI | TYNDP2026 | HEV | 2035 | TWh | 310 | Sub_sector | Transport | Others | Transport (others) | Energetic | transport_other_final_demand_ammonia | Ammonia | EU | Energy demand | 0 | FEC
SI | TYNDP2026 | HEV | 2035 | TWh | 312 | Sub_sector | International transport | International aviation | Transport (int. aviation) | Energetic | transport_int_aviation_final_demand_electricity | Electricity | EU | Energy demand | 0 | FEC
SI | TYNDP2026 | HEV | 2035 | TWh | 313 | Sub_sector | International transport | International aviation | Transport (int. aviation) | Energetic | transport_int_aviation_final_demand_hydrogen | Hydrogen | EU | Energy demand | 0 | FEC
SI | TYNDP2026 | HEV | 2035 | TWh | 314 | Sub_sector | International transport | International aviation | Transport (int. aviation) | Energetic | transport_int_aviation_final_demand_methane | Methane | EU | Energy demand | 0 | FEC
SI | TYNDP2026 | HEV | 2035 | TWh | 315 | Sub_sector | International transport | International aviation | Transport (int. aviation) | Energetic | transport_int_aviation_final_demand_heat | Heat | EU | Energy demand | 0 | FEC
SI | TYNDP2026 | HEV | 2035 | TWh | 316 | Sub_sector | International transport | International aviation | Transport (int. aviation) | Energetic | transport_int_aviation_final_demand_biofuels | Biomass | EU | Energy demand | 0 | FEC
SI | TYNDP2026 | HEV | 2035 | TWh | 317 | Sub_sector | International transport | International aviation | Transport (int. aviation) | Energetic | transport_int_aviation_final_demand_coal | Solids | EU | Energy demand | 0 | FEC
SI | TYNDP2026 | HEV | 2035 | TWh | 318 | Sub_sector | International transport | International aviation | Transport (int. aviation) | Energetic | transport_int_aviation_final_demand_oil | Liquids | EU | Energy demand | 0.28971 | FEC
SI | TYNDP2026 | HEV | 2035 | TWh | 319 | Sub_sector | International transport | International aviation | Transport (int. aviation) | Energetic | transport_int_aviation_final_demand_other | Others | EU | Energy demand | 0 | FEC
SI | TYNDP2026 | HEV | 2035 | TWh | 320 | Sub_sector | International transport | International aviation | Transport (int. aviation) | Energetic | transport_int_aviation_final_demand_ammonia | Ammonia | EU | Energy demand | 0 | FEC
SI | TYNDP2026 | HEV | 2035 | TWh | 322 | Sub_sector | International transport | International shipping | Transport (int. shipping) | Energetic | transport_int_shipping_final_demand_electricity | Electricity | EU | Energy demand | 0 | not_included_in_FEC
SI | TYNDP2026 | HEV | 2035 | TWh | 323 | Sub_sector | International transport | International shipping | Transport (int. shipping) | Energetic | transport_int_shipping_final_demand_hydrogen | Hydrogen | EU | Energy demand | 0 | not_included_in_FEC
SI | TYNDP2026 | HEV | 2035 | TWh | 324 | Sub_sector | International transport | International shipping | Transport (int. shipping) | Energetic | transport_int_shipping_final_demand_methane | Methane | EU | Energy demand | 0 | not_included_in_FEC
SI | TYNDP2026 | HEV | 2035 | TWh | 325 | Sub_sector | International transport | International shipping | Transport (int. shipping) | Energetic | transport_int_shipping_final_demand_heat | Heat | EU | Energy demand | 0 | not_included_in_FEC
SI | TYNDP2026 | HEV | 2035 | TWh | 326 | Sub_sector | International transport | International shipping | Transport (int. shipping) | Energetic | transport_int_shipping_final_demand_biofuels | Biomass | EU | Energy demand | 0 | not_included_in_FEC
SI | TYNDP2026 | HEV | 2035 | TWh | 327 | Sub_sector | International transport | International shipping | Transport (int. shipping) | Energetic | transport_int_shipping_final_demand_coal | Solids | EU | Energy demand | 0 | not_included_in_FEC
SI | TYNDP2026 | HEV | 2035 | TWh | 328 | Sub_sector | International transport | International shipping | Transport (int. shipping) | Energetic | transport_int_shipping_final_demand_oil | Liquids | EU | Energy demand | 1.9191 | not_included_in_FEC
SI | TYNDP2026 | HEV | 2035 | TWh | 329 | Sub_sector | International transport | International shipping | Transport (int. shipping) | Energetic | transport_int_shipping_final_demand_other | Others | EU | Energy demand | 0 | not_included_in_FEC
SI | TYNDP2026 | HEV | 2035 | TWh | 330 | Sub_sector | International transport | International shipping | Transport (int. shipping) | Energetic | transport_int_shipping_final_demand_ammonia | Ammonia | EU | Energy demand | 0 | not_included_in_FEC
SI | TYNDP2026 | HEV | 2035 | TWh | 332 | Sub_sector | Households | Space heating | Households (heating) | Energetic | households_heating_final_demand_electricity | Electricity | EU | Energy demand | 1.3922 | FEC
SI | TYNDP2026 | HEV | 2035 | TWh | 333 | Sub_sector | Households | Space heating | Households (heating) | Energetic | households_heating_final_demand_hydrogen | Hydrogen | EU | Energy demand | 0.011923 | FEC
SI | TYNDP2026 | HEV | 2035 | TWh | 334 | Sub_sector | Households | Space heating | Households (heating) | Energetic | households_heating_final_demand_methane | Methane | EU | Energy demand | 0.44823 | FEC
SI | TYNDP2026 | HEV | 2035 | TWh | 335 | Sub_sector | Households | Space heating | Households (heating) | Energetic | households_heating_final_demand_heat | Heat | EU | Energy demand | 0.71763 | FEC
SI | TYNDP2026 | HEV | 2035 | TWh | 336 | Sub_sector | Households | Space heating | Households (heating) | Energetic | households_heating_final_demand_biomass | Biomass | EU | Energy demand | 4.2727 | FEC
SI | TYNDP2026 | HEV | 2035 | TWh | 337 | Sub_sector | Households | Space heating | Households (heating) | Energetic | households_heating_final_demand_coal | Solids | EU | Energy demand | 0.0003928 | FEC
SI | TYNDP2026 | HEV | 2035 | TWh | 338 | Sub_sector | Households | Space heating | Households (heating) | Energetic | households_heating_final_demand_oil | Liquids | EU | Energy demand | 0.68322 | FEC
SI | TYNDP2026 | HEV | 2035 | TWh | 339 | Sub_sector | Households | Space heating | Households (heating) | Energetic | households_heating_final_demand_other | Others | EU | Energy demand | 0.0018476 | FEC
SI | TYNDP2026 | HEV | 2035 | TWh | 340 | Sub_sector | Households | Space heating | Households (heating) | Energetic | households_heating_final_demand_ammonia | Ammonia | EU | Energy demand | 0 | FEC
SI | TYNDP2026 | HEV | 2035 | TWh | 343 | Sub_sector | Households | Cooling | Households (cooling) | Energetic | households_cooling_final_demand_electricity | Electricity | EU | Energy demand | 0.093256 | FEC
SI | TYNDP2026 | HEV | 2035 | TWh | 344 | Sub_sector | Households | Cooling | Households (cooling) | Energetic | households_cooling_final_demand_hydrogen | Hydrogen | EU | Energy demand | 0 | FEC
SI | TYNDP2026 | HEV | 2035 | TWh | 345 | Sub_sector | Households | Cooling | Households (cooling) | Energetic | households_cooling_final_demand_methane | Methane | EU | Energy demand | 0 | FEC
SI | TYNDP2026 | HEV | 2035 | TWh | 346 | Sub_sector | Households | Cooling | Households (cooling) | Energetic | households_cooling_final_demand_heat | Heat | EU | Energy demand | 0 | FEC
SI | TYNDP2026 | HEV | 2035 | TWh | 347 | Sub_sector | Households | Cooling | Households (cooling) | Energetic | households_cooling_final_demand_biomass | Biomass | EU | Energy demand | 0 | FEC
SI | TYNDP2026 | HEV | 2035 | TWh | 348 | Sub_sector | Households | Cooling | Households (cooling) | Energetic | households_cooling_final_demand_coal | Solids | EU | Energy demand | 0 | FEC
SI | TYNDP2026 | HEV | 2035 | TWh | 349 | Sub_sector | Households | Cooling | Households (cooling) | Energetic | households_cooling_final_demand_oil | Liquids | EU | Energy demand | 0 | FEC
SI | TYNDP2026 | HEV | 2035 | TWh | 350 | Sub_sector | Households | Cooling | Households (cooling) | Energetic | households_cooling_final_demand_other | Others | EU | Energy demand | 0 | FEC
SI | TYNDP2026 | HEV | 2035 | TWh | 351 | Sub_sector | Households | Cooling | Households (cooling) | Energetic | households_cooling_final_demand_ammonia | Ammonia | EU | Energy demand | 0 | FEC
SI | TYNDP2026 | HEV | 2035 | TWh | 354 | Sub_sector | Households | Hot water | Households (hot water) | Energetic | households_hot_water_final_demand_electricity | Electricity | EU | Energy demand | 0.47901 | FEC
SI | TYNDP2026 | HEV | 2035 | TWh | 355 | Sub_sector | Households | Hot water | Households (hot water) | Energetic | households_hot_water_final_demand_hydrogen | Hydrogen | EU | Energy demand | 0.0086301 | FEC
SI | TYNDP2026 | HEV | 2035 | TWh | 356 | Sub_sector | Households | Hot water | Households (hot water) | Energetic | households_hot_water_final_demand_methane | Methane | EU | Energy demand | 0.12412 | FEC
SI | TYNDP2026 | HEV | 2035 | TWh | 357 | Sub_sector | Households | Hot water | Households (hot water) | Energetic | households_hot_water_final_demand_heat | Heat | EU | Energy demand | 0.31392 | FEC
SI | TYNDP2026 | HEV | 2035 | TWh | 358 | Sub_sector | Households | Hot water | Households (hot water) | Energetic | households_hot_water_final_demand_biomass | Biomass | EU | Energy demand | 0.90597 | FEC
SI | TYNDP2026 | HEV | 2035 | TWh | 359 | Sub_sector | Households | Hot water | Households (hot water) | Energetic | households_hot_water_final_demand_coal | Solids | EU | Energy demand | 6.25e-05 | FEC
SI | TYNDP2026 | HEV | 2035 | TWh | 360 | Sub_sector | Households | Hot water | Households (hot water) | Energetic | households_hot_water_final_demand_oil | Liquids | EU | Energy demand | 0.10868 | FEC
SI | TYNDP2026 | HEV | 2035 | TWh | 361 | Sub_sector | Households | Hot water | Households (hot water) | Energetic | households_hot_water_final_demand_other | Others | EU | Energy demand | 0.083742 | FEC
SI | TYNDP2026 | HEV | 2035 | TWh | 362 | Sub_sector | Households | Hot water | Households (hot water) | Energetic | households_hot_water_final_demand_ammonia | Ammonia | EU | Energy demand | 0 | FEC
SI | TYNDP2026 | HEV | 2035 | TWh | 365 | Sub_sector | Households | Appliances | Households (appliances) | Energetic | households_appliances_final_demand_electricity | Electricity | EU | Energy demand | 2.212 | FEC
SI | TYNDP2026 | HEV | 2035 | TWh | 366 | Sub_sector | Households | Appliances | Households (appliances) | Energetic | households_appliances_final_demand_hydrogen | Hydrogen | EU | Energy demand | 0 | FEC
SI | TYNDP2026 | HEV | 2035 | TWh | 367 | Sub_sector | Households | Appliances | Households (appliances) | Energetic | households_appliances_final_demand_methane | Methane | EU | Energy demand | 0.080034 | FEC
SI | TYNDP2026 | HEV | 2035 | TWh | 368 | Sub_sector | Households | Appliances | Households (appliances) | Energetic | households_appliances_final_demand_heat | Heat | EU | Energy demand | 0 | FEC
SI | TYNDP2026 | HEV | 2035 | TWh | 369 | Sub_sector | Households | Appliances | Households (appliances) | Energetic | households_appliances_final_demand_biomass | Biomass | EU | Energy demand | 0.0052203 | FEC
SI | TYNDP2026 | HEV | 2035 | TWh | 370 | Sub_sector | Households | Appliances | Households (appliances) | Energetic | households_appliances_final_demand_coal | Solids | EU | Energy demand | 0 | FEC
SI | TYNDP2026 | HEV | 2035 | TWh | 371 | Sub_sector | Households | Appliances | Households (appliances) | Energetic | households_appliances_final_demand_oil | Liquids | EU | Energy demand | 0 | FEC
SI | TYNDP2026 | HEV | 2035 | TWh | 372 | Sub_sector | Households | Appliances | Households (appliances) | Energetic | households_appliances_final_demand_other | Others | EU | Energy demand | 0 | FEC
SI | TYNDP2026 | HEV | 2035 | TWh | 373 | Sub_sector | Households | Appliances | Households (appliances) | Energetic | households_appliances_final_demand_ammonia | Ammonia | EU | Energy demand | 0 | FEC
SI | TYNDP2026 | HEV | 2035 | TWh | 375 | Sub_sector | Buildings | Space heating | Buildings (heat) | Energetic | buildings_heat_final_demand_electricity | Electricity | EU | Energy demand | 0.83044 | FEC
SI | TYNDP2026 | HEV | 2035 | TWh | 376 | Sub_sector | Buildings | Space heating | Buildings (heat) | Energetic | buildings_heat_final_demand_hydrogen | Hydrogen | EU | Energy demand | 0 | FEC
SI | TYNDP2026 | HEV | 2035 | TWh | 377 | Sub_sector | Buildings | Space heating | Buildings (heat) | Energetic | buildings_heat_final_demand_methane | Methane | EU | Energy demand | 0.17758 | FEC
SI | TYNDP2026 | HEV | 2035 | TWh | 378 | Sub_sector | Buildings | Space heating | Buildings (heat) | Energetic | buildings_heat_final_demand_heat | Heat | EU | Energy demand | 0.67908 | FEC
SI | TYNDP2026 | HEV | 2035 | TWh | 379 | Sub_sector | Buildings | Space heating | Buildings (heat) | Energetic | buildings_heat_final_demand_biomass | Biomass | EU | Energy demand | 0 | FEC
SI | TYNDP2026 | HEV | 2035 | TWh | 380 | Sub_sector | Buildings | Space heating | Buildings (heat) | Energetic | buildings_heat_final_demand_coal | Solids | EU | Energy demand | 0 | FEC
SI | TYNDP2026 | HEV | 2035 | TWh | 381 | Sub_sector | Buildings | Space heating | Buildings (heat) | Energetic | buildings_heat_final_demand_oil | Liquids | EU | Energy demand | 0.47475 | FEC
SI | TYNDP2026 | HEV | 2035 | TWh | 382 | Sub_sector | Buildings | Space heating | Buildings (heat) | Energetic | buildings_heat_final_demand_other | Others | EU | Energy demand | 0 | FEC
SI | TYNDP2026 | HEV | 2035 | TWh | 383 | Sub_sector | Buildings | Space heating | Buildings (heat) | Energetic | buildings_heat_final_demand_ammonia | Ammonia | EU | Energy demand | 0 | FEC
SI | TYNDP2026 | HEV | 2035 | TWh | 386 | Sub_sector | Buildings | Cooling | Buildings (cooling) | Energetic | buildings_cooling_final_demand_electricity | Electricity | EU | Energy demand | 0.22148 | FEC
SI | TYNDP2026 | HEV | 2035 | TWh | 387 | Sub_sector | Buildings | Cooling | Buildings (cooling) | Energetic | buildings_cooling_final_demand_hydrogen | Hydrogen | EU | Energy demand | 0 | FEC
SI | TYNDP2026 | HEV | 2035 | TWh | 388 | Sub_sector | Buildings | Cooling | Buildings (cooling) | Energetic | buildings_cooling_final_demand_methane | Methane | EU | Energy demand | 7.62e-05 | FEC
SI | TYNDP2026 | HEV | 2035 | TWh | 389 | Sub_sector | Buildings | Cooling | Buildings (cooling) | Energetic | buildings_cooling_final_demand_heat | Heat | EU | Energy demand | 0 | FEC
SI | TYNDP2026 | HEV | 2035 | TWh | 390 | Sub_sector | Buildings | Cooling | Buildings (cooling) | Energetic | buildings_cooling_final_demand_biomass | Biomass | EU | Energy demand | 0 | FEC
SI | TYNDP2026 | HEV | 2035 | TWh | 391 | Sub_sector | Buildings | Cooling | Buildings (cooling) | Energetic | buildings_cooling_final_demand_coal | Solids | EU | Energy demand | 0 | FEC
SI | TYNDP2026 | HEV | 2035 | TWh | 392 | Sub_sector | Buildings | Cooling | Buildings (cooling) | Energetic | buildings_cooling_final_demand_oil | Liquids | EU | Energy demand | 0 | FEC
SI | TYNDP2026 | HEV | 2035 | TWh | 393 | Sub_sector | Buildings | Cooling | Buildings (cooling) | Energetic | buildings_cooling_final_demand_other | Others | EU | Energy demand | 0 | FEC
SI | TYNDP2026 | HEV | 2035 | TWh | 394 | Sub_sector | Buildings | Cooling | Buildings (cooling) | Energetic | buildings_cooling_final_demand_ammonia | Ammonia | EU | Energy demand | 0 | FEC
SI | TYNDP2026 | HEV | 2035 | TWh | 397 | Sub_sector | Buildings | Appliances | Buildings (appliances) | Energetic | buildings_appliances_final_demand_electricity | Electricity | EU | Energy demand | 2.2474 | FEC
SI | TYNDP2026 | HEV | 2035 | TWh | 398 | Sub_sector | Buildings | Appliances | Buildings (appliances) | Energetic | buildings_appliances_final_demand_hydrogen | Hydrogen | EU | Energy demand | 0 | FEC
SI | TYNDP2026 | HEV | 2035 | TWh | 399 | Sub_sector | Buildings | Appliances | Buildings (appliances) | Energetic | buildings_appliances_final_demand_methane | Methane | EU | Energy demand | 0.14727 | FEC
SI | TYNDP2026 | HEV | 2035 | TWh | 400 | Sub_sector | Buildings | Appliances | Buildings (appliances) | Energetic | buildings_appliances_final_demand_heat | Heat | EU | Energy demand | 0 | FEC
SI | TYNDP2026 | HEV | 2035 | TWh | 401 | Sub_sector | Buildings | Appliances | Buildings (appliances) | Energetic | buildings_appliances_final_demand_biomass | Biomass | EU | Energy demand | 0 | FEC
SI | TYNDP2026 | HEV | 2035 | TWh | 402 | Sub_sector | Buildings | Appliances | Buildings (appliances) | Energetic | buildings_appliances_final_demand_coal | Solids | EU | Energy demand | 0 | FEC
SI | TYNDP2026 | HEV | 2035 | TWh | 403 | Sub_sector | Buildings | Appliances | Buildings (appliances) | Energetic | buildings_appliances_final_demand_oil | Liquids | EU | Energy demand | 0 | FEC
SI | TYNDP2026 | HEV | 2035 | TWh | 404 | Sub_sector | Buildings | Appliances | Buildings (appliances) | Energetic | buildings_appliances_final_demand_other | Others | EU | Energy demand | 0 | FEC
SI | TYNDP2026 | HEV | 2035 | TWh | 405 | Sub_sector | Buildings | Appliances | Buildings (appliances) | Energetic | buildings_appliances_final_demand_ammonia | Ammonia | EU | Energy demand | 0 | FEC
SI | TYNDP2026 | HEV | 2035 | TWh | 407 | Sub_sector | Buildings | Datacenters | Datacenters & ICT | Energetic | datacentres_final_demand_electricity_energetic | Electricity | EU | Energy demand | 0.37625 | FEC
SI | TYNDP2026 | HEV | 2035 | TWh | 408 | Sub_sector | Buildings | Datacenters | Datacenters & ICT | Energetic | datacentres_final_demand_hydrogen_energetic | Hydrogen | EU | Energy demand | 0 | FEC
SI | TYNDP2026 | HEV | 2035 | TWh | 409 | Sub_sector | Buildings | Datacenters | Datacenters & ICT | Energetic | datacentres_final_demand_methane_energetic | Methane | EU | Energy demand | 0 | FEC
SI | TYNDP2026 | HEV | 2035 | TWh | 410 | Sub_sector | Buildings | Datacenters | Datacenters & ICT | Energetic | datacentres_final_demand_heat_energetic | Heat | EU | Energy demand | 0 | FEC
SI | TYNDP2026 | HEV | 2035 | TWh | 411 | Sub_sector | Buildings | Datacenters | Datacenters & ICT | Energetic | datacentres_final_demand_biomass_energetic | Biomass | EU | Energy demand | 0 | FEC
SI | TYNDP2026 | HEV | 2035 | TWh | 412 | Sub_sector | Buildings | Datacenters | Datacenters & ICT | Energetic | datacentres_final_demand_coal_energetic | Solids | EU | Energy demand | 0 | FEC
SI | TYNDP2026 | HEV | 2035 | TWh | 413 | Sub_sector | Buildings | Datacenters | Datacenters & ICT | Energetic | datacentres_final_demand_oil_energetic | Liquids | EU | Energy demand | 0 | FEC
SI | TYNDP2026 | HEV | 2035 | TWh | 414 | Sub_sector | Buildings | Datacenters | Datacenters & ICT | Energetic | datacentres_final_demand_other_energetic | Others | EU | Energy demand | 0 | FEC
SI | TYNDP2026 | HEV | 2035 | TWh | 415 | Sub_sector | Buildings | Datacenters | Datacenters & ICT | Energetic | datacentres_final_demand_ammonia_energetic | Ammonia | EU | Energy demand | 0 | FEC
SI | TYNDP2026 | HEV | 2035 | TWh | 417 | Sub_sector | Transport | Others_Sector | Others_Sector | Energetic | other_final_demand_electricity_energetic | Electricity | EU | Energy demand | 0 | FEC
SI | TYNDP2026 | HEV | 2035 | TWh | 418 | Sub_sector | Transport | Others_Sector | Others_Sector | Energetic | other_final_demand_hydrogen_energetic | Hydrogen | EU | Energy demand | 0 | FEC
SI | TYNDP2026 | HEV | 2035 | TWh | 419 | Sub_sector | Transport | Pipeline Transport | Others_Sector | Energetic | other_final_demand_methane_energetic | Methane | EU | Energy demand | 0 | FEC
SI | TYNDP2026 | HEV | 2035 | TWh | 420 | Sub_sector | Transport | Others_Sector | Others_Sector | Energetic | other_final_demand_heat_energetic | Heat | EU | Energy demand | 0 | FEC
SI | TYNDP2026 | HEV | 2035 | TWh | 421 | Sub_sector | Transport | Others_Sector | Others_Sector | Energetic | other_final_demand_biomass_energetic | Biomass | EU | Energy demand | 0 | FEC
SI | TYNDP2026 | HEV | 2035 | TWh | 422 | Sub_sector | Transport | Others_Sector | Others_Sector | Energetic | other_final_demand_coal_energetic | Solids | EU | Energy demand | 0 | FEC
SI | TYNDP2026 | HEV | 2035 | TWh | 423 | Sub_sector | Transport | Others_Sector | Others_Sector | Energetic | other_final_demand_oil_energetic | Liquids | EU | Energy demand | 0.37114 | FEC
SI | TYNDP2026 | HEV | 2035 | TWh | 424 | Sub_sector | Others_Sector | Others_Sector | Others_Sector | Non-energetic | other_final_demand_oil_non_energetic | Liquids | EU | Energy demand | 0 | not_included_in_FEC
SI | TYNDP2026 | HEV | 2035 | TWh | 425 | Sub_sector | Transport | Others_Sector | Others_Sector | Energetic | other_final_demand_other_energetic | Others | EU | Energy demand | 0 | FEC
SI | TYNDP2026 | HEV | 2035 | TWh | 426 | Sub_sector | Transport | Others_Sector | Others_Sector | Energetic | other_final_demand_ammonia_energetic | Ammonia | EU | Energy demand | 0 | FEC
SI | TYNDP2026 | HEV | 2035 | TWh | 427 | Sub_sector | Industry | Surplus_Heat_in_Industry | Surplus_Heat_in_Industry | Energetic | final_demand_of_industry_unused_local_production_steam_hot_water | Heat | EU | Energy demand | 4.9405 | FEC
SI | TYNDP2026 | HEV | 2035 | TWh | 429 | Sub_sector | Agriculture | Total | Agriculture | Energetic | agriculture_final_demand_electricity_energetic | Electricity | EU | Energy demand | 0.017122 | FEC
SI | TYNDP2026 | HEV | 2035 | TWh | 430 | Sub_sector | Agriculture | Total | Agriculture | Energetic | agriculture_final_demand_hydrogen_energetic | Hydrogen | EU | Energy demand | 0 | FEC
SI | TYNDP2026 | HEV | 2035 | TWh | 431 | Sub_sector | Agriculture | Total | Agriculture | Energetic | agriculture_final_demand_methane_energetic | Methane | EU | Energy demand | 0 | FEC
SI | TYNDP2026 | HEV | 2035 | TWh | 432 | Sub_sector | Agriculture | Total | Agriculture | Energetic | agriculture_final_demand_heat_energetic | Heat | EU | Energy demand | 0 | FEC
SI | TYNDP2026 | HEV | 2035 | TWh | 433 | Sub_sector | Agriculture | Total | Agriculture | Energetic | agriculture_final_demand_biomass_energetic | Biomass | EU | Energy demand | 0 | FEC
SI | TYNDP2026 | HEV | 2035 | TWh | 434 | Sub_sector | Agriculture | Total | Agriculture | Energetic | agriculture_final_demand_coal_energetic | Solids | EU | Energy demand | 0 | FEC
SI | TYNDP2026 | HEV | 2035 | TWh | 435 | Sub_sector | Agriculture | Total | Agriculture | Energetic | agriculture_final_demand_oil_energetic | Liquids | EU | Energy demand | 0.81017 | FEC
SI | TYNDP2026 | HEV | 2035 | TWh | 436 | Sub_sector | Agriculture | Total | Agriculture | Energetic | agriculture_final_demand_other_energetic | Others | EU | Energy demand | 0 | FEC
SI | TYNDP2026 | HEV | 2035 | TWh | 437 | Sub_sector | Agriculture | Total | Agriculture | Energetic | agriculture_final_demand_ammonia_energetic | Ammonia | EU | Energy demand | 0 | FEC
SI | TYNDP2026 | HEV | 2035 | TWh | 447 | Sub_sector | Buildings | Surplus Energy | Buildings | Energetic | GAP | Electricity | EU | Energy demand | 0 | FEC
SI | TYNDP2026 | HEV | 2035 | TWh | 448 | Sub_sector | Buildings | Surplus Energy | Buildings | Energetic | GAP | Hydrogen | EU | Energy demand | 0 | FEC
SI | TYNDP2026 | HEV | 2035 | TWh | 449 | Sub_sector | Buildings | Surplus Energy | Buildings | Energetic | GAP | Methane | EU | Energy demand | 0 | FEC
SI | TYNDP2026 | HEV | 2035 | TWh | 450 | Sub_sector | Buildings | Surplus Energy | Buildings | Energetic | GAP | Heat | EU | Energy demand | 0 | FEC
SI | TYNDP2026 | HEV | 2035 | TWh | 451 | Sub_sector | Buildings | Surplus Energy | Buildings | Energetic | GAP | Biomass | EU | Energy demand | 0 | FEC
SI | TYNDP2026 | HEV | 2035 | TWh | 452 | Sub_sector | Buildings | Surplus Energy | Buildings | Energetic | GAP | Solids | EU | Energy demand | 0 | FEC
SI | TYNDP2026 | HEV | 2035 | TWh | 453 | Sub_sector | Buildings | Surplus Energy | Buildings | Energetic | GAP | Liquids | EU | Energy demand | 0.14854 | FEC
SI | TYNDP2026 | HEV | 2035 | TWh | 454 | Sub_sector | Buildings | Surplus Energy | Buildings | Energetic | GAP | Others | EU | Energy demand | 0 | FEC
SI | TYNDP2026 | HEV | 2035 | TWh | 455 | Sub_sector | Buildings | Surplus Energy | Buildings | Energetic | GAP | Ammonia | EU | Energy demand | 0 | FEC
SI | TYNDP2026 | HEV | 2035 | TWh | 456 | Sub_sector | Households | Surplus Energy | Households | Energetic | GAP | Electricity | EU | Energy demand | 0 | FEC
SI | TYNDP2026 | HEV | 2035 | TWh | 457 | Sub_sector | Households | Surplus Energy | Households | Energetic | GAP | Hydrogen | EU | Energy demand | 0 | FEC
SI | TYNDP2026 | HEV | 2035 | TWh | 458 | Sub_sector | Households | Surplus Energy | Households | Energetic | GAP | Methane | EU | Energy demand | 0 | FEC
SI | TYNDP2026 | HEV | 2035 | TWh | 459 | Sub_sector | Households | Surplus Energy | Households | Energetic | GAP | Heat | EU | Energy demand | 0 | FEC
SI | TYNDP2026 | HEV | 2035 | TWh | 460 | Sub_sector | Households | Surplus Energy | Households | Energetic | GAP | Biomass | EU | Energy demand | 0 | FEC
SI | TYNDP2026 | HEV | 2035 | TWh | 461 | Sub_sector | Households | Surplus Energy | Households | Energetic | GAP | Solids | EU | Energy demand | 0 | FEC
SI | TYNDP2026 | HEV | 2035 | TWh | 462 | Sub_sector | Households | Surplus Energy | Households | Energetic | GAP | Liquids | EU | Energy demand | 0 | FEC
SI | TYNDP2026 | HEV | 2035 | TWh | 463 | Sub_sector | Households | Surplus Energy | Households | Energetic | GAP | Others | EU | Energy demand | 0 | FEC
SI | TYNDP2026 | HEV | 2035 | TWh | 464 | Sub_sector | Households | Surplus Energy | Households | Energetic | GAP | Ammonia | EU | Energy demand | 0 | FEC
SI | TYNDP2026 | HEV | 2040 | TWh | 102 | Sub_sector | Industry | Aluminium | Industry (aluminium) | Energetic | industry_aluminium_demand_electricity_energetic | Electricity | EU | Energy demand | 1.1716 | FEC
SI | TYNDP2026 | HEV | 2040 | TWh | 103 | Sub_sector | Industry | Aluminium | Industry (aluminium) | Energetic | industry_aluminium_demand_hydrogen_energetic | Hydrogen | EU | Energy demand | 0 | FEC
SI | TYNDP2026 | HEV | 2040 | TWh | 104 | Sub_sector | Industry | Aluminium | Industry (aluminium) | Energetic | industry_aluminium_demand_methane_energetic | Methane | EU | Energy demand | 0.082576 | FEC
SI | TYNDP2026 | HEV | 2040 | TWh | 105 | Sub_sector | Industry | Aluminium | Industry (aluminium) | Energetic | industry_aluminium_demand_heat_energetic | Heat | EU | Energy demand | 0 | FEC
SI | TYNDP2026 | HEV | 2040 | TWh | 106 | Sub_sector | Industry | Aluminium | Industry (aluminium) | Energetic | industry_aluminium_demand_biomass_energetic | Biomass | EU | Energy demand | 0 | FEC
SI | TYNDP2026 | HEV | 2040 | TWh | 107 | Sub_sector | Industry | Aluminium | Industry (aluminium) | Energetic | industry_aluminium_demand_coal_energetic | Solids | EU | Energy demand | 0 | FEC
SI | TYNDP2026 | HEV | 2040 | TWh | 108 | Sub_sector | Industry | Aluminium | Industry (aluminium) | Energetic | industry_aluminium_demand_oil_energetic | Liquids | EU | Energy demand | 0 | FEC
SI | TYNDP2026 | HEV | 2040 | TWh | 109 | Sub_sector | Industry | Aluminium | Industry (aluminium) | Energetic | industry_aluminium_demand_others_energetic | Others | EU | Energy demand | 0 | FEC
SI | TYNDP2026 | HEV | 2040 | TWh | 110 | Sub_sector | Industry | Aluminium | Industry (aluminium) | Energetic | industry_ammonia_demand_others_energetic | Ammonia | EU | Energy demand | 0 | FEC
SI | TYNDP2026 | HEV | 2040 | TWh | 112 | Sub_sector | Industry | Chemicals | Industry (chemicals, energetic) | Energetic | industry_chemical_demand_electricity_energetic | Electricity | EU | Energy demand | 0.68751 | FEC
SI | TYNDP2026 | HEV | 2040 | TWh | 113 | Sub_sector | Industry | Chemicals | Industry (chemicals, energetic) | Energetic | industry_chemical_demand_hydrogen_energetic | Hydrogen | EU | Energy demand | 0 | FEC
SI | TYNDP2026 | HEV | 2040 | TWh | 114 | Sub_sector | Industry | Chemicals | Industry (chemicals, energetic) | Energetic | industry_chemical_demand_methane_energetic | Methane | EU | Energy demand | 0.54157 | FEC
SI | TYNDP2026 | HEV | 2040 | TWh | 115 | Sub_sector | Industry | Chemicals | Industry (chemicals, energetic) | Energetic | industry_chemical_demand_heat_energetic | Heat | EU | Energy demand | 0.40872 | FEC
SI | TYNDP2026 | HEV | 2040 | TWh | 116 | Sub_sector | Industry | Chemicals | Industry (chemicals, energetic) | Energetic | industry_chemical_demand_biomass_energetic | Biomass | EU | Energy demand | 0.21403 | FEC
SI | TYNDP2026 | HEV | 2040 | TWh | 117 | Sub_sector | Industry | Chemicals | Industry (chemicals, energetic) | Energetic | industry_chemical_demand_coal_energetic | Solids | EU | Energy demand | 0.00011228 | FEC
SI | TYNDP2026 | HEV | 2040 | TWh | 118 | Sub_sector | Industry | Chemicals | Industry (chemicals, energetic) | Energetic | industry_chemical_demand_oil_energetic | Liquids | EU | Energy demand | 0.047088 | FEC
SI | TYNDP2026 | HEV | 2040 | TWh | 119 | Sub_sector | Industry | Chemicals | Industry (chemicals, energetic) | Energetic | industry_chemical_demand_others_energetic | Others | EU | Energy demand | 0 | FEC
SI | TYNDP2026 | HEV | 2040 | TWh | 120 | Sub_sector | Industry | Chemicals | Industry (chemicals, energetic) | Energetic | industry_chemical_demand_ammonia_energetic | Ammonia | EU | Energy demand | 0 | FEC
SI | TYNDP2026 | HEV | 2040 | TWh | 122 | Sub_sector | Industry | Chemicals | Industry (chemicals, non-energetic) | Non-energetic | industry_chemical_demand_electricity_non_energetic | Electricity | EU | Energy demand | 0 | not_included_in_FEC
SI | TYNDP2026 | HEV | 2040 | TWh | 123 | Sub_sector | Industry | Chemicals | Industry (chemicals, non-energetic) | Non-energetic | industry_chemical_demand_hydrogen_non_energetic | Hydrogen | EU | Energy demand | 0 | not_included_in_FEC
SI | TYNDP2026 | HEV | 2040 | TWh | 124 | Sub_sector | Industry | Chemicals | Industry (chemicals, non-energetic) | Non-energetic | industry_chemical_demand_methane_non_energetic | Methane | EU | Energy demand | 0.070635 | not_included_in_FEC
SI | TYNDP2026 | HEV | 2040 | TWh | 125 | Sub_sector | Industry | Chemicals | Industry (chemicals, non-energetic) | Non-energetic | industry_chemical_demand_heat_non_energetic | Heat | EU | Energy demand | 0 | not_included_in_FEC
SI | TYNDP2026 | HEV | 2040 | TWh | 126 | Sub_sector | Industry | Chemicals | Industry (chemicals, non-energetic) | Non-energetic | industry_chemical_demand_biomass_non_energetic | Biomass | EU | Energy demand | 0 | not_included_in_FEC
SI | TYNDP2026 | HEV | 2040 | TWh | 127 | Sub_sector | Industry | Chemicals | Industry (chemicals, non-energetic) | Non-energetic | industry_chemical_demand_coal_non_energetic | Solids | EU | Energy demand | 0 | not_included_in_FEC
SI | TYNDP2026 | HEV | 2040 | TWh | 128 | Sub_sector | Industry | Chemicals | Industry (chemicals, non-energetic) | Non-energetic | industry_chemical_demand_oil_non_energetic | Liquids | EU | Energy demand | 0.068796 | not_included_in_FEC
SI | TYNDP2026 | HEV | 2040 | TWh | 129 | Sub_sector | Industry | Chemicals | Industry (chemicals, non-energetic) | Non-energetic | industry_chemical_demand_others_non_energetic | Others | EU | Energy demand | 0 | not_included_in_FEC
SI | TYNDP2026 | HEV | 2040 | TWh | 130 | Sub_sector | Industry | Chemicals | Industry (chemicals, non-energetic) | Non-energetic | industry_chemical_demand_ammonia_non_energetic | Ammonia | EU | Energy demand | 0 | not_included_in_FEC
SI | TYNDP2026 | HEV | 2040 | TWh | 132 | Sub_sector | Industry | Fertilizers | Industry (fertilizers, energetic) | Energetic | industry_fertilizers_demand_electricity_energetic | Electricity | EU | Energy demand | 0 | FEC
SI | TYNDP2026 | HEV | 2040 | TWh | 133 | Sub_sector | Industry | Fertilizers | Industry (fertilizers, energetic) | Energetic | industry_fertilizers_demand_hydrogen_energetic | Hydrogen | EU | Energy demand | 0 | FEC
SI | TYNDP2026 | HEV | 2040 | TWh | 134 | Sub_sector | Industry | Fertilizers | Industry (fertilizers, energetic) | Energetic | industry_fertilizers_demand_methane_energetic | Methane | EU | Energy demand | 0 | FEC
SI | TYNDP2026 | HEV | 2040 | TWh | 135 | Sub_sector | Industry | Fertilizers | Industry (fertilizers, energetic) | Energetic | industry_fertilizers_demand_heat_energetic | Heat | EU | Energy demand | 0 | FEC
SI | TYNDP2026 | HEV | 2040 | TWh | 136 | Sub_sector | Industry | Fertilizers | Industry (fertilizers, energetic) | Energetic | industry_fertilizers_demand_biomass_energetic | Biomass | EU | Energy demand | 0 | FEC
SI | TYNDP2026 | HEV | 2040 | TWh | 137 | Sub_sector | Industry | Fertilizers | Industry (fertilizers, energetic) | Energetic | industry_fertilizers_demand_coal_energetic | Solids | EU | Energy demand | 0 | FEC
SI | TYNDP2026 | HEV | 2040 | TWh | 138 | Sub_sector | Industry | Fertilizers | Industry (fertilizers, energetic) | Energetic | industry_fertilizers_demand_oil_energetic | Liquids | EU | Energy demand | 0 | FEC
SI | TYNDP2026 | HEV | 2040 | TWh | 139 | Sub_sector | Industry | Fertilizers | Industry (fertilizers, energetic) | Energetic | industry_fertilizers_demand_others_energetic | Others | EU | Energy demand | 0 | FEC
SI | TYNDP2026 | HEV | 2040 | TWh | 140 | Sub_sector | Industry | Fertilizers | Industry (fertilizers, energetic) | Energetic | industry_fertilizers_demand_ammonia_energetic | Ammonia | EU | Energy demand | 0 | FEC
SI | TYNDP2026 | HEV | 2040 | TWh | 142 | Sub_sector | Industry | Fertilizers | Industry (fertilizers, non-energetic) | Non-energetic | industry_fertilizers_demand_electricity_non_energetic | Electricity | EU | Energy demand | 0 | not_included_in_FEC
SI | TYNDP2026 | HEV | 2040 | TWh | 143 | Sub_sector | Industry | Fertilizers | Industry (fertilizers, non-energetic) | Non-energetic | industry_fertilizers_demand_hydrogen_non_energetic | Hydrogen | EU | Energy demand | 0 | not_included_in_FEC
SI | TYNDP2026 | HEV | 2040 | TWh | 144 | Sub_sector | Industry | Fertilizers | Industry (fertilizers, non-energetic) | Non-energetic | industry_fertilizers_demand_methane_non_energetic | Methane | EU | Energy demand | 0 | not_included_in_FEC
SI | TYNDP2026 | HEV | 2040 | TWh | 145 | Sub_sector | Industry | Fertilizers | Industry (fertilizers, non-energetic) | Non-energetic | industry_fertilizers_demand_heat_non_energetic | Heat | EU | Energy demand | 0 | not_included_in_FEC
SI | TYNDP2026 | HEV | 2040 | TWh | 146 | Sub_sector | Industry | Fertilizers | Industry (fertilizers, non-energetic) | Non-energetic | industry_fertilizers_demand_biomass_non_energetic | Biomass | EU | Energy demand | 0 | not_included_in_FEC
SI | TYNDP2026 | HEV | 2040 | TWh | 147 | Sub_sector | Industry | Fertilizers | Industry (fertilizers, non-energetic) | Non-energetic | industry_fertilizers_demand_coal_non_energetic | Solids | EU | Energy demand | 0 | not_included_in_FEC
SI | TYNDP2026 | HEV | 2040 | TWh | 148 | Sub_sector | Industry | Fertilizers | Industry (fertilizers, non-energetic) | Non-energetic | industry_fertilizers_demand_oil_non_energetic | Liquids | EU | Energy demand | 0 | not_included_in_FEC
SI | TYNDP2026 | HEV | 2040 | TWh | 149 | Sub_sector | Industry | Fertilizers | Industry (fertilizers, non-energetic) | Non-energetic | industry_fertilizers_demand_others_non_energetic | Others | EU | Energy demand | 0 | not_included_in_FEC
SI | TYNDP2026 | HEV | 2040 | TWh | 150 | Sub_sector | Industry | Fertilizers | Industry (fertilizers, non-energetic) | Non-energetic | industry_fertilizers_demand_ammonia_non_energetic | Ammonia | EU | Energy demand | 0 | not_included_in_FEC
SI | TYNDP2026 | HEV | 2040 | TWh | 152 | Sub_sector | Industry | Food | Industry (food) | Energetic | industry_food_demand_electricity_energetic | Electricity | EU | Energy demand | 0.30644 | FEC
SI | TYNDP2026 | HEV | 2040 | TWh | 153 | Sub_sector | Industry | Food | Industry (food) | Energetic | industry_food_demand_hydrogen_energetic | Hydrogen | EU | Energy demand | 0 | FEC
SI | TYNDP2026 | HEV | 2040 | TWh | 154 | Sub_sector | Industry | Food | Industry (food) | Energetic | industry_food_demand_methane_energetic | Methane | EU | Energy demand | 0.3627 | FEC
SI | TYNDP2026 | HEV | 2040 | TWh | 155 | Sub_sector | Industry | Food | Industry (food) | Energetic | industry_food_demand_heat_energetic | Heat | EU | Energy demand | 0.054589 | FEC
SI | TYNDP2026 | HEV | 2040 | TWh | 156 | Sub_sector | Industry | Food | Industry (food) | Energetic | industry_food_demand_biomass_energetic | Biomass | EU | Energy demand | 0.020194 | FEC
SI | TYNDP2026 | HEV | 2040 | TWh | 157 | Sub_sector | Industry | Food | Industry (food) | Energetic | industry_food_demand_coal_energetic | Solids | EU | Energy demand | 0 | FEC
SI | TYNDP2026 | HEV | 2040 | TWh | 158 | Sub_sector | Industry | Food | Industry (food) | Energetic | industry_food_demand_oil_energetic | Liquids | EU | Energy demand | 0.10847 | FEC
SI | TYNDP2026 | HEV | 2040 | TWh | 159 | Sub_sector | Industry | Food | Industry (food) | Energetic | industry_food_demand_others_energetic | Others | EU | Energy demand | 0 | FEC
SI | TYNDP2026 | HEV | 2040 | TWh | 160 | Sub_sector | Industry | Food | Industry (food) | Energetic | industry_food_demand_ammonia_energetic | Ammonia | EU | Energy demand | 0 | FEC
SI | TYNDP2026 | HEV | 2040 | TWh | 162 | Sub_sector | Industry | Metals | Industry (metal) | Energetic | industry_metal_demand_electricity_energetic | Electricity | EU | Energy demand | 0.090087 | FEC
SI | TYNDP2026 | HEV | 2040 | TWh | 163 | Sub_sector | Industry | Metals | Industry (metal) | Energetic | industry_metal_demand_hydrogen_energetic | Hydrogen | EU | Energy demand | 0 | FEC
SI | TYNDP2026 | HEV | 2040 | TWh | 164 | Sub_sector | Industry | Metals | Industry (metal) | Energetic | industry_metal_demand_methane_energetic | Methane | EU | Energy demand | 0.3653 | FEC
SI | TYNDP2026 | HEV | 2040 | TWh | 165 | Sub_sector | Industry | Metals | Industry (metal) | Energetic | industry_metal_demand_heat_energetic | Heat | EU | Energy demand | 0.00051778 | FEC
SI | TYNDP2026 | HEV | 2040 | TWh | 166 | Sub_sector | Industry | Metals | Industry (metal) | Energetic | industry_metal_demand_biomass_energetic | Biomass | EU | Energy demand | 0 | FEC
SI | TYNDP2026 | HEV | 2040 | TWh | 167 | Sub_sector | Industry | Metals | Industry (metal) | Energetic | industry_metal_demand_coal_energetic | Solids | EU | Energy demand | 0.016664 | FEC
SI | TYNDP2026 | HEV | 2040 | TWh | 168 | Sub_sector | Industry | Metals | Industry (metal) | Energetic | industry_metal_demand_oil_energetic | Liquids | EU | Energy demand | 0.015415 | FEC
SI | TYNDP2026 | HEV | 2040 | TWh | 169 | Sub_sector | Industry | Metals | Industry (metal) | Energetic | industry_metal_demand_others_energetic | Others | EU | Energy demand | 0 | FEC
SI | TYNDP2026 | HEV | 2040 | TWh | 170 | Sub_sector | Industry | Metals | Industry (metal) | Energetic | industry_metal_demand_ammonia_energetic | Ammonia | EU | Energy demand | 0 | FEC
SI | TYNDP2026 | HEV | 2040 | TWh | 172 | Sub_sector | Industry | Others | Industry (other, energetic) | Energetic | industry_other_demand_electricity_energetic | Electricity | EU | Energy demand | 4.3337 | FEC
SI | TYNDP2026 | HEV | 2040 | TWh | 173 | Sub_sector | Industry | Others | Industry (other, energetic) | Energetic | industry_other_demand_hydrogen_energetic | Hydrogen | EU | Energy demand | 1.1129 | FEC
SI | TYNDP2026 | HEV | 2040 | TWh | 174 | Sub_sector | Industry | Others | Industry (other, energetic) | Energetic | industry_other_demand_methane_energetic | Methane | EU | Energy demand | 0 | FEC
SI | TYNDP2026 | HEV | 2040 | TWh | 175 | Sub_sector | Industry | Others | Industry (other, energetic) | Energetic | industry_other_demand_heat_energetic | Heat | EU | Energy demand | 0.17165 | FEC
SI | TYNDP2026 | HEV | 2040 | TWh | 176 | Sub_sector | Industry | Others | Industry (other, energetic) | Energetic | industry_other_demand_biomass_energetic | Biomass | EU | Energy demand | 1.1301 | FEC
SI | TYNDP2026 | HEV | 2040 | TWh | 177 | Sub_sector | Industry | Others | Industry (other, energetic) | Energetic | industry_other_demand_coal_energetic | Solids | EU | Energy demand | 0.13884 | FEC
SI | TYNDP2026 | HEV | 2040 | TWh | 178 | Sub_sector | Industry | Others | Industry (other, energetic) | Energetic | industry_other_demand_oil_energetic | Liquids | EU | Energy demand | 0.46998 | FEC
SI | TYNDP2026 | HEV | 2040 | TWh | 179 | Sub_sector | Industry | Others | Industry (other, energetic) | Energetic | industry_other_demand_others_energetic | Others | EU | Energy demand | 0 | FEC
SI | TYNDP2026 | HEV | 2040 | TWh | 180 | Sub_sector | Industry | Others | Industry (other, energetic) | Energetic | industry_other_demand_ammonia_energetic | Ammonia | EU | Energy demand | 0 | FEC
SI | TYNDP2026 | HEV | 2040 | TWh | 182 | Sub_sector | Industry | Others | Industry (other, non-energetic) | Non-energetic | industry_other_demand_electricity_non_energetic | Electricity | EU | Energy demand | 0 | not_included_in_FEC
SI | TYNDP2026 | HEV | 2040 | TWh | 183 | Sub_sector | Industry | Others | Industry (other, non-energetic) | Non-energetic | industry_other_demand_hydrogen_non_energetic | Hydrogen | EU | Energy demand | 0 | not_included_in_FEC
SI | TYNDP2026 | HEV | 2040 | TWh | 184 | Sub_sector | Industry | Others | Industry (other, non-energetic) | Non-energetic | industry_other_demand_methane_non_energetic | Methane | EU | Energy demand | 0 | not_included_in_FEC
SI | TYNDP2026 | HEV | 2040 | TWh | 185 | Sub_sector | Industry | Others | Industry (other, non-energetic) | Non-energetic | industry_other_demand_heat_non_energetic | Heat | EU | Energy demand | 0 | not_included_in_FEC
SI | TYNDP2026 | HEV | 2040 | TWh | 186 | Sub_sector | Industry | Others | Industry (other, non-energetic) | Non-energetic | industry_other_demand_biomass_non_energetic | Biomass | EU | Energy demand | 0 | not_included_in_FEC
SI | TYNDP2026 | HEV | 2040 | TWh | 187 | Sub_sector | Industry | Others | Industry (other, non-energetic) | Non-energetic | industry_other_demand_coal_non_energetic | Solids | EU | Energy demand | 0 | not_included_in_FEC
SI | TYNDP2026 | HEV | 2040 | TWh | 188 | Sub_sector | Industry | Others | Industry (other, non-energetic) | Non-energetic | industry_other_demand_oil_non_energetic | Liquids | EU | Energy demand | 1.6508 | not_included_in_FEC
SI | TYNDP2026 | HEV | 2040 | TWh | 189 | Sub_sector | Industry | Others | Industry (other, non-energetic) | Non-energetic | industry_other_demand_others_non_energetic | Others | EU | Energy demand | 0 | not_included_in_FEC
SI | TYNDP2026 | HEV | 2040 | TWh | 190 | Sub_sector | Industry | Others | Industry (other, non-energetic) | Non-energetic | industry_other_demand_ammonia_non_energetic | Ammonia | EU | Energy demand | 0 | not_included_in_FEC
SI | TYNDP2026 | HEV | 2040 | TWh | 192 | Sub_sector | Industry | Paper | Industry (paper) | Energetic | industry_paper_demand_electricity_energetic | Electricity | EU | Energy demand | 0.76053 | FEC
SI | TYNDP2026 | HEV | 2040 | TWh | 193 | Sub_sector | Industry | Paper | Industry (paper) | Energetic | industry_paper_demand_hydrogen_energetic | Hydrogen | EU | Energy demand | 0 | FEC
SI | TYNDP2026 | HEV | 2040 | TWh | 194 | Sub_sector | Industry | Paper | Industry (paper) | Energetic | industry_paper_demand_methane_energetic | Methane | EU | Energy demand | 0.54158 | FEC
SI | TYNDP2026 | HEV | 2040 | TWh | 195 | Sub_sector | Industry | Paper | Industry (paper) | Energetic | industry_paper_demand_heat_energetic | Heat | EU | Energy demand | 0.012125 | FEC
SI | TYNDP2026 | HEV | 2040 | TWh | 196 | Sub_sector | Industry | Paper | Industry (paper) | Energetic | industry_paper_demand_biomass_energetic | Biomass | EU | Energy demand | 0.13596 | FEC
SI | TYNDP2026 | HEV | 2040 | TWh | 197 | Sub_sector | Industry | Paper | Industry (paper) | Energetic | industry_paper_demand_coal_energetic | Solids | EU | Energy demand | 0.26707 | FEC
SI | TYNDP2026 | HEV | 2040 | TWh | 198 | Sub_sector | Industry | Paper | Industry (paper) | Energetic | industry_paper_demand_oil_energetic | Liquids | EU | Energy demand | 0.47781 | FEC
SI | TYNDP2026 | HEV | 2040 | TWh | 199 | Sub_sector | Industry | Paper | Industry (paper) | Energetic | industry_paper_demand_others_energetic | Others | EU | Energy demand | 0 | FEC
SI | TYNDP2026 | HEV | 2040 | TWh | 200 | Sub_sector | Industry | Paper | Industry (paper) | Energetic | industry_paper_demand_ammonia_energetic | Ammonia | EU | Energy demand | 0 | FEC
SI | TYNDP2026 | HEV | 2040 | TWh | 202 | Sub_sector | Industry | Refineries | Industry (refineries, energetic) | Energetic | industry_refinery_demand_electricity_energetic | Electricity | EU | Energy demand | 0 | not_included_in_FEC
SI | TYNDP2026 | HEV | 2040 | TWh | 203 | Sub_sector | Industry | Refineries | Industry (refineries, energetic) | Energetic | industry_refinery_demand_hydrogen_energetic | Hydrogen | EU | Energy demand | 0 | not_included_in_FEC
SI | TYNDP2026 | HEV | 2040 | TWh | 204 | Sub_sector | Industry | Refineries | Industry (refineries, energetic) | Energetic | industry_refinery_demand_methane_energetic | Methane | EU | Energy demand | 0 | not_included_in_FEC
SI | TYNDP2026 | HEV | 2040 | TWh | 205 | Sub_sector | Industry | Refineries | Industry (refineries, energetic) | Energetic | industry_refinery_demand_heat_energetic | Heat | EU | Energy demand | 0 | not_included_in_FEC
SI | TYNDP2026 | HEV | 2040 | TWh | 206 | Sub_sector | Industry | Refineries | Industry (refineries, energetic) | Energetic | industry_refinery_demand_biomass_energetic | Biomass | EU | Energy demand | 0 | not_included_in_FEC
SI | TYNDP2026 | HEV | 2040 | TWh | 207 | Sub_sector | Industry | Refineries | Industry (refineries, energetic) | Energetic | industry_refinery_demand_coal_energetic | Solids | EU | Energy demand | 0 | not_included_in_FEC
SI | TYNDP2026 | HEV | 2040 | TWh | 208 | Sub_sector | Industry | Refineries | Industry (refineries, energetic) | Energetic | industry_refinery_demand_oil_energetic | Liquids | EU | Energy demand | 0 | not_included_in_FEC
SI | TYNDP2026 | HEV | 2040 | TWh | 209 | Sub_sector | Industry | Refineries | Industry (refineries, energetic) | Energetic | industry_refinery_demand_others_energetic | Others | EU | Energy demand | 0 | not_included_in_FEC
SI | TYNDP2026 | HEV | 2040 | TWh | 210 | Sub_sector | Industry | Refineries | Industry (refineries, energetic) | Energetic | industry_refinery_demand_ammonia_energetic | Ammonia | EU | Energy demand | 0 | not_included_in_FEC
SI | TYNDP2026 | HEV | 2040 | TWh | 212 | Sub_sector | Industry | Refineries | Industry (refineries, non-energetic) | Non-energetic | industry_refinery_demand_electricity_non_energetic | Electricity | EU | Energy demand | 0 | not_included_in_FEC
SI | TYNDP2026 | HEV | 2040 | TWh | 213 | Sub_sector | Industry | Refineries | Industry (refineries, non-energetic) | Non-energetic | industry_refinery_demand_hydrogen_non_energetic | Hydrogen | EU | Energy demand | 0 | not_included_in_FEC
SI | TYNDP2026 | HEV | 2040 | TWh | 214 | Sub_sector | Industry | Refineries | Industry (refineries, non-energetic) | Non-energetic | industry_refinery_demand_methane_non_energetic | Methane | EU | Energy demand | 0 | not_included_in_FEC
SI | TYNDP2026 | HEV | 2040 | TWh | 215 | Sub_sector | Industry | Refineries | Industry (refineries, non-energetic) | Non-energetic | industry_refinery_demand_heat_non_energetic | Heat | EU | Energy demand | 0 | not_included_in_FEC
SI | TYNDP2026 | HEV | 2040 | TWh | 216 | Sub_sector | Industry | Refineries | Industry (refineries, non-energetic) | Non-energetic | industry_refinery_demand_biomass_non_energetic | Biomass | EU | Energy demand | 0 | not_included_in_FEC
SI | TYNDP2026 | HEV | 2040 | TWh | 217 | Sub_sector | Industry | Refineries | Industry (refineries, non-energetic) | Non-energetic | industry_refinery_demand_coal_non_energetic | Solids | EU | Energy demand | 0 | not_included_in_FEC
SI | TYNDP2026 | HEV | 2040 | TWh | 218 | Sub_sector | Industry | Refineries | Industry (refineries, non-energetic) | Non-energetic | industry_refinery_demand_oil_non_energetic | Liquids | EU | Energy demand | 0 | not_included_in_FEC
SI | TYNDP2026 | HEV | 2040 | TWh | 219 | Sub_sector | Industry | Refineries | Industry (refineries, non-energetic) | Non-energetic | industry_refinery_demand_others_non_energetic | Others | EU | Energy demand | 0 | not_included_in_FEC
SI | TYNDP2026 | HEV | 2040 | TWh | 220 | Sub_sector | Industry | Refineries | Industry (refineries, non-energetic) | Non-energetic | industry_refinery_demand_ammonia_non_energetic | Ammonia | EU | Energy demand | 0 | not_included_in_FEC
SI | TYNDP2026 | HEV | 2040 | TWh | 222 | Sub_sector | Industry | Steel | Industry (steel) | Energetic | industry_steel_demand_electricity_energetic | Electricity | EU | Energy demand | 0.84534 | FEC
SI | TYNDP2026 | HEV | 2040 | TWh | 223 | Sub_sector | Industry | Steel | Industry (steel) | Energetic | industry_steel_demand_hydrogen_energetic | Hydrogen | EU | Energy demand | 0 | FEC
SI | TYNDP2026 | HEV | 2040 | TWh | 224 | Sub_sector | Industry | Steel | Industry (steel) | Energetic | industry_steel_demand_methane_energetic | Methane | EU | Energy demand | 0.99568 | FEC
SI | TYNDP2026 | HEV | 2040 | TWh | 225 | Sub_sector | Industry | Steel | Industry (steel) | Energetic | industry_steel_demand_heat_energetic | Heat | EU | Energy demand | 0.013021 | FEC
SI | TYNDP2026 | HEV | 2040 | TWh | 226 | Sub_sector | Industry | Steel | Industry (steel) | Energetic | industry_steel_demand_biomass_energetic | Biomass | EU | Energy demand | 8.3e-05 | FEC
SI | TYNDP2026 | HEV | 2040 | TWh | 227 | Sub_sector | Industry | Steel | Industry (steel) | Energetic | industry_steel_demand_coal_energetic | Solids | EU | Energy demand | 0.072749 | FEC
SI | TYNDP2026 | HEV | 2040 | TWh | 228 | Sub_sector | Industry | Steel | Industry (steel) | Energetic | industry_steel_demand_oil_energetic | Liquids | EU | Energy demand | 0.022772 | FEC
SI | TYNDP2026 | HEV | 2040 | TWh | 229 | Sub_sector | Industry | Steel | Industry (steel) | Energetic | industry_steel_demand_others_energetic | Others | EU | Energy demand | 0 | FEC
SI | TYNDP2026 | HEV | 2040 | TWh | 230 | Sub_sector | Industry | Steel | Industry (steel) | Energetic | industry_steel_demand_ammonia_energetic | Ammonia | EU | Energy demand | 0 | FEC
SI | TYNDP2026 | HEV | 2040 | TWh | 232 | Sub_sector | Transport | Cars | Transport (cars) | Energetic | transport_cars_final_demand_electricity | Electricity | EU | Energy demand | 3.801 | FEC
SI | TYNDP2026 | HEV | 2040 | TWh | 233 | Sub_sector | Transport | Cars | Transport (cars) | Energetic | transport_cars_final_demand_hydrogen | Hydrogen | EU | Energy demand | 0 | FEC
SI | TYNDP2026 | HEV | 2040 | TWh | 234 | Sub_sector | Transport | Cars | Transport (cars) | Energetic | transport_cars_final_demand_methane | Methane | EU | Energy demand | 0.0032263 | FEC
SI | TYNDP2026 | HEV | 2040 | TWh | 235 | Sub_sector | Transport | Cars | Transport (cars) | Energetic | transport_cars_final_demand_heat | Heat | EU | Energy demand | 0 | FEC
SI | TYNDP2026 | HEV | 2040 | TWh | 236 | Sub_sector | Transport | Cars | Transport (cars) | Energetic | transport_cars_final_demand_biomass | Biomass | EU | Energy demand | 0 | FEC
SI | TYNDP2026 | HEV | 2040 | TWh | 237 | Sub_sector | Transport | Cars | Transport (cars) | Energetic | transport_cars_final_demand_coal | Solids | EU | Energy demand | 0 | FEC
SI | TYNDP2026 | HEV | 2040 | TWh | 238 | Sub_sector | Transport | Cars | Transport (cars) | Energetic | transport_cars_final_demand_oil | Liquids | EU | Energy demand | 3.2006 | FEC
SI | TYNDP2026 | HEV | 2040 | TWh | 239 | Sub_sector | Transport | Cars | Transport (cars) | Energetic | transport_cars_final_demand_other | Others | EU | Energy demand | 0 | FEC
SI | TYNDP2026 | HEV | 2040 | TWh | 240 | Sub_sector | Transport | Cars | Transport (cars) | Energetic | transport_cars_final_demand_ammonia | Ammonia | EU | Energy demand | 0 | FEC
SI | TYNDP2026 | HEV | 2040 | TWh | 242 | Sub_sector | Transport | Busses | Transport (busses) | Energetic | transport_busses_final_demand_electricity | Electricity | EU | Energy demand | 0.00048273 | FEC
SI | TYNDP2026 | HEV | 2040 | TWh | 243 | Sub_sector | Transport | Busses | Transport (busses) | Energetic | transport_busses_final_demand_hydrogen | Hydrogen | EU | Energy demand | 0 | FEC
SI | TYNDP2026 | HEV | 2040 | TWh | 244 | Sub_sector | Transport | Busses | Transport (busses) | Energetic | transport_busses_final_demand_methane | Methane | EU | Energy demand | 0.042257 | FEC
SI | TYNDP2026 | HEV | 2040 | TWh | 245 | Sub_sector | Transport | Busses | Transport (busses) | Energetic | transport_busses_final_demand_heat | Heat | EU | Energy demand | 0 | FEC
SI | TYNDP2026 | HEV | 2040 | TWh | 246 | Sub_sector | Transport | Busses | Transport (busses) | Energetic | transport_busses_final_demand_biomass | Biomass | EU | Energy demand | 0 | FEC
SI | TYNDP2026 | HEV | 2040 | TWh | 247 | Sub_sector | Transport | Busses | Transport (busses) | Energetic | transport_busses_final_demand_coal | Solids | EU | Energy demand | 0 | FEC
SI | TYNDP2026 | HEV | 2040 | TWh | 248 | Sub_sector | Transport | Busses | Transport (busses) | Energetic | transport_busses_final_demand_oil | Liquids | EU | Energy demand | 0.46989 | FEC
SI | TYNDP2026 | HEV | 2040 | TWh | 249 | Sub_sector | Transport | Busses | Transport (busses) | Energetic | transport_busses_final_demand_other | Others | EU | Energy demand | 0 | FEC
SI | TYNDP2026 | HEV | 2040 | TWh | 250 | Sub_sector | Transport | Busses | Transport (busses) | Energetic | transport_busses_final_demand_ammonia | Ammonia | EU | Energy demand | 0 | FEC
SI | TYNDP2026 | HEV | 2040 | TWh | 252 | Sub_sector | Transport | Trucks | Transport (trucks) | Energetic | transport_trucks_final_demand_electricity | Electricity | EU | Energy demand | 0 | FEC
SI | TYNDP2026 | HEV | 2040 | TWh | 253 | Sub_sector | Transport | Trucks | Transport (trucks) | Energetic | transport_trucks_final_demand_hydrogen | Hydrogen | EU | Energy demand | 1.3767 | FEC
SI | TYNDP2026 | HEV | 2040 | TWh | 254 | Sub_sector | Transport | Trucks | Transport (trucks) | Energetic | transport_trucks_final_demand_methane | Methane | EU | Energy demand | 0.086687 | FEC
SI | TYNDP2026 | HEV | 2040 | TWh | 255 | Sub_sector | Transport | Trucks | Transport (trucks) | Energetic | transport_trucks_final_demand_heat | Heat | EU | Energy demand | 0 | FEC
SI | TYNDP2026 | HEV | 2040 | TWh | 256 | Sub_sector | Transport | Trucks | Transport (trucks) | Energetic | transport_trucks_final_demand_biomass | Biomass | EU | Energy demand | 0 | FEC
SI | TYNDP2026 | HEV | 2040 | TWh | 257 | Sub_sector | Transport | Trucks | Transport (trucks) | Energetic | transport_trucks_final_demand_coal | Solids | EU | Energy demand | 0 | FEC
SI | TYNDP2026 | HEV | 2040 | TWh | 258 | Sub_sector | Transport | Trucks | Transport (trucks) | Energetic | transport_trucks_final_demand_oil | Liquids | EU | Energy demand | 2.7458 | FEC
SI | TYNDP2026 | HEV | 2040 | TWh | 259 | Sub_sector | Transport | Trucks | Transport (trucks) | Energetic | transport_trucks_final_demand_other | Others | EU | Energy demand | 0 | FEC
SI | TYNDP2026 | HEV | 2040 | TWh | 260 | Sub_sector | Transport | Trucks | Transport (trucks) | Energetic | transport_trucks_final_demand_ammonia | Ammonia | EU | Energy demand | 0 | FEC
SI | TYNDP2026 | HEV | 2040 | TWh | 262 | Sub_sector | Transport | Vans | Transport (vans) | Energetic | transport_vans_final_demand_electricity | Electricity | EU | Energy demand | 0.00029182 | FEC
SI | TYNDP2026 | HEV | 2040 | TWh | 263 | Sub_sector | Transport | Vans | Transport (vans) | Energetic | transport_vans_final_demand_hydrogen | Hydrogen | EU | Energy demand | 0 | FEC
SI | TYNDP2026 | HEV | 2040 | TWh | 264 | Sub_sector | Transport | Vans | Transport (vans) | Energetic | transport_vans_final_demand_methane | Methane | EU | Energy demand | 0.001759 | FEC
SI | TYNDP2026 | HEV | 2040 | TWh | 265 | Sub_sector | Transport | Vans | Transport (vans) | Energetic | transport_vans_final_demand_heat | Heat | EU | Energy demand | 0 | FEC
SI | TYNDP2026 | HEV | 2040 | TWh | 266 | Sub_sector | Transport | Vans | Transport (vans) | Energetic | transport_vans_final_demand_biomass | Biomass | EU | Energy demand | 0 | FEC
SI | TYNDP2026 | HEV | 2040 | TWh | 267 | Sub_sector | Transport | Vans | Transport (vans) | Energetic | transport_vans_final_demand_coal | Solids | EU | Energy demand | 0 | FEC
SI | TYNDP2026 | HEV | 2040 | TWh | 268 | Sub_sector | Transport | Vans | Transport (vans) | Energetic | transport_vans_final_demand_oil | Liquids | EU | Energy demand | 0.75219 | FEC
SI | TYNDP2026 | HEV | 2040 | TWh | 269 | Sub_sector | Transport | Vans | Transport (vans) | Energetic | transport_vans_final_demand_other | Others | EU | Energy demand | 0 | FEC
SI | TYNDP2026 | HEV | 2040 | TWh | 270 | Sub_sector | Transport | Vans | Transport (vans) | Energetic | transport_vans_final_demand_ammonia | Ammonia | EU | Energy demand | 0 | FEC
SI | TYNDP2026 | HEV | 2040 | TWh | 272 | Sub_sector | Transport | Freight trains | Transport (trains) | Energetic | transport_trains_final_demand_electricity | Electricity | EU | Energy demand | 0.21768 | FEC
SI | TYNDP2026 | HEV | 2040 | TWh | 273 | Sub_sector | Transport | Freight trains | Transport (trains) | Energetic | transport_trains_final_demand_hydrogen | Hydrogen | EU | Energy demand | 0 | FEC
SI | TYNDP2026 | HEV | 2040 | TWh | 274 | Sub_sector | Transport | Freight trains | Transport (trains) | Energetic | transport_trains_final_demand_methane | Methane | EU | Energy demand | 0 | FEC
SI | TYNDP2026 | HEV | 2040 | TWh | 275 | Sub_sector | Transport | Freight trains | Transport (trains) | Energetic | transport_trains_final_demand_heat | Heat | EU | Energy demand | 0 | FEC
SI | TYNDP2026 | HEV | 2040 | TWh | 276 | Sub_sector | Transport | Freight trains | Transport (trains) | Energetic | transport_trains_final_demand_biomass | Biomass | EU | Energy demand | 0 | FEC
SI | TYNDP2026 | HEV | 2040 | TWh | 277 | Sub_sector | Transport | Freight trains | Transport (trains) | Energetic | transport_trains_final_demand_coal | Solids | EU | Energy demand | 0.0011487 | FEC
SI | TYNDP2026 | HEV | 2040 | TWh | 278 | Sub_sector | Transport | Freight trains | Transport (trains) | Energetic | transport_trains_final_demand_oil | Liquids | EU | Energy demand | 0.084334 | FEC
SI | TYNDP2026 | HEV | 2040 | TWh | 279 | Sub_sector | Transport | Freight trains | Transport (trains) | Energetic | transport_trains_final_demand_other | Others | EU | Energy demand | 0 | FEC
SI | TYNDP2026 | HEV | 2040 | TWh | 280 | Sub_sector | Transport | Freight trains | Transport (trains) | Energetic | transport_trains_final_demand_ammonia | Ammonia | EU | Energy demand | 0 | FEC
SI | TYNDP2026 | HEV | 2040 | TWh | 282 | Sub_sector | Transport | Ships | Transport (ships) | Energetic | transport_ships_final_demand_electricity | Electricity | EU | Energy demand | 0 | FEC
SI | TYNDP2026 | HEV | 2040 | TWh | 283 | Sub_sector | Transport | Ships | Transport (ships) | Energetic | transport_ships_final_demand_hydrogen | Hydrogen | EU | Energy demand | 0 | FEC
SI | TYNDP2026 | HEV | 2040 | TWh | 284 | Sub_sector | Transport | Ships | Transport (ships) | Energetic | transport_ships_final_demand_methane | Methane | EU | Energy demand | 1.56e-05 | FEC
SI | TYNDP2026 | HEV | 2040 | TWh | 285 | Sub_sector | Transport | Ships | Transport (ships) | Energetic | transport_ships_final_demand_heat | Heat | EU | Energy demand | 0 | FEC
SI | TYNDP2026 | HEV | 2040 | TWh | 286 | Sub_sector | Transport | Ships | Transport (ships) | Energetic | transport_ships_final_demand_biomass | Biomass | EU | Energy demand | 0 | FEC
SI | TYNDP2026 | HEV | 2040 | TWh | 287 | Sub_sector | Transport | Ships | Transport (ships) | Energetic | transport_ships_final_demand_coal | Solids | EU | Energy demand | 0 | FEC
SI | TYNDP2026 | HEV | 2040 | TWh | 288 | Sub_sector | Transport | Ships | Transport (ships) | Energetic | transport_ships_final_demand_oil | Liquids | EU | Energy demand | 0 | FEC
SI | TYNDP2026 | HEV | 2040 | TWh | 289 | Sub_sector | Transport | Ships | Transport (ships) | Energetic | transport_ships_final_demand_other | Others | EU | Energy demand | 0 | FEC
SI | TYNDP2026 | HEV | 2040 | TWh | 290 | Sub_sector | Transport | Ships | Transport (ships) | Energetic | transport_ships_final_demand_ammonia | Ammonia | EU | Energy demand | 0 | FEC
SI | TYNDP2026 | HEV | 2040 | TWh | 292 | Sub_sector | Transport | Planes | Transport (planes) | Energetic | transport_planes_final_demand_electricity | Electricity | EU | Energy demand | 0 | FEC
SI | TYNDP2026 | HEV | 2040 | TWh | 293 | Sub_sector | Transport | Planes | Transport (planes) | Energetic | transport_planes_final_demand_hydrogen | Hydrogen | EU | Energy demand | 0 | FEC
SI | TYNDP2026 | HEV | 2040 | TWh | 294 | Sub_sector | Transport | Planes | Transport (planes) | Energetic | transport_planes_final_demand_methane | Methane | EU | Energy demand | 0 | FEC
SI | TYNDP2026 | HEV | 2040 | TWh | 295 | Sub_sector | Transport | Planes | Transport (planes) | Energetic | transport_planes_final_demand_heat | Heat | EU | Energy demand | 0 | FEC
SI | TYNDP2026 | HEV | 2040 | TWh | 296 | Sub_sector | Transport | Planes | Transport (planes) | Energetic | transport_planes_final_demand_biomass | Biomass | EU | Energy demand | 0 | FEC
SI | TYNDP2026 | HEV | 2040 | TWh | 297 | Sub_sector | Transport | Planes | Transport (planes) | Energetic | transport_planes_final_demand_coal | Solids | EU | Energy demand | 0 | FEC
SI | TYNDP2026 | HEV | 2040 | TWh | 298 | Sub_sector | Transport | Planes | Transport (planes) | Energetic | transport_planes_final_demand_oil | Liquids | EU | Energy demand | 0.0050145 | FEC
SI | TYNDP2026 | HEV | 2040 | TWh | 299 | Sub_sector | Transport | Planes | Transport (planes) | Energetic | transport_planes_final_demand_other | Others | EU | Energy demand | 0 | FEC
SI | TYNDP2026 | HEV | 2040 | TWh | 300 | Sub_sector | Transport | Planes | Transport (planes) | Energetic | transport_planes_final_demand_ammonia | Ammonia | EU | Energy demand | 0 | FEC
SI | TYNDP2026 | HEV | 2040 | TWh | 302 | Sub_sector | Transport | Others | Transport (others) | Energetic | transport_other_final_demand_electricity | Electricity | EU | Energy demand | 0.000332 | FEC
SI | TYNDP2026 | HEV | 2040 | TWh | 303 | Sub_sector | Transport | Others | Transport (others) | Energetic | transport_other_final_demand_hydrogen | Hydrogen | EU | Energy demand | 0 | FEC
SI | TYNDP2026 | HEV | 2040 | TWh | 304 | Sub_sector | Transport | Others | Transport (others) | Energetic | transport_other_final_demand_methane | Methane | EU | Energy demand | 0 | FEC
SI | TYNDP2026 | HEV | 2040 | TWh | 305 | Sub_sector | Transport | Others | Transport (others) | Energetic | transport_other_final_demand_heat | Heat | EU | Energy demand | 0 | FEC
SI | TYNDP2026 | HEV | 2040 | TWh | 306 | Sub_sector | Transport | Others | Transport (others) | Energetic | transport_other_final_demand_biomass | Biomass | EU | Energy demand | 0 | FEC
SI | TYNDP2026 | HEV | 2040 | TWh | 307 | Sub_sector | Transport | Others | Transport (others) | Energetic | transport_other_final_demand_coal | Solids | EU | Energy demand | 0 | FEC
SI | TYNDP2026 | HEV | 2040 | TWh | 308 | Sub_sector | Transport | Others | Transport (others) | Energetic | transport_other_final_demand_oil | Liquids | EU | Energy demand | 0.10153 | FEC
SI | TYNDP2026 | HEV | 2040 | TWh | 309 | Sub_sector | Transport | Others | Transport (others) | Energetic | transport_other_final_demand_other | Others | EU | Energy demand | 0 | FEC
SI | TYNDP2026 | HEV | 2040 | TWh | 310 | Sub_sector | Transport | Others | Transport (others) | Energetic | transport_other_final_demand_ammonia | Ammonia | EU | Energy demand | 0 | FEC
SI | TYNDP2026 | HEV | 2040 | TWh | 312 | Sub_sector | International transport | International aviation | Transport (int. aviation) | Energetic | transport_int_aviation_final_demand_electricity | Electricity | EU | Energy demand | 0 | FEC
SI | TYNDP2026 | HEV | 2040 | TWh | 313 | Sub_sector | International transport | International aviation | Transport (int. aviation) | Energetic | transport_int_aviation_final_demand_hydrogen | Hydrogen | EU | Energy demand | 0 | FEC
SI | TYNDP2026 | HEV | 2040 | TWh | 314 | Sub_sector | International transport | International aviation | Transport (int. aviation) | Energetic | transport_int_aviation_final_demand_methane | Methane | EU | Energy demand | 0 | FEC
SI | TYNDP2026 | HEV | 2040 | TWh | 315 | Sub_sector | International transport | International aviation | Transport (int. aviation) | Energetic | transport_int_aviation_final_demand_heat | Heat | EU | Energy demand | 0 | FEC
SI | TYNDP2026 | HEV | 2040 | TWh | 316 | Sub_sector | International transport | International aviation | Transport (int. aviation) | Energetic | transport_int_aviation_final_demand_biofuels | Biomass | EU | Energy demand | 0 | FEC
SI | TYNDP2026 | HEV | 2040 | TWh | 317 | Sub_sector | International transport | International aviation | Transport (int. aviation) | Energetic | transport_int_aviation_final_demand_coal | Solids | EU | Energy demand | 0 | FEC
SI | TYNDP2026 | HEV | 2040 | TWh | 318 | Sub_sector | International transport | International aviation | Transport (int. aviation) | Energetic | transport_int_aviation_final_demand_oil | Liquids | EU | Energy demand | 0.28089 | FEC
SI | TYNDP2026 | HEV | 2040 | TWh | 319 | Sub_sector | International transport | International aviation | Transport (int. aviation) | Energetic | transport_int_aviation_final_demand_other | Others | EU | Energy demand | 0 | FEC
SI | TYNDP2026 | HEV | 2040 | TWh | 320 | Sub_sector | International transport | International aviation | Transport (int. aviation) | Energetic | transport_int_aviation_final_demand_ammonia | Ammonia | EU | Energy demand | 0 | FEC
SI | TYNDP2026 | HEV | 2040 | TWh | 322 | Sub_sector | International transport | International shipping | Transport (int. shipping) | Energetic | transport_int_shipping_final_demand_electricity | Electricity | EU | Energy demand | 0 | not_included_in_FEC
SI | TYNDP2026 | HEV | 2040 | TWh | 323 | Sub_sector | International transport | International shipping | Transport (int. shipping) | Energetic | transport_int_shipping_final_demand_hydrogen | Hydrogen | EU | Energy demand | 0 | not_included_in_FEC
SI | TYNDP2026 | HEV | 2040 | TWh | 324 | Sub_sector | International transport | International shipping | Transport (int. shipping) | Energetic | transport_int_shipping_final_demand_methane | Methane | EU | Energy demand | 0 | not_included_in_FEC
SI | TYNDP2026 | HEV | 2040 | TWh | 325 | Sub_sector | International transport | International shipping | Transport (int. shipping) | Energetic | transport_int_shipping_final_demand_heat | Heat | EU | Energy demand | 0 | not_included_in_FEC
SI | TYNDP2026 | HEV | 2040 | TWh | 326 | Sub_sector | International transport | International shipping | Transport (int. shipping) | Energetic | transport_int_shipping_final_demand_biofuels | Biomass | EU | Energy demand | 0 | not_included_in_FEC
SI | TYNDP2026 | HEV | 2040 | TWh | 327 | Sub_sector | International transport | International shipping | Transport (int. shipping) | Energetic | transport_int_shipping_final_demand_coal | Solids | EU | Energy demand | 0 | not_included_in_FEC
SI | TYNDP2026 | HEV | 2040 | TWh | 328 | Sub_sector | International transport | International shipping | Transport (int. shipping) | Energetic | transport_int_shipping_final_demand_oil | Liquids | EU | Energy demand | 1.835 | not_included_in_FEC
SI | TYNDP2026 | HEV | 2040 | TWh | 329 | Sub_sector | International transport | International shipping | Transport (int. shipping) | Energetic | transport_int_shipping_final_demand_other | Others | EU | Energy demand | 0 | not_included_in_FEC
SI | TYNDP2026 | HEV | 2040 | TWh | 330 | Sub_sector | International transport | International shipping | Transport (int. shipping) | Energetic | transport_int_shipping_final_demand_ammonia | Ammonia | EU | Energy demand | 0 | not_included_in_FEC
SI | TYNDP2026 | HEV | 2040 | TWh | 332 | Sub_sector | Households | Space heating | Households (heating) | Energetic | households_heating_final_demand_electricity | Electricity | EU | Energy demand | 1.482 | FEC
SI | TYNDP2026 | HEV | 2040 | TWh | 333 | Sub_sector | Households | Space heating | Households (heating) | Energetic | households_heating_final_demand_hydrogen | Hydrogen | EU | Energy demand | 0.14756 | FEC
SI | TYNDP2026 | HEV | 2040 | TWh | 334 | Sub_sector | Households | Space heating | Households (heating) | Energetic | households_heating_final_demand_methane | Methane | EU | Energy demand | 0.3979 | FEC
SI | TYNDP2026 | HEV | 2040 | TWh | 335 | Sub_sector | Households | Space heating | Households (heating) | Energetic | households_heating_final_demand_heat | Heat | EU | Energy demand | 0.39606 | FEC
SI | TYNDP2026 | HEV | 2040 | TWh | 336 | Sub_sector | Households | Space heating | Households (heating) | Energetic | households_heating_final_demand_biomass | Biomass | EU | Energy demand | 4.6363 | FEC
SI | TYNDP2026 | HEV | 2040 | TWh | 337 | Sub_sector | Households | Space heating | Households (heating) | Energetic | households_heating_final_demand_coal | Solids | EU | Energy demand | 0.00039237 | FEC
SI | TYNDP2026 | HEV | 2040 | TWh | 338 | Sub_sector | Households | Space heating | Households (heating) | Energetic | households_heating_final_demand_oil | Liquids | EU | Energy demand | 0.49291 | FEC
SI | TYNDP2026 | HEV | 2040 | TWh | 339 | Sub_sector | Households | Space heating | Households (heating) | Energetic | households_heating_final_demand_other | Others | EU | Energy demand | 0.0018476 | FEC
SI | TYNDP2026 | HEV | 2040 | TWh | 340 | Sub_sector | Households | Space heating | Households (heating) | Energetic | households_heating_final_demand_ammonia | Ammonia | EU | Energy demand | 0 | FEC
SI | TYNDP2026 | HEV | 2040 | TWh | 343 | Sub_sector | Households | Cooling | Households (cooling) | Energetic | households_cooling_final_demand_electricity | Electricity | EU | Energy demand | 0.093256 | FEC
SI | TYNDP2026 | HEV | 2040 | TWh | 344 | Sub_sector | Households | Cooling | Households (cooling) | Energetic | households_cooling_final_demand_hydrogen | Hydrogen | EU | Energy demand | 0 | FEC
SI | TYNDP2026 | HEV | 2040 | TWh | 345 | Sub_sector | Households | Cooling | Households (cooling) | Energetic | households_cooling_final_demand_methane | Methane | EU | Energy demand | 0 | FEC
SI | TYNDP2026 | HEV | 2040 | TWh | 346 | Sub_sector | Households | Cooling | Households (cooling) | Energetic | households_cooling_final_demand_heat | Heat | EU | Energy demand | 0 | FEC
SI | TYNDP2026 | HEV | 2040 | TWh | 347 | Sub_sector | Households | Cooling | Households (cooling) | Energetic | households_cooling_final_demand_biomass | Biomass | EU | Energy demand | 0 | FEC
SI | TYNDP2026 | HEV | 2040 | TWh | 348 | Sub_sector | Households | Cooling | Households (cooling) | Energetic | households_cooling_final_demand_coal | Solids | EU | Energy demand | 0 | FEC
SI | TYNDP2026 | HEV | 2040 | TWh | 349 | Sub_sector | Households | Cooling | Households (cooling) | Energetic | households_cooling_final_demand_oil | Liquids | EU | Energy demand | 0 | FEC
SI | TYNDP2026 | HEV | 2040 | TWh | 350 | Sub_sector | Households | Cooling | Households (cooling) | Energetic | households_cooling_final_demand_other | Others | EU | Energy demand | 0 | FEC
SI | TYNDP2026 | HEV | 2040 | TWh | 351 | Sub_sector | Households | Cooling | Households (cooling) | Energetic | households_cooling_final_demand_ammonia | Ammonia | EU | Energy demand | 0 | FEC
SI | TYNDP2026 | HEV | 2040 | TWh | 354 | Sub_sector | Households | Hot water | Households (hot water) | Energetic | households_hot_water_final_demand_electricity | Electricity | EU | Energy demand | 0.52593 | FEC
SI | TYNDP2026 | HEV | 2040 | TWh | 355 | Sub_sector | Households | Hot water | Households (hot water) | Energetic | households_hot_water_final_demand_hydrogen | Hydrogen | EU | Energy demand | 0.041552 | FEC
SI | TYNDP2026 | HEV | 2040 | TWh | 356 | Sub_sector | Households | Hot water | Households (hot water) | Energetic | households_hot_water_final_demand_methane | Methane | EU | Energy demand | 0.086621 | FEC
SI | TYNDP2026 | HEV | 2040 | TWh | 357 | Sub_sector | Households | Hot water | Households (hot water) | Energetic | households_hot_water_final_demand_heat | Heat | EU | Energy demand | 0.22713 | FEC
SI | TYNDP2026 | HEV | 2040 | TWh | 358 | Sub_sector | Households | Hot water | Households (hot water) | Energetic | households_hot_water_final_demand_biomass | Biomass | EU | Energy demand | 1.0011 | FEC
SI | TYNDP2026 | HEV | 2040 | TWh | 359 | Sub_sector | Households | Hot water | Households (hot water) | Energetic | households_hot_water_final_demand_coal | Solids | EU | Energy demand | 6.24e-05 | FEC
SI | TYNDP2026 | HEV | 2040 | TWh | 360 | Sub_sector | Households | Hot water | Households (hot water) | Energetic | households_hot_water_final_demand_oil | Liquids | EU | Energy demand | 0.078409 | FEC
SI | TYNDP2026 | HEV | 2040 | TWh | 361 | Sub_sector | Households | Hot water | Households (hot water) | Energetic | households_hot_water_final_demand_other | Others | EU | Energy demand | 0.083742 | FEC
SI | TYNDP2026 | HEV | 2040 | TWh | 362 | Sub_sector | Households | Hot water | Households (hot water) | Energetic | households_hot_water_final_demand_ammonia | Ammonia | EU | Energy demand | 0 | FEC
SI | TYNDP2026 | HEV | 2040 | TWh | 365 | Sub_sector | Households | Appliances | Households (appliances) | Energetic | households_appliances_final_demand_electricity | Electricity | EU | Energy demand | 2.212 | FEC
SI | TYNDP2026 | HEV | 2040 | TWh | 366 | Sub_sector | Households | Appliances | Households (appliances) | Energetic | households_appliances_final_demand_hydrogen | Hydrogen | EU | Energy demand | 0 | FEC
SI | TYNDP2026 | HEV | 2040 | TWh | 367 | Sub_sector | Households | Appliances | Households (appliances) | Energetic | households_appliances_final_demand_methane | Methane | EU | Energy demand | 0.080034 | FEC
SI | TYNDP2026 | HEV | 2040 | TWh | 368 | Sub_sector | Households | Appliances | Households (appliances) | Energetic | households_appliances_final_demand_heat | Heat | EU | Energy demand | 0 | FEC
SI | TYNDP2026 | HEV | 2040 | TWh | 369 | Sub_sector | Households | Appliances | Households (appliances) | Energetic | households_appliances_final_demand_biomass | Biomass | EU | Energy demand | 0.0052203 | FEC
SI | TYNDP2026 | HEV | 2040 | TWh | 370 | Sub_sector | Households | Appliances | Households (appliances) | Energetic | households_appliances_final_demand_coal | Solids | EU | Energy demand | 0 | FEC
SI | TYNDP2026 | HEV | 2040 | TWh | 371 | Sub_sector | Households | Appliances | Households (appliances) | Energetic | households_appliances_final_demand_oil | Liquids | EU | Energy demand | 0 | FEC
SI | TYNDP2026 | HEV | 2040 | TWh | 372 | Sub_sector | Households | Appliances | Households (appliances) | Energetic | households_appliances_final_demand_other | Others | EU | Energy demand | 0 | FEC
SI | TYNDP2026 | HEV | 2040 | TWh | 373 | Sub_sector | Households | Appliances | Households (appliances) | Energetic | households_appliances_final_demand_ammonia | Ammonia | EU | Energy demand | 0 | FEC
SI | TYNDP2026 | HEV | 2040 | TWh | 375 | Sub_sector | Buildings | Space heating | Buildings (heat) | Energetic | buildings_heat_final_demand_electricity | Electricity | EU | Energy demand | 0.93906 | FEC
SI | TYNDP2026 | HEV | 2040 | TWh | 376 | Sub_sector | Buildings | Space heating | Buildings (heat) | Energetic | buildings_heat_final_demand_hydrogen | Hydrogen | EU | Energy demand | 0.0007579 | FEC
SI | TYNDP2026 | HEV | 2040 | TWh | 377 | Sub_sector | Buildings | Space heating | Buildings (heat) | Energetic | buildings_heat_final_demand_methane | Methane | EU | Energy demand | 0.10802 | FEC
SI | TYNDP2026 | HEV | 2040 | TWh | 378 | Sub_sector | Buildings | Space heating | Buildings (heat) | Energetic | buildings_heat_final_demand_heat | Heat | EU | Energy demand | 0.67908 | FEC
SI | TYNDP2026 | HEV | 2040 | TWh | 379 | Sub_sector | Buildings | Space heating | Buildings (heat) | Energetic | buildings_heat_final_demand_biomass | Biomass | EU | Energy demand | 0 | FEC
SI | TYNDP2026 | HEV | 2040 | TWh | 380 | Sub_sector | Buildings | Space heating | Buildings (heat) | Energetic | buildings_heat_final_demand_coal | Solids | EU | Energy demand | 0 | FEC
SI | TYNDP2026 | HEV | 2040 | TWh | 381 | Sub_sector | Buildings | Space heating | Buildings (heat) | Energetic | buildings_heat_final_demand_oil | Liquids | EU | Energy demand | 0.43334 | FEC
SI | TYNDP2026 | HEV | 2040 | TWh | 382 | Sub_sector | Buildings | Space heating | Buildings (heat) | Energetic | buildings_heat_final_demand_other | Others | EU | Energy demand | 0 | FEC
SI | TYNDP2026 | HEV | 2040 | TWh | 383 | Sub_sector | Buildings | Space heating | Buildings (heat) | Energetic | buildings_heat_final_demand_ammonia | Ammonia | EU | Energy demand | 0 | FEC
SI | TYNDP2026 | HEV | 2040 | TWh | 386 | Sub_sector | Buildings | Cooling | Buildings (cooling) | Energetic | buildings_cooling_final_demand_electricity | Electricity | EU | Energy demand | 0.22148 | FEC
SI | TYNDP2026 | HEV | 2040 | TWh | 387 | Sub_sector | Buildings | Cooling | Buildings (cooling) | Energetic | buildings_cooling_final_demand_hydrogen | Hydrogen | EU | Energy demand | 0 | FEC
SI | TYNDP2026 | HEV | 2040 | TWh | 388 | Sub_sector | Buildings | Cooling | Buildings (cooling) | Energetic | buildings_cooling_final_demand_methane | Methane | EU | Energy demand | 7.62e-05 | FEC
SI | TYNDP2026 | HEV | 2040 | TWh | 389 | Sub_sector | Buildings | Cooling | Buildings (cooling) | Energetic | buildings_cooling_final_demand_heat | Heat | EU | Energy demand | 0 | FEC
SI | TYNDP2026 | HEV | 2040 | TWh | 390 | Sub_sector | Buildings | Cooling | Buildings (cooling) | Energetic | buildings_cooling_final_demand_biomass | Biomass | EU | Energy demand | 0 | FEC
SI | TYNDP2026 | HEV | 2040 | TWh | 391 | Sub_sector | Buildings | Cooling | Buildings (cooling) | Energetic | buildings_cooling_final_demand_coal | Solids | EU | Energy demand | 0 | FEC
SI | TYNDP2026 | HEV | 2040 | TWh | 392 | Sub_sector | Buildings | Cooling | Buildings (cooling) | Energetic | buildings_cooling_final_demand_oil | Liquids | EU | Energy demand | 0 | FEC
SI | TYNDP2026 | HEV | 2040 | TWh | 393 | Sub_sector | Buildings | Cooling | Buildings (cooling) | Energetic | buildings_cooling_final_demand_other | Others | EU | Energy demand | 0 | FEC
SI | TYNDP2026 | HEV | 2040 | TWh | 394 | Sub_sector | Buildings | Cooling | Buildings (cooling) | Energetic | buildings_cooling_final_demand_ammonia | Ammonia | EU | Energy demand | 0 | FEC
SI | TYNDP2026 | HEV | 2040 | TWh | 397 | Sub_sector | Buildings | Appliances | Buildings (appliances) | Energetic | buildings_appliances_final_demand_electricity | Electricity | EU | Energy demand | 2.2474 | FEC
SI | TYNDP2026 | HEV | 2040 | TWh | 398 | Sub_sector | Buildings | Appliances | Buildings (appliances) | Energetic | buildings_appliances_final_demand_hydrogen | Hydrogen | EU | Energy demand | 0 | FEC
SI | TYNDP2026 | HEV | 2040 | TWh | 399 | Sub_sector | Buildings | Appliances | Buildings (appliances) | Energetic | buildings_appliances_final_demand_methane | Methane | EU | Energy demand | 0.14727 | FEC
SI | TYNDP2026 | HEV | 2040 | TWh | 400 | Sub_sector | Buildings | Appliances | Buildings (appliances) | Energetic | buildings_appliances_final_demand_heat | Heat | EU | Energy demand | 0 | FEC
SI | TYNDP2026 | HEV | 2040 | TWh | 401 | Sub_sector | Buildings | Appliances | Buildings (appliances) | Energetic | buildings_appliances_final_demand_biomass | Biomass | EU | Energy demand | 0 | FEC
SI | TYNDP2026 | HEV | 2040 | TWh | 402 | Sub_sector | Buildings | Appliances | Buildings (appliances) | Energetic | buildings_appliances_final_demand_coal | Solids | EU | Energy demand | 0 | FEC
SI | TYNDP2026 | HEV | 2040 | TWh | 403 | Sub_sector | Buildings | Appliances | Buildings (appliances) | Energetic | buildings_appliances_final_demand_oil | Liquids | EU | Energy demand | 0 | FEC
SI | TYNDP2026 | HEV | 2040 | TWh | 404 | Sub_sector | Buildings | Appliances | Buildings (appliances) | Energetic | buildings_appliances_final_demand_other | Others | EU | Energy demand | 0 | FEC
SI | TYNDP2026 | HEV | 2040 | TWh | 405 | Sub_sector | Buildings | Appliances | Buildings (appliances) | Energetic | buildings_appliances_final_demand_ammonia | Ammonia | EU | Energy demand | 0 | FEC
SI | TYNDP2026 | HEV | 2040 | TWh | 407 | Sub_sector | Buildings | Datacenters | Datacenters & ICT | Energetic | datacentres_final_demand_electricity_energetic | Electricity | EU | Energy demand | 0.37625 | FEC
SI | TYNDP2026 | HEV | 2040 | TWh | 408 | Sub_sector | Buildings | Datacenters | Datacenters & ICT | Energetic | datacentres_final_demand_hydrogen_energetic | Hydrogen | EU | Energy demand | 0 | FEC
SI | TYNDP2026 | HEV | 2040 | TWh | 409 | Sub_sector | Buildings | Datacenters | Datacenters & ICT | Energetic | datacentres_final_demand_methane_energetic | Methane | EU | Energy demand | 0 | FEC
SI | TYNDP2026 | HEV | 2040 | TWh | 410 | Sub_sector | Buildings | Datacenters | Datacenters & ICT | Energetic | datacentres_final_demand_heat_energetic | Heat | EU | Energy demand | 0 | FEC
SI | TYNDP2026 | HEV | 2040 | TWh | 411 | Sub_sector | Buildings | Datacenters | Datacenters & ICT | Energetic | datacentres_final_demand_biomass_energetic | Biomass | EU | Energy demand | 0 | FEC
SI | TYNDP2026 | HEV | 2040 | TWh | 412 | Sub_sector | Buildings | Datacenters | Datacenters & ICT | Energetic | datacentres_final_demand_coal_energetic | Solids | EU | Energy demand | 0 | FEC
SI | TYNDP2026 | HEV | 2040 | TWh | 413 | Sub_sector | Buildings | Datacenters | Datacenters & ICT | Energetic | datacentres_final_demand_oil_energetic | Liquids | EU | Energy demand | 0 | FEC
SI | TYNDP2026 | HEV | 2040 | TWh | 414 | Sub_sector | Buildings | Datacenters | Datacenters & ICT | Energetic | datacentres_final_demand_other_energetic | Others | EU | Energy demand | 0 | FEC
SI | TYNDP2026 | HEV | 2040 | TWh | 415 | Sub_sector | Buildings | Datacenters | Datacenters & ICT | Energetic | datacentres_final_demand_ammonia_energetic | Ammonia | EU | Energy demand | 0 | FEC
SI | TYNDP2026 | HEV | 2040 | TWh | 417 | Sub_sector | Transport | Others_Sector | Others_Sector | Energetic | other_final_demand_electricity_energetic | Electricity | EU | Energy demand | 0 | FEC
SI | TYNDP2026 | HEV | 2040 | TWh | 418 | Sub_sector | Transport | Others_Sector | Others_Sector | Energetic | other_final_demand_hydrogen_energetic | Hydrogen | EU | Energy demand | 0 | FEC
SI | TYNDP2026 | HEV | 2040 | TWh | 419 | Sub_sector | Transport | Pipeline Transport | Others_Sector | Energetic | other_final_demand_methane_energetic | Methane | EU | Energy demand | 0 | FEC
SI | TYNDP2026 | HEV | 2040 | TWh | 420 | Sub_sector | Transport | Others_Sector | Others_Sector | Energetic | other_final_demand_heat_energetic | Heat | EU | Energy demand | 0 | FEC
SI | TYNDP2026 | HEV | 2040 | TWh | 421 | Sub_sector | Transport | Others_Sector | Others_Sector | Energetic | other_final_demand_biomass_energetic | Biomass | EU | Energy demand | 0 | FEC
SI | TYNDP2026 | HEV | 2040 | TWh | 422 | Sub_sector | Transport | Others_Sector | Others_Sector | Energetic | other_final_demand_coal_energetic | Solids | EU | Energy demand | 0 | FEC
SI | TYNDP2026 | HEV | 2040 | TWh | 423 | Sub_sector | Transport | Others_Sector | Others_Sector | Energetic | other_final_demand_oil_energetic | Liquids | EU | Energy demand | 0.37114 | FEC
SI | TYNDP2026 | HEV | 2040 | TWh | 424 | Sub_sector | Others_Sector | Others_Sector | Others_Sector | Non-energetic | other_final_demand_oil_non_energetic | Liquids | EU | Energy demand | 0 | not_included_in_FEC
SI | TYNDP2026 | HEV | 2040 | TWh | 425 | Sub_sector | Transport | Others_Sector | Others_Sector | Energetic | other_final_demand_other_energetic | Others | EU | Energy demand | 0 | FEC
SI | TYNDP2026 | HEV | 2040 | TWh | 426 | Sub_sector | Transport | Others_Sector | Others_Sector | Energetic | other_final_demand_ammonia_energetic | Ammonia | EU | Energy demand | 0 | FEC
SI | TYNDP2026 | HEV | 2040 | TWh | 427 | Sub_sector | Industry | Surplus_Heat_in_Industry | Surplus_Heat_in_Industry | Energetic | final_demand_of_industry_unused_local_production_steam_hot_water | Heat | EU | Energy demand | 4.9405 | FEC
SI | TYNDP2026 | HEV | 2040 | TWh | 429 | Sub_sector | Agriculture | Total | Agriculture | Energetic | agriculture_final_demand_electricity_energetic | Electricity | EU | Energy demand | 0.017122 | FEC
SI | TYNDP2026 | HEV | 2040 | TWh | 430 | Sub_sector | Agriculture | Total | Agriculture | Energetic | agriculture_final_demand_hydrogen_energetic | Hydrogen | EU | Energy demand | 0 | FEC
SI | TYNDP2026 | HEV | 2040 | TWh | 431 | Sub_sector | Agriculture | Total | Agriculture | Energetic | agriculture_final_demand_methane_energetic | Methane | EU | Energy demand | 0 | FEC
SI | TYNDP2026 | HEV | 2040 | TWh | 432 | Sub_sector | Agriculture | Total | Agriculture | Energetic | agriculture_final_demand_heat_energetic | Heat | EU | Energy demand | 0 | FEC
SI | TYNDP2026 | HEV | 2040 | TWh | 433 | Sub_sector | Agriculture | Total | Agriculture | Energetic | agriculture_final_demand_biomass_energetic | Biomass | EU | Energy demand | 0 | FEC
SI | TYNDP2026 | HEV | 2040 | TWh | 434 | Sub_sector | Agriculture | Total | Agriculture | Energetic | agriculture_final_demand_coal_energetic | Solids | EU | Energy demand | 0 | FEC
SI | TYNDP2026 | HEV | 2040 | TWh | 435 | Sub_sector | Agriculture | Total | Agriculture | Energetic | agriculture_final_demand_oil_energetic | Liquids | EU | Energy demand | 0.81017 | FEC
SI | TYNDP2026 | HEV | 2040 | TWh | 436 | Sub_sector | Agriculture | Total | Agriculture | Energetic | agriculture_final_demand_other_energetic | Others | EU | Energy demand | 0 | FEC
SI | TYNDP2026 | HEV | 2040 | TWh | 437 | Sub_sector | Agriculture | Total | Agriculture | Energetic | agriculture_final_demand_ammonia_energetic | Ammonia | EU | Energy demand | 0 | FEC
SI | TYNDP2026 | HEV | 2040 | TWh | 447 | Sub_sector | Buildings | Surplus Energy | Buildings | Energetic | GAP | Electricity | EU | Energy demand | 0 | FEC
SI | TYNDP2026 | HEV | 2040 | TWh | 448 | Sub_sector | Buildings | Surplus Energy | Buildings | Energetic | GAP | Hydrogen | EU | Energy demand | 0 | FEC
SI | TYNDP2026 | HEV | 2040 | TWh | 449 | Sub_sector | Buildings | Surplus Energy | Buildings | Energetic | GAP | Methane | EU | Energy demand | 0 | FEC
SI | TYNDP2026 | HEV | 2040 | TWh | 450 | Sub_sector | Buildings | Surplus Energy | Buildings | Energetic | GAP | Heat | EU | Energy demand | 0 | FEC
SI | TYNDP2026 | HEV | 2040 | TWh | 451 | Sub_sector | Buildings | Surplus Energy | Buildings | Energetic | GAP | Biomass | EU | Energy demand | 0 | FEC
SI | TYNDP2026 | HEV | 2040 | TWh | 452 | Sub_sector | Buildings | Surplus Energy | Buildings | Energetic | GAP | Solids | EU | Energy demand | 0 | FEC
SI | TYNDP2026 | HEV | 2040 | TWh | 453 | Sub_sector | Buildings | Surplus Energy | Buildings | Energetic | GAP | Liquids | EU | Energy demand | 0.14854 | FEC
SI | TYNDP2026 | HEV | 2040 | TWh | 454 | Sub_sector | Buildings | Surplus Energy | Buildings | Energetic | GAP | Others | EU | Energy demand | 0 | FEC
SI | TYNDP2026 | HEV | 2040 | TWh | 455 | Sub_sector | Buildings | Surplus Energy | Buildings | Energetic | GAP | Ammonia | EU | Energy demand | 0 | FEC
SI | TYNDP2026 | HEV | 2040 | TWh | 456 | Sub_sector | Households | Surplus Energy | Households | Energetic | GAP | Electricity | EU | Energy demand | 0 | FEC
SI | TYNDP2026 | HEV | 2040 | TWh | 457 | Sub_sector | Households | Surplus Energy | Households | Energetic | GAP | Hydrogen | EU | Energy demand | 0 | FEC
SI | TYNDP2026 | HEV | 2040 | TWh | 458 | Sub_sector | Households | Surplus Energy | Households | Energetic | GAP | Methane | EU | Energy demand | 0 | FEC
SI | TYNDP2026 | HEV | 2040 | TWh | 459 | Sub_sector | Households | Surplus Energy | Households | Energetic | GAP | Heat | EU | Energy demand | 0 | FEC
SI | TYNDP2026 | HEV | 2040 | TWh | 460 | Sub_sector | Households | Surplus Energy | Households | Energetic | GAP | Biomass | EU | Energy demand | 0 | FEC
SI | TYNDP2026 | HEV | 2040 | TWh | 461 | Sub_sector | Households | Surplus Energy | Households | Energetic | GAP | Solids | EU | Energy demand | 0 | FEC
SI | TYNDP2026 | HEV | 2040 | TWh | 462 | Sub_sector | Households | Surplus Energy | Households | Energetic | GAP | Liquids | EU | Energy demand | 0 | FEC
SI | TYNDP2026 | HEV | 2040 | TWh | 463 | Sub_sector | Households | Surplus Energy | Households | Energetic | GAP | Others | EU | Energy demand | 0 | FEC
SI | TYNDP2026 | HEV | 2040 | TWh | 464 | Sub_sector | Households | Surplus Energy | Households | Energetic | GAP | Ammonia | EU | Energy demand | 0 | FEC
SI | TYNDP2026 | LEV | 2035 | TWh | 102 | Sub_sector | Industry | Aluminium | Industry (aluminium) | Energetic | industry_aluminium_demand_electricity_energetic | Electricity | EU | Energy demand | 1.0081 | FEC
SI | TYNDP2026 | LEV | 2035 | TWh | 103 | Sub_sector | Industry | Aluminium | Industry (aluminium) | Energetic | industry_aluminium_demand_hydrogen_energetic | Hydrogen | EU | Energy demand | 0 | FEC
SI | TYNDP2026 | LEV | 2035 | TWh | 104 | Sub_sector | Industry | Aluminium | Industry (aluminium) | Energetic | industry_aluminium_demand_methane_energetic | Methane | EU | Energy demand | 0.071054 | FEC
SI | TYNDP2026 | LEV | 2035 | TWh | 105 | Sub_sector | Industry | Aluminium | Industry (aluminium) | Energetic | industry_aluminium_demand_heat_energetic | Heat | EU | Energy demand | 0 | FEC
SI | TYNDP2026 | LEV | 2035 | TWh | 106 | Sub_sector | Industry | Aluminium | Industry (aluminium) | Energetic | industry_aluminium_demand_biomass_energetic | Biomass | EU | Energy demand | 0 | FEC
SI | TYNDP2026 | LEV | 2035 | TWh | 107 | Sub_sector | Industry | Aluminium | Industry (aluminium) | Energetic | industry_aluminium_demand_coal_energetic | Solids | EU | Energy demand | 0 | FEC
SI | TYNDP2026 | LEV | 2035 | TWh | 108 | Sub_sector | Industry | Aluminium | Industry (aluminium) | Energetic | industry_aluminium_demand_oil_energetic | Liquids | EU | Energy demand | 0 | FEC
SI | TYNDP2026 | LEV | 2035 | TWh | 109 | Sub_sector | Industry | Aluminium | Industry (aluminium) | Energetic | industry_aluminium_demand_others_energetic | Others | EU | Energy demand | 0 | FEC
SI | TYNDP2026 | LEV | 2035 | TWh | 110 | Sub_sector | Industry | Aluminium | Industry (aluminium) | Energetic | industry_ammonia_demand_others_energetic | Ammonia | EU | Energy demand | 0 | FEC
SI | TYNDP2026 | LEV | 2035 | TWh | 112 | Sub_sector | Industry | Chemicals | Industry (chemicals, energetic) | Energetic | industry_chemical_demand_electricity_energetic | Electricity | EU | Energy demand | 0.59158 | FEC
SI | TYNDP2026 | LEV | 2035 | TWh | 113 | Sub_sector | Industry | Chemicals | Industry (chemicals, energetic) | Energetic | industry_chemical_demand_hydrogen_energetic | Hydrogen | EU | Energy demand | 0 | FEC
SI | TYNDP2026 | LEV | 2035 | TWh | 114 | Sub_sector | Industry | Chemicals | Industry (chemicals, energetic) | Energetic | industry_chemical_demand_methane_energetic | Methane | EU | Energy demand | 0.466 | FEC
SI | TYNDP2026 | LEV | 2035 | TWh | 115 | Sub_sector | Industry | Chemicals | Industry (chemicals, energetic) | Energetic | industry_chemical_demand_heat_energetic | Heat | EU | Energy demand | 0.35169 | FEC
SI | TYNDP2026 | LEV | 2035 | TWh | 116 | Sub_sector | Industry | Chemicals | Industry (chemicals, energetic) | Energetic | industry_chemical_demand_biomass_energetic | Biomass | EU | Energy demand | 0.18417 | FEC
SI | TYNDP2026 | LEV | 2035 | TWh | 117 | Sub_sector | Industry | Chemicals | Industry (chemicals, energetic) | Energetic | industry_chemical_demand_coal_energetic | Solids | EU | Energy demand | 9.66e-05 | FEC
SI | TYNDP2026 | LEV | 2035 | TWh | 118 | Sub_sector | Industry | Chemicals | Industry (chemicals, energetic) | Energetic | industry_chemical_demand_oil_energetic | Liquids | EU | Energy demand | 0.040518 | FEC
SI | TYNDP2026 | LEV | 2035 | TWh | 119 | Sub_sector | Industry | Chemicals | Industry (chemicals, energetic) | Energetic | industry_chemical_demand_others_energetic | Others | EU | Energy demand | 0 | FEC
SI | TYNDP2026 | LEV | 2035 | TWh | 120 | Sub_sector | Industry | Chemicals | Industry (chemicals, energetic) | Energetic | industry_chemical_demand_ammonia_energetic | Ammonia | EU | Energy demand | 0 | FEC
SI | TYNDP2026 | LEV | 2035 | TWh | 122 | Sub_sector | Industry | Chemicals | Industry (chemicals, non-energetic) | Non-energetic | industry_chemical_demand_electricity_non_energetic | Electricity | EU | Energy demand | 0 | not_included_in_FEC
SI | TYNDP2026 | LEV | 2035 | TWh | 123 | Sub_sector | Industry | Chemicals | Industry (chemicals, non-energetic) | Non-energetic | industry_chemical_demand_hydrogen_non_energetic | Hydrogen | EU | Energy demand | 0 | not_included_in_FEC
SI | TYNDP2026 | LEV | 2035 | TWh | 124 | Sub_sector | Industry | Chemicals | Industry (chemicals, non-energetic) | Non-energetic | industry_chemical_demand_methane_non_energetic | Methane | EU | Energy demand | 0.060779 | not_included_in_FEC
SI | TYNDP2026 | LEV | 2035 | TWh | 125 | Sub_sector | Industry | Chemicals | Industry (chemicals, non-energetic) | Non-energetic | industry_chemical_demand_heat_non_energetic | Heat | EU | Energy demand | 0 | not_included_in_FEC
SI | TYNDP2026 | LEV | 2035 | TWh | 126 | Sub_sector | Industry | Chemicals | Industry (chemicals, non-energetic) | Non-energetic | industry_chemical_demand_biomass_non_energetic | Biomass | EU | Energy demand | 0 | not_included_in_FEC
SI | TYNDP2026 | LEV | 2035 | TWh | 127 | Sub_sector | Industry | Chemicals | Industry (chemicals, non-energetic) | Non-energetic | industry_chemical_demand_coal_non_energetic | Solids | EU | Energy demand | 0 | not_included_in_FEC
SI | TYNDP2026 | LEV | 2035 | TWh | 128 | Sub_sector | Industry | Chemicals | Industry (chemicals, non-energetic) | Non-energetic | industry_chemical_demand_oil_non_energetic | Liquids | EU | Energy demand | 0.059196 | not_included_in_FEC
SI | TYNDP2026 | LEV | 2035 | TWh | 129 | Sub_sector | Industry | Chemicals | Industry (chemicals, non-energetic) | Non-energetic | industry_chemical_demand_others_non_energetic | Others | EU | Energy demand | 0 | not_included_in_FEC
SI | TYNDP2026 | LEV | 2035 | TWh | 130 | Sub_sector | Industry | Chemicals | Industry (chemicals, non-energetic) | Non-energetic | industry_chemical_demand_ammonia_non_energetic | Ammonia | EU | Energy demand | 0 | not_included_in_FEC
SI | TYNDP2026 | LEV | 2035 | TWh | 132 | Sub_sector | Industry | Fertilizers | Industry (fertilizers, energetic) | Energetic | industry_fertilizers_demand_electricity_energetic | Electricity | EU | Energy demand | 0 | FEC
SI | TYNDP2026 | LEV | 2035 | TWh | 133 | Sub_sector | Industry | Fertilizers | Industry (fertilizers, energetic) | Energetic | industry_fertilizers_demand_hydrogen_energetic | Hydrogen | EU | Energy demand | 0 | FEC
SI | TYNDP2026 | LEV | 2035 | TWh | 134 | Sub_sector | Industry | Fertilizers | Industry (fertilizers, energetic) | Energetic | industry_fertilizers_demand_methane_energetic | Methane | EU | Energy demand | 0 | FEC
SI | TYNDP2026 | LEV | 2035 | TWh | 135 | Sub_sector | Industry | Fertilizers | Industry (fertilizers, energetic) | Energetic | industry_fertilizers_demand_heat_energetic | Heat | EU | Energy demand | 0 | FEC
SI | TYNDP2026 | LEV | 2035 | TWh | 136 | Sub_sector | Industry | Fertilizers | Industry (fertilizers, energetic) | Energetic | industry_fertilizers_demand_biomass_energetic | Biomass | EU | Energy demand | 0 | FEC
SI | TYNDP2026 | LEV | 2035 | TWh | 137 | Sub_sector | Industry | Fertilizers | Industry (fertilizers, energetic) | Energetic | industry_fertilizers_demand_coal_energetic | Solids | EU | Energy demand | 0 | FEC
SI | TYNDP2026 | LEV | 2035 | TWh | 138 | Sub_sector | Industry | Fertilizers | Industry (fertilizers, energetic) | Energetic | industry_fertilizers_demand_oil_energetic | Liquids | EU | Energy demand | 0 | FEC
SI | TYNDP2026 | LEV | 2035 | TWh | 139 | Sub_sector | Industry | Fertilizers | Industry (fertilizers, energetic) | Energetic | industry_fertilizers_demand_others_energetic | Others | EU | Energy demand | 0 | FEC
SI | TYNDP2026 | LEV | 2035 | TWh | 140 | Sub_sector | Industry | Fertilizers | Industry (fertilizers, energetic) | Energetic | industry_fertilizers_demand_ammonia_energetic | Ammonia | EU | Energy demand | 0 | FEC
SI | TYNDP2026 | LEV | 2035 | TWh | 142 | Sub_sector | Industry | Fertilizers | Industry (fertilizers, non-energetic) | Non-energetic | industry_fertilizers_demand_electricity_non_energetic | Electricity | EU | Energy demand | 0 | not_included_in_FEC
SI | TYNDP2026 | LEV | 2035 | TWh | 143 | Sub_sector | Industry | Fertilizers | Industry (fertilizers, non-energetic) | Non-energetic | industry_fertilizers_demand_hydrogen_non_energetic | Hydrogen | EU | Energy demand | 0 | not_included_in_FEC
SI | TYNDP2026 | LEV | 2035 | TWh | 144 | Sub_sector | Industry | Fertilizers | Industry (fertilizers, non-energetic) | Non-energetic | industry_fertilizers_demand_methane_non_energetic | Methane | EU | Energy demand | 0 | not_included_in_FEC
SI | TYNDP2026 | LEV | 2035 | TWh | 145 | Sub_sector | Industry | Fertilizers | Industry (fertilizers, non-energetic) | Non-energetic | industry_fertilizers_demand_heat_non_energetic | Heat | EU | Energy demand | 0 | not_included_in_FEC
SI | TYNDP2026 | LEV | 2035 | TWh | 146 | Sub_sector | Industry | Fertilizers | Industry (fertilizers, non-energetic) | Non-energetic | industry_fertilizers_demand_biomass_non_energetic | Biomass | EU | Energy demand | 0 | not_included_in_FEC
SI | TYNDP2026 | LEV | 2035 | TWh | 147 | Sub_sector | Industry | Fertilizers | Industry (fertilizers, non-energetic) | Non-energetic | industry_fertilizers_demand_coal_non_energetic | Solids | EU | Energy demand | 0 | not_included_in_FEC
SI | TYNDP2026 | LEV | 2035 | TWh | 148 | Sub_sector | Industry | Fertilizers | Industry (fertilizers, non-energetic) | Non-energetic | industry_fertilizers_demand_oil_non_energetic | Liquids | EU | Energy demand | 0 | not_included_in_FEC
SI | TYNDP2026 | LEV | 2035 | TWh | 149 | Sub_sector | Industry | Fertilizers | Industry (fertilizers, non-energetic) | Non-energetic | industry_fertilizers_demand_others_non_energetic | Others | EU | Energy demand | 0 | not_included_in_FEC
SI | TYNDP2026 | LEV | 2035 | TWh | 150 | Sub_sector | Industry | Fertilizers | Industry (fertilizers, non-energetic) | Non-energetic | industry_fertilizers_demand_ammonia_non_energetic | Ammonia | EU | Energy demand | 0 | not_included_in_FEC
SI | TYNDP2026 | LEV | 2035 | TWh | 152 | Sub_sector | Industry | Food | Industry (food) | Energetic | industry_food_demand_electricity_energetic | Electricity | EU | Energy demand | 0.26368 | FEC
SI | TYNDP2026 | LEV | 2035 | TWh | 153 | Sub_sector | Industry | Food | Industry (food) | Energetic | industry_food_demand_hydrogen_energetic | Hydrogen | EU | Energy demand | 0 | FEC
SI | TYNDP2026 | LEV | 2035 | TWh | 154 | Sub_sector | Industry | Food | Industry (food) | Energetic | industry_food_demand_methane_energetic | Methane | EU | Energy demand | 0.32098 | FEC
SI | TYNDP2026 | LEV | 2035 | TWh | 155 | Sub_sector | Industry | Food | Industry (food) | Energetic | industry_food_demand_heat_energetic | Heat | EU | Energy demand | 0.046972 | FEC
SI | TYNDP2026 | LEV | 2035 | TWh | 156 | Sub_sector | Industry | Food | Industry (food) | Energetic | industry_food_demand_biomass_energetic | Biomass | EU | Energy demand | 0.017376 | FEC
SI | TYNDP2026 | LEV | 2035 | TWh | 157 | Sub_sector | Industry | Food | Industry (food) | Energetic | industry_food_demand_coal_energetic | Solids | EU | Energy demand | 0 | FEC
SI | TYNDP2026 | LEV | 2035 | TWh | 158 | Sub_sector | Industry | Food | Industry (food) | Energetic | industry_food_demand_oil_energetic | Liquids | EU | Energy demand | 0.083696 | FEC
SI | TYNDP2026 | LEV | 2035 | TWh | 159 | Sub_sector | Industry | Food | Industry (food) | Energetic | industry_food_demand_others_energetic | Others | EU | Energy demand | 0 | FEC
SI | TYNDP2026 | LEV | 2035 | TWh | 160 | Sub_sector | Industry | Food | Industry (food) | Energetic | industry_food_demand_ammonia_energetic | Ammonia | EU | Energy demand | 0 | FEC
SI | TYNDP2026 | LEV | 2035 | TWh | 162 | Sub_sector | Industry | Metals | Industry (metal) | Energetic | industry_metal_demand_electricity_energetic | Electricity | EU | Energy demand | 0.090087 | FEC
SI | TYNDP2026 | LEV | 2035 | TWh | 163 | Sub_sector | Industry | Metals | Industry (metal) | Energetic | industry_metal_demand_hydrogen_energetic | Hydrogen | EU | Energy demand | 0 | FEC
SI | TYNDP2026 | LEV | 2035 | TWh | 164 | Sub_sector | Industry | Metals | Industry (metal) | Energetic | industry_metal_demand_methane_energetic | Methane | EU | Energy demand | 0.3653 | FEC
SI | TYNDP2026 | LEV | 2035 | TWh | 165 | Sub_sector | Industry | Metals | Industry (metal) | Energetic | industry_metal_demand_heat_energetic | Heat | EU | Energy demand | 0.00051778 | FEC
SI | TYNDP2026 | LEV | 2035 | TWh | 166 | Sub_sector | Industry | Metals | Industry (metal) | Energetic | industry_metal_demand_biomass_energetic | Biomass | EU | Energy demand | 0 | FEC
SI | TYNDP2026 | LEV | 2035 | TWh | 167 | Sub_sector | Industry | Metals | Industry (metal) | Energetic | industry_metal_demand_coal_energetic | Solids | EU | Energy demand | 0.016664 | FEC
SI | TYNDP2026 | LEV | 2035 | TWh | 168 | Sub_sector | Industry | Metals | Industry (metal) | Energetic | industry_metal_demand_oil_energetic | Liquids | EU | Energy demand | 0.015415 | FEC
SI | TYNDP2026 | LEV | 2035 | TWh | 169 | Sub_sector | Industry | Metals | Industry (metal) | Energetic | industry_metal_demand_others_energetic | Others | EU | Energy demand | 0 | FEC
SI | TYNDP2026 | LEV | 2035 | TWh | 170 | Sub_sector | Industry | Metals | Industry (metal) | Energetic | industry_metal_demand_ammonia_energetic | Ammonia | EU | Energy demand | 0 | FEC
SI | TYNDP2026 | LEV | 2035 | TWh | 172 | Sub_sector | Industry | Others | Industry (other, energetic) | Energetic | industry_other_demand_electricity_energetic | Electricity | EU | Energy demand | 2.9595 | FEC
SI | TYNDP2026 | LEV | 2035 | TWh | 173 | Sub_sector | Industry | Others | Industry (other, energetic) | Energetic | industry_other_demand_hydrogen_energetic | Hydrogen | EU | Energy demand | 0.31355 | FEC
SI | TYNDP2026 | LEV | 2035 | TWh | 174 | Sub_sector | Industry | Others | Industry (other, energetic) | Energetic | industry_other_demand_methane_energetic | Methane | EU | Energy demand | 0.39828 | FEC
SI | TYNDP2026 | LEV | 2035 | TWh | 175 | Sub_sector | Industry | Others | Industry (other, energetic) | Energetic | industry_other_demand_heat_energetic | Heat | EU | Energy demand | 0.1477 | FEC
SI | TYNDP2026 | LEV | 2035 | TWh | 176 | Sub_sector | Industry | Others | Industry (other, energetic) | Energetic | industry_other_demand_biomass_energetic | Biomass | EU | Energy demand | 1.0942 | FEC
SI | TYNDP2026 | LEV | 2035 | TWh | 177 | Sub_sector | Industry | Others | Industry (other, energetic) | Energetic | industry_other_demand_coal_energetic | Solids | EU | Energy demand | 0.12292 | FEC
SI | TYNDP2026 | LEV | 2035 | TWh | 178 | Sub_sector | Industry | Others | Industry (other, energetic) | Energetic | industry_other_demand_oil_energetic | Liquids | EU | Energy demand | 1.2944 | FEC
SI | TYNDP2026 | LEV | 2035 | TWh | 179 | Sub_sector | Industry | Others | Industry (other, energetic) | Energetic | industry_other_demand_others_energetic | Others | EU | Energy demand | 0 | FEC
SI | TYNDP2026 | LEV | 2035 | TWh | 180 | Sub_sector | Industry | Others | Industry (other, energetic) | Energetic | industry_other_demand_ammonia_energetic | Ammonia | EU | Energy demand | 0 | FEC
SI | TYNDP2026 | LEV | 2035 | TWh | 182 | Sub_sector | Industry | Others | Industry (other, non-energetic) | Non-energetic | industry_other_demand_electricity_non_energetic | Electricity | EU | Energy demand | 0 | not_included_in_FEC
SI | TYNDP2026 | LEV | 2035 | TWh | 183 | Sub_sector | Industry | Others | Industry (other, non-energetic) | Non-energetic | industry_other_demand_hydrogen_non_energetic | Hydrogen | EU | Energy demand | 0 | not_included_in_FEC
SI | TYNDP2026 | LEV | 2035 | TWh | 184 | Sub_sector | Industry | Others | Industry (other, non-energetic) | Non-energetic | industry_other_demand_methane_non_energetic | Methane | EU | Energy demand | 0 | not_included_in_FEC
SI | TYNDP2026 | LEV | 2035 | TWh | 185 | Sub_sector | Industry | Others | Industry (other, non-energetic) | Non-energetic | industry_other_demand_heat_non_energetic | Heat | EU | Energy demand | 0 | not_included_in_FEC
SI | TYNDP2026 | LEV | 2035 | TWh | 186 | Sub_sector | Industry | Others | Industry (other, non-energetic) | Non-energetic | industry_other_demand_biomass_non_energetic | Biomass | EU | Energy demand | 0 | not_included_in_FEC
SI | TYNDP2026 | LEV | 2035 | TWh | 187 | Sub_sector | Industry | Others | Industry (other, non-energetic) | Non-energetic | industry_other_demand_coal_non_energetic | Solids | EU | Energy demand | 0 | not_included_in_FEC
SI | TYNDP2026 | LEV | 2035 | TWh | 188 | Sub_sector | Industry | Others | Industry (other, non-energetic) | Non-energetic | industry_other_demand_oil_non_energetic | Liquids | EU | Energy demand | 1.6508 | not_included_in_FEC
SI | TYNDP2026 | LEV | 2035 | TWh | 189 | Sub_sector | Industry | Others | Industry (other, non-energetic) | Non-energetic | industry_other_demand_others_non_energetic | Others | EU | Energy demand | 0 | not_included_in_FEC
SI | TYNDP2026 | LEV | 2035 | TWh | 190 | Sub_sector | Industry | Others | Industry (other, non-energetic) | Non-energetic | industry_other_demand_ammonia_non_energetic | Ammonia | EU | Energy demand | 0 | not_included_in_FEC
SI | TYNDP2026 | LEV | 2035 | TWh | 192 | Sub_sector | Industry | Paper | Industry (paper) | Energetic | industry_paper_demand_electricity_energetic | Electricity | EU | Energy demand | 0.65441 | FEC
SI | TYNDP2026 | LEV | 2035 | TWh | 193 | Sub_sector | Industry | Paper | Industry (paper) | Energetic | industry_paper_demand_hydrogen_energetic | Hydrogen | EU | Energy demand | 0 | FEC
SI | TYNDP2026 | LEV | 2035 | TWh | 194 | Sub_sector | Industry | Paper | Industry (paper) | Energetic | industry_paper_demand_methane_energetic | Methane | EU | Energy demand | 0.83375 | FEC
SI | TYNDP2026 | LEV | 2035 | TWh | 195 | Sub_sector | Industry | Paper | Industry (paper) | Energetic | industry_paper_demand_heat_energetic | Heat | EU | Energy demand | 0.010433 | FEC
SI | TYNDP2026 | LEV | 2035 | TWh | 196 | Sub_sector | Industry | Paper | Industry (paper) | Energetic | industry_paper_demand_biomass_energetic | Biomass | EU | Energy demand | 0.11699 | FEC
SI | TYNDP2026 | LEV | 2035 | TWh | 197 | Sub_sector | Industry | Paper | Industry (paper) | Energetic | industry_paper_demand_coal_energetic | Solids | EU | Energy demand | 0.22981 | FEC
SI | TYNDP2026 | LEV | 2035 | TWh | 198 | Sub_sector | Industry | Paper | Industry (paper) | Energetic | industry_paper_demand_oil_energetic | Liquids | EU | Energy demand | 0.012385 | FEC
SI | TYNDP2026 | LEV | 2035 | TWh | 199 | Sub_sector | Industry | Paper | Industry (paper) | Energetic | industry_paper_demand_others_energetic | Others | EU | Energy demand | 0 | FEC
SI | TYNDP2026 | LEV | 2035 | TWh | 200 | Sub_sector | Industry | Paper | Industry (paper) | Energetic | industry_paper_demand_ammonia_energetic | Ammonia | EU | Energy demand | 0 | FEC
SI | TYNDP2026 | LEV | 2035 | TWh | 202 | Sub_sector | Industry | Refineries | Industry (refineries, energetic) | Energetic | industry_refinery_demand_electricity_energetic | Electricity | EU | Energy demand | 0 | not_included_in_FEC
SI | TYNDP2026 | LEV | 2035 | TWh | 203 | Sub_sector | Industry | Refineries | Industry (refineries, energetic) | Energetic | industry_refinery_demand_hydrogen_energetic | Hydrogen | EU | Energy demand | 0 | not_included_in_FEC
SI | TYNDP2026 | LEV | 2035 | TWh | 204 | Sub_sector | Industry | Refineries | Industry (refineries, energetic) | Energetic | industry_refinery_demand_methane_energetic | Methane | EU | Energy demand | 0 | not_included_in_FEC
SI | TYNDP2026 | LEV | 2035 | TWh | 205 | Sub_sector | Industry | Refineries | Industry (refineries, energetic) | Energetic | industry_refinery_demand_heat_energetic | Heat | EU | Energy demand | 0 | not_included_in_FEC
SI | TYNDP2026 | LEV | 2035 | TWh | 206 | Sub_sector | Industry | Refineries | Industry (refineries, energetic) | Energetic | industry_refinery_demand_biomass_energetic | Biomass | EU | Energy demand | 0 | not_included_in_FEC
SI | TYNDP2026 | LEV | 2035 | TWh | 207 | Sub_sector | Industry | Refineries | Industry (refineries, energetic) | Energetic | industry_refinery_demand_coal_energetic | Solids | EU | Energy demand | 0 | not_included_in_FEC
SI | TYNDP2026 | LEV | 2035 | TWh | 208 | Sub_sector | Industry | Refineries | Industry (refineries, energetic) | Energetic | industry_refinery_demand_oil_energetic | Liquids | EU | Energy demand | 0 | not_included_in_FEC
SI | TYNDP2026 | LEV | 2035 | TWh | 209 | Sub_sector | Industry | Refineries | Industry (refineries, energetic) | Energetic | industry_refinery_demand_others_energetic | Others | EU | Energy demand | 0 | not_included_in_FEC
SI | TYNDP2026 | LEV | 2035 | TWh | 210 | Sub_sector | Industry | Refineries | Industry (refineries, energetic) | Energetic | industry_refinery_demand_ammonia_energetic | Ammonia | EU | Energy demand | 0 | not_included_in_FEC
SI | TYNDP2026 | LEV | 2035 | TWh | 212 | Sub_sector | Industry | Refineries | Industry (refineries, non-energetic) | Non-energetic | industry_refinery_demand_electricity_non_energetic | Electricity | EU | Energy demand | 0 | not_included_in_FEC
SI | TYNDP2026 | LEV | 2035 | TWh | 213 | Sub_sector | Industry | Refineries | Industry (refineries, non-energetic) | Non-energetic | industry_refinery_demand_hydrogen_non_energetic | Hydrogen | EU | Energy demand | 0 | not_included_in_FEC
SI | TYNDP2026 | LEV | 2035 | TWh | 214 | Sub_sector | Industry | Refineries | Industry (refineries, non-energetic) | Non-energetic | industry_refinery_demand_methane_non_energetic | Methane | EU | Energy demand | 0 | not_included_in_FEC
SI | TYNDP2026 | LEV | 2035 | TWh | 215 | Sub_sector | Industry | Refineries | Industry (refineries, non-energetic) | Non-energetic | industry_refinery_demand_heat_non_energetic | Heat | EU | Energy demand | 0 | not_included_in_FEC
SI | TYNDP2026 | LEV | 2035 | TWh | 216 | Sub_sector | Industry | Refineries | Industry (refineries, non-energetic) | Non-energetic | industry_refinery_demand_biomass_non_energetic | Biomass | EU | Energy demand | 0 | not_included_in_FEC
SI | TYNDP2026 | LEV | 2035 | TWh | 217 | Sub_sector | Industry | Refineries | Industry (refineries, non-energetic) | Non-energetic | industry_refinery_demand_coal_non_energetic | Solids | EU | Energy demand | 0 | not_included_in_FEC
SI | TYNDP2026 | LEV | 2035 | TWh | 218 | Sub_sector | Industry | Refineries | Industry (refineries, non-energetic) | Non-energetic | industry_refinery_demand_oil_non_energetic | Liquids | EU | Energy demand | 0 | not_included_in_FEC
SI | TYNDP2026 | LEV | 2035 | TWh | 219 | Sub_sector | Industry | Refineries | Industry (refineries, non-energetic) | Non-energetic | industry_refinery_demand_others_non_energetic | Others | EU | Energy demand | 0 | not_included_in_FEC
SI | TYNDP2026 | LEV | 2035 | TWh | 220 | Sub_sector | Industry | Refineries | Industry (refineries, non-energetic) | Non-energetic | industry_refinery_demand_ammonia_non_energetic | Ammonia | EU | Energy demand | 0 | not_included_in_FEC
SI | TYNDP2026 | LEV | 2035 | TWh | 222 | Sub_sector | Industry | Steel | Industry (steel) | Energetic | industry_steel_demand_electricity_energetic | Electricity | EU | Energy demand | 0.72739 | FEC
SI | TYNDP2026 | LEV | 2035 | TWh | 223 | Sub_sector | Industry | Steel | Industry (steel) | Energetic | industry_steel_demand_hydrogen_energetic | Hydrogen | EU | Energy demand | 0 | FEC
SI | TYNDP2026 | LEV | 2035 | TWh | 224 | Sub_sector | Industry | Steel | Industry (steel) | Energetic | industry_steel_demand_methane_energetic | Methane | EU | Energy demand | 0.85674 | FEC
SI | TYNDP2026 | LEV | 2035 | TWh | 225 | Sub_sector | Industry | Steel | Industry (steel) | Energetic | industry_steel_demand_heat_energetic | Heat | EU | Energy demand | 0.011204 | FEC
SI | TYNDP2026 | LEV | 2035 | TWh | 226 | Sub_sector | Industry | Steel | Industry (steel) | Energetic | industry_steel_demand_biomass_energetic | Biomass | EU | Energy demand | 7.14e-05 | FEC
SI | TYNDP2026 | LEV | 2035 | TWh | 227 | Sub_sector | Industry | Steel | Industry (steel) | Energetic | industry_steel_demand_coal_energetic | Solids | EU | Energy demand | 0.062598 | FEC
SI | TYNDP2026 | LEV | 2035 | TWh | 228 | Sub_sector | Industry | Steel | Industry (steel) | Energetic | industry_steel_demand_oil_energetic | Liquids | EU | Energy demand | 0.019595 | FEC
SI | TYNDP2026 | LEV | 2035 | TWh | 229 | Sub_sector | Industry | Steel | Industry (steel) | Energetic | industry_steel_demand_others_energetic | Others | EU | Energy demand | 0 | FEC
SI | TYNDP2026 | LEV | 2035 | TWh | 230 | Sub_sector | Industry | Steel | Industry (steel) | Energetic | industry_steel_demand_ammonia_energetic | Ammonia | EU | Energy demand | 0 | FEC
SI | TYNDP2026 | LEV | 2035 | TWh | 232 | Sub_sector | Transport | Cars | Transport (cars) | Energetic | transport_cars_final_demand_electricity | Electricity | EU | Energy demand | 1.4587 | FEC
SI | TYNDP2026 | LEV | 2035 | TWh | 233 | Sub_sector | Transport | Cars | Transport (cars) | Energetic | transport_cars_final_demand_hydrogen | Hydrogen | EU | Energy demand | 0 | FEC
SI | TYNDP2026 | LEV | 2035 | TWh | 234 | Sub_sector | Transport | Cars | Transport (cars) | Energetic | transport_cars_final_demand_methane | Methane | EU | Energy demand | 0.0033013 | FEC
SI | TYNDP2026 | LEV | 2035 | TWh | 235 | Sub_sector | Transport | Cars | Transport (cars) | Energetic | transport_cars_final_demand_heat | Heat | EU | Energy demand | 0 | FEC
SI | TYNDP2026 | LEV | 2035 | TWh | 236 | Sub_sector | Transport | Cars | Transport (cars) | Energetic | transport_cars_final_demand_biomass | Biomass | EU | Energy demand | 0 | FEC
SI | TYNDP2026 | LEV | 2035 | TWh | 237 | Sub_sector | Transport | Cars | Transport (cars) | Energetic | transport_cars_final_demand_coal | Solids | EU | Energy demand | 0 | FEC
SI | TYNDP2026 | LEV | 2035 | TWh | 238 | Sub_sector | Transport | Cars | Transport (cars) | Energetic | transport_cars_final_demand_oil | Liquids | EU | Energy demand | 10.3516 | FEC
SI | TYNDP2026 | LEV | 2035 | TWh | 239 | Sub_sector | Transport | Cars | Transport (cars) | Energetic | transport_cars_final_demand_other | Others | EU | Energy demand | 0 | FEC
SI | TYNDP2026 | LEV | 2035 | TWh | 240 | Sub_sector | Transport | Cars | Transport (cars) | Energetic | transport_cars_final_demand_ammonia | Ammonia | EU | Energy demand | 0 | FEC
SI | TYNDP2026 | LEV | 2035 | TWh | 242 | Sub_sector | Transport | Busses | Transport (busses) | Energetic | transport_busses_final_demand_electricity | Electricity | EU | Energy demand | 0.0004891 | FEC
SI | TYNDP2026 | LEV | 2035 | TWh | 243 | Sub_sector | Transport | Busses | Transport (busses) | Energetic | transport_busses_final_demand_hydrogen | Hydrogen | EU | Energy demand | 0 | FEC
SI | TYNDP2026 | LEV | 2035 | TWh | 244 | Sub_sector | Transport | Busses | Transport (busses) | Energetic | transport_busses_final_demand_methane | Methane | EU | Energy demand | 0.043109 | FEC
SI | TYNDP2026 | LEV | 2035 | TWh | 245 | Sub_sector | Transport | Busses | Transport (busses) | Energetic | transport_busses_final_demand_heat | Heat | EU | Energy demand | 0 | FEC
SI | TYNDP2026 | LEV | 2035 | TWh | 246 | Sub_sector | Transport | Busses | Transport (busses) | Energetic | transport_busses_final_demand_biomass | Biomass | EU | Energy demand | 0 | FEC
SI | TYNDP2026 | LEV | 2035 | TWh | 247 | Sub_sector | Transport | Busses | Transport (busses) | Energetic | transport_busses_final_demand_coal | Solids | EU | Energy demand | 0 | FEC
SI | TYNDP2026 | LEV | 2035 | TWh | 248 | Sub_sector | Transport | Busses | Transport (busses) | Energetic | transport_busses_final_demand_oil | Liquids | EU | Energy demand | 0.47936 | FEC
SI | TYNDP2026 | LEV | 2035 | TWh | 249 | Sub_sector | Transport | Busses | Transport (busses) | Energetic | transport_busses_final_demand_other | Others | EU | Energy demand | 0 | FEC
SI | TYNDP2026 | LEV | 2035 | TWh | 250 | Sub_sector | Transport | Busses | Transport (busses) | Energetic | transport_busses_final_demand_ammonia | Ammonia | EU | Energy demand | 0 | FEC
SI | TYNDP2026 | LEV | 2035 | TWh | 252 | Sub_sector | Transport | Trucks | Transport (trucks) | Energetic | transport_trucks_final_demand_electricity | Electricity | EU | Energy demand | 0 | FEC
SI | TYNDP2026 | LEV | 2035 | TWh | 253 | Sub_sector | Transport | Trucks | Transport (trucks) | Energetic | transport_trucks_final_demand_hydrogen | Hydrogen | EU | Energy demand | 0.42947 | FEC
SI | TYNDP2026 | LEV | 2035 | TWh | 254 | Sub_sector | Transport | Trucks | Transport (trucks) | Energetic | transport_trucks_final_demand_methane | Methane | EU | Energy demand | 0.11624 | FEC
SI | TYNDP2026 | LEV | 2035 | TWh | 255 | Sub_sector | Transport | Trucks | Transport (trucks) | Energetic | transport_trucks_final_demand_heat | Heat | EU | Energy demand | 0 | FEC
SI | TYNDP2026 | LEV | 2035 | TWh | 256 | Sub_sector | Transport | Trucks | Transport (trucks) | Energetic | transport_trucks_final_demand_biomass | Biomass | EU | Energy demand | 0 | FEC
SI | TYNDP2026 | LEV | 2035 | TWh | 257 | Sub_sector | Transport | Trucks | Transport (trucks) | Energetic | transport_trucks_final_demand_coal | Solids | EU | Energy demand | 0 | FEC
SI | TYNDP2026 | LEV | 2035 | TWh | 258 | Sub_sector | Transport | Trucks | Transport (trucks) | Energetic | transport_trucks_final_demand_oil | Liquids | EU | Energy demand | 4.0917 | FEC
SI | TYNDP2026 | LEV | 2035 | TWh | 259 | Sub_sector | Transport | Trucks | Transport (trucks) | Energetic | transport_trucks_final_demand_other | Others | EU | Energy demand | 0 | FEC
SI | TYNDP2026 | LEV | 2035 | TWh | 260 | Sub_sector | Transport | Trucks | Transport (trucks) | Energetic | transport_trucks_final_demand_ammonia | Ammonia | EU | Energy demand | 0 | FEC
SI | TYNDP2026 | LEV | 2035 | TWh | 262 | Sub_sector | Transport | Vans | Transport (vans) | Energetic | transport_vans_final_demand_electricity | Electricity | EU | Energy demand | 0.00029622 | FEC
SI | TYNDP2026 | LEV | 2035 | TWh | 263 | Sub_sector | Transport | Vans | Transport (vans) | Energetic | transport_vans_final_demand_hydrogen | Hydrogen | EU | Energy demand | 0 | FEC
SI | TYNDP2026 | LEV | 2035 | TWh | 264 | Sub_sector | Transport | Vans | Transport (vans) | Energetic | transport_vans_final_demand_methane | Methane | EU | Energy demand | 0.0017945 | FEC
SI | TYNDP2026 | LEV | 2035 | TWh | 265 | Sub_sector | Transport | Vans | Transport (vans) | Energetic | transport_vans_final_demand_heat | Heat | EU | Energy demand | 0 | FEC
SI | TYNDP2026 | LEV | 2035 | TWh | 266 | Sub_sector | Transport | Vans | Transport (vans) | Energetic | transport_vans_final_demand_biomass | Biomass | EU | Energy demand | 0 | FEC
SI | TYNDP2026 | LEV | 2035 | TWh | 267 | Sub_sector | Transport | Vans | Transport (vans) | Energetic | transport_vans_final_demand_coal | Solids | EU | Energy demand | 0 | FEC
SI | TYNDP2026 | LEV | 2035 | TWh | 268 | Sub_sector | Transport | Vans | Transport (vans) | Energetic | transport_vans_final_demand_oil | Liquids | EU | Energy demand | 0.76736 | FEC
SI | TYNDP2026 | LEV | 2035 | TWh | 269 | Sub_sector | Transport | Vans | Transport (vans) | Energetic | transport_vans_final_demand_other | Others | EU | Energy demand | 0 | FEC
SI | TYNDP2026 | LEV | 2035 | TWh | 270 | Sub_sector | Transport | Vans | Transport (vans) | Energetic | transport_vans_final_demand_ammonia | Ammonia | EU | Energy demand | 0 | FEC
SI | TYNDP2026 | LEV | 2035 | TWh | 272 | Sub_sector | Transport | Freight trains | Transport (trains) | Energetic | transport_trains_final_demand_electricity | Electricity | EU | Energy demand | 0.21877 | FEC
SI | TYNDP2026 | LEV | 2035 | TWh | 273 | Sub_sector | Transport | Freight trains | Transport (trains) | Energetic | transport_trains_final_demand_hydrogen | Hydrogen | EU | Energy demand | 0 | FEC
SI | TYNDP2026 | LEV | 2035 | TWh | 274 | Sub_sector | Transport | Freight trains | Transport (trains) | Energetic | transport_trains_final_demand_methane | Methane | EU | Energy demand | 0 | FEC
SI | TYNDP2026 | LEV | 2035 | TWh | 275 | Sub_sector | Transport | Freight trains | Transport (trains) | Energetic | transport_trains_final_demand_heat | Heat | EU | Energy demand | 0 | FEC
SI | TYNDP2026 | LEV | 2035 | TWh | 276 | Sub_sector | Transport | Freight trains | Transport (trains) | Energetic | transport_trains_final_demand_biomass | Biomass | EU | Energy demand | 0 | FEC
SI | TYNDP2026 | LEV | 2035 | TWh | 277 | Sub_sector | Transport | Freight trains | Transport (trains) | Energetic | transport_trains_final_demand_coal | Solids | EU | Energy demand | 0.0011544 | FEC
SI | TYNDP2026 | LEV | 2035 | TWh | 278 | Sub_sector | Transport | Freight trains | Transport (trains) | Energetic | transport_trains_final_demand_oil | Liquids | EU | Energy demand | 0.084757 | FEC
SI | TYNDP2026 | LEV | 2035 | TWh | 279 | Sub_sector | Transport | Freight trains | Transport (trains) | Energetic | transport_trains_final_demand_other | Others | EU | Energy demand | 0 | FEC
SI | TYNDP2026 | LEV | 2035 | TWh | 280 | Sub_sector | Transport | Freight trains | Transport (trains) | Energetic | transport_trains_final_demand_ammonia | Ammonia | EU | Energy demand | 0 | FEC
SI | TYNDP2026 | LEV | 2035 | TWh | 282 | Sub_sector | Transport | Ships | Transport (ships) | Energetic | transport_ships_final_demand_electricity | Electricity | EU | Energy demand | 0 | FEC
SI | TYNDP2026 | LEV | 2035 | TWh | 283 | Sub_sector | Transport | Ships | Transport (ships) | Energetic | transport_ships_final_demand_hydrogen | Hydrogen | EU | Energy demand | 0 | FEC
SI | TYNDP2026 | LEV | 2035 | TWh | 284 | Sub_sector | Transport | Ships | Transport (ships) | Energetic | transport_ships_final_demand_methane | Methane | EU | Energy demand | 1.64e-05 | FEC
SI | TYNDP2026 | LEV | 2035 | TWh | 285 | Sub_sector | Transport | Ships | Transport (ships) | Energetic | transport_ships_final_demand_heat | Heat | EU | Energy demand | 0 | FEC
SI | TYNDP2026 | LEV | 2035 | TWh | 286 | Sub_sector | Transport | Ships | Transport (ships) | Energetic | transport_ships_final_demand_biomass | Biomass | EU | Energy demand | 0 | FEC
SI | TYNDP2026 | LEV | 2035 | TWh | 287 | Sub_sector | Transport | Ships | Transport (ships) | Energetic | transport_ships_final_demand_coal | Solids | EU | Energy demand | 0 | FEC
SI | TYNDP2026 | LEV | 2035 | TWh | 288 | Sub_sector | Transport | Ships | Transport (ships) | Energetic | transport_ships_final_demand_oil | Liquids | EU | Energy demand | 0 | FEC
SI | TYNDP2026 | LEV | 2035 | TWh | 289 | Sub_sector | Transport | Ships | Transport (ships) | Energetic | transport_ships_final_demand_other | Others | EU | Energy demand | 0 | FEC
SI | TYNDP2026 | LEV | 2035 | TWh | 290 | Sub_sector | Transport | Ships | Transport (ships) | Energetic | transport_ships_final_demand_ammonia | Ammonia | EU | Energy demand | 0 | FEC
SI | TYNDP2026 | LEV | 2035 | TWh | 292 | Sub_sector | Transport | Planes | Transport (planes) | Energetic | transport_planes_final_demand_electricity | Electricity | EU | Energy demand | 0 | FEC
SI | TYNDP2026 | LEV | 2035 | TWh | 293 | Sub_sector | Transport | Planes | Transport (planes) | Energetic | transport_planes_final_demand_hydrogen | Hydrogen | EU | Energy demand | 0 | FEC
SI | TYNDP2026 | LEV | 2035 | TWh | 294 | Sub_sector | Transport | Planes | Transport (planes) | Energetic | transport_planes_final_demand_methane | Methane | EU | Energy demand | 0 | FEC
SI | TYNDP2026 | LEV | 2035 | TWh | 295 | Sub_sector | Transport | Planes | Transport (planes) | Energetic | transport_planes_final_demand_heat | Heat | EU | Energy demand | 0 | FEC
SI | TYNDP2026 | LEV | 2035 | TWh | 296 | Sub_sector | Transport | Planes | Transport (planes) | Energetic | transport_planes_final_demand_biomass | Biomass | EU | Energy demand | 0 | FEC
SI | TYNDP2026 | LEV | 2035 | TWh | 297 | Sub_sector | Transport | Planes | Transport (planes) | Energetic | transport_planes_final_demand_coal | Solids | EU | Energy demand | 0 | FEC
SI | TYNDP2026 | LEV | 2035 | TWh | 298 | Sub_sector | Transport | Planes | Transport (planes) | Energetic | transport_planes_final_demand_oil | Liquids | EU | Energy demand | 0.0051718 | FEC
SI | TYNDP2026 | LEV | 2035 | TWh | 299 | Sub_sector | Transport | Planes | Transport (planes) | Energetic | transport_planes_final_demand_other | Others | EU | Energy demand | 0 | FEC
SI | TYNDP2026 | LEV | 2035 | TWh | 300 | Sub_sector | Transport | Planes | Transport (planes) | Energetic | transport_planes_final_demand_ammonia | Ammonia | EU | Energy demand | 0 | FEC
SI | TYNDP2026 | LEV | 2035 | TWh | 302 | Sub_sector | Transport | Others | Transport (others) | Energetic | transport_other_final_demand_electricity | Electricity | EU | Energy demand | 0.00033701 | FEC
SI | TYNDP2026 | LEV | 2035 | TWh | 303 | Sub_sector | Transport | Others | Transport (others) | Energetic | transport_other_final_demand_hydrogen | Hydrogen | EU | Energy demand | 0 | FEC
SI | TYNDP2026 | LEV | 2035 | TWh | 304 | Sub_sector | Transport | Others | Transport (others) | Energetic | transport_other_final_demand_methane | Methane | EU | Energy demand | 0 | FEC
SI | TYNDP2026 | LEV | 2035 | TWh | 305 | Sub_sector | Transport | Others | Transport (others) | Energetic | transport_other_final_demand_heat | Heat | EU | Energy demand | 0 | FEC
SI | TYNDP2026 | LEV | 2035 | TWh | 306 | Sub_sector | Transport | Others | Transport (others) | Energetic | transport_other_final_demand_biomass | Biomass | EU | Energy demand | 0 | FEC
SI | TYNDP2026 | LEV | 2035 | TWh | 307 | Sub_sector | Transport | Others | Transport (others) | Energetic | transport_other_final_demand_coal | Solids | EU | Energy demand | 0 | FEC
SI | TYNDP2026 | LEV | 2035 | TWh | 308 | Sub_sector | Transport | Others | Transport (others) | Energetic | transport_other_final_demand_oil | Liquids | EU | Energy demand | 0.10357 | FEC
SI | TYNDP2026 | LEV | 2035 | TWh | 309 | Sub_sector | Transport | Others | Transport (others) | Energetic | transport_other_final_demand_other | Others | EU | Energy demand | 0 | FEC
SI | TYNDP2026 | LEV | 2035 | TWh | 310 | Sub_sector | Transport | Others | Transport (others) | Energetic | transport_other_final_demand_ammonia | Ammonia | EU | Energy demand | 0 | FEC
SI | TYNDP2026 | LEV | 2035 | TWh | 312 | Sub_sector | International transport | International aviation | Transport (int. aviation) | Energetic | transport_int_aviation_final_demand_electricity | Electricity | EU | Energy demand | 0 | FEC
SI | TYNDP2026 | LEV | 2035 | TWh | 313 | Sub_sector | International transport | International aviation | Transport (int. aviation) | Energetic | transport_int_aviation_final_demand_hydrogen | Hydrogen | EU | Energy demand | 0 | FEC
SI | TYNDP2026 | LEV | 2035 | TWh | 314 | Sub_sector | International transport | International aviation | Transport (int. aviation) | Energetic | transport_int_aviation_final_demand_methane | Methane | EU | Energy demand | 0 | FEC
SI | TYNDP2026 | LEV | 2035 | TWh | 315 | Sub_sector | International transport | International aviation | Transport (int. aviation) | Energetic | transport_int_aviation_final_demand_heat | Heat | EU | Energy demand | 0 | FEC
SI | TYNDP2026 | LEV | 2035 | TWh | 316 | Sub_sector | International transport | International aviation | Transport (int. aviation) | Energetic | transport_int_aviation_final_demand_biofuels | Biomass | EU | Energy demand | 0 | FEC
SI | TYNDP2026 | LEV | 2035 | TWh | 317 | Sub_sector | International transport | International aviation | Transport (int. aviation) | Energetic | transport_int_aviation_final_demand_coal | Solids | EU | Energy demand | 0 | FEC
SI | TYNDP2026 | LEV | 2035 | TWh | 318 | Sub_sector | International transport | International aviation | Transport (int. aviation) | Energetic | transport_int_aviation_final_demand_oil | Liquids | EU | Energy demand | 0.28971 | FEC
SI | TYNDP2026 | LEV | 2035 | TWh | 319 | Sub_sector | International transport | International aviation | Transport (int. aviation) | Energetic | transport_int_aviation_final_demand_other | Others | EU | Energy demand | 0 | FEC
SI | TYNDP2026 | LEV | 2035 | TWh | 320 | Sub_sector | International transport | International aviation | Transport (int. aviation) | Energetic | transport_int_aviation_final_demand_ammonia | Ammonia | EU | Energy demand | 0 | FEC
SI | TYNDP2026 | LEV | 2035 | TWh | 322 | Sub_sector | International transport | International shipping | Transport (int. shipping) | Energetic | transport_int_shipping_final_demand_electricity | Electricity | EU | Energy demand | 0 | not_included_in_FEC
SI | TYNDP2026 | LEV | 2035 | TWh | 323 | Sub_sector | International transport | International shipping | Transport (int. shipping) | Energetic | transport_int_shipping_final_demand_hydrogen | Hydrogen | EU | Energy demand | 0 | not_included_in_FEC
SI | TYNDP2026 | LEV | 2035 | TWh | 324 | Sub_sector | International transport | International shipping | Transport (int. shipping) | Energetic | transport_int_shipping_final_demand_methane | Methane | EU | Energy demand | 0 | not_included_in_FEC
SI | TYNDP2026 | LEV | 2035 | TWh | 325 | Sub_sector | International transport | International shipping | Transport (int. shipping) | Energetic | transport_int_shipping_final_demand_heat | Heat | EU | Energy demand | 0 | not_included_in_FEC
SI | TYNDP2026 | LEV | 2035 | TWh | 326 | Sub_sector | International transport | International shipping | Transport (int. shipping) | Energetic | transport_int_shipping_final_demand_biofuels | Biomass | EU | Energy demand | 0 | not_included_in_FEC
SI | TYNDP2026 | LEV | 2035 | TWh | 327 | Sub_sector | International transport | International shipping | Transport (int. shipping) | Energetic | transport_int_shipping_final_demand_coal | Solids | EU | Energy demand | 0 | not_included_in_FEC
SI | TYNDP2026 | LEV | 2035 | TWh | 328 | Sub_sector | International transport | International shipping | Transport (int. shipping) | Energetic | transport_int_shipping_final_demand_oil | Liquids | EU | Energy demand | 1.9191 | not_included_in_FEC
SI | TYNDP2026 | LEV | 2035 | TWh | 329 | Sub_sector | International transport | International shipping | Transport (int. shipping) | Energetic | transport_int_shipping_final_demand_other | Others | EU | Energy demand | 0 | not_included_in_FEC
SI | TYNDP2026 | LEV | 2035 | TWh | 330 | Sub_sector | International transport | International shipping | Transport (int. shipping) | Energetic | transport_int_shipping_final_demand_ammonia | Ammonia | EU | Energy demand | 0 | not_included_in_FEC
SI | TYNDP2026 | LEV | 2035 | TWh | 332 | Sub_sector | Households | Space heating | Households (heating) | Energetic | households_heating_final_demand_electricity | Electricity | EU | Energy demand | 1.3338 | FEC
SI | TYNDP2026 | LEV | 2035 | TWh | 333 | Sub_sector | Households | Space heating | Households (heating) | Energetic | households_heating_final_demand_hydrogen | Hydrogen | EU | Energy demand | 0.0081765 | FEC
SI | TYNDP2026 | LEV | 2035 | TWh | 334 | Sub_sector | Households | Space heating | Households (heating) | Energetic | households_heating_final_demand_methane | Methane | EU | Energy demand | 0.55517 | FEC
SI | TYNDP2026 | LEV | 2035 | TWh | 335 | Sub_sector | Households | Space heating | Households (heating) | Energetic | households_heating_final_demand_heat | Heat | EU | Energy demand | 0.68734 | FEC
SI | TYNDP2026 | LEV | 2035 | TWh | 336 | Sub_sector | Households | Space heating | Households (heating) | Energetic | households_heating_final_demand_biomass | Biomass | EU | Energy demand | 4.2272 | FEC
SI | TYNDP2026 | LEV | 2035 | TWh | 337 | Sub_sector | Households | Space heating | Households (heating) | Energetic | households_heating_final_demand_coal | Solids | EU | Energy demand | 0.00039321 | FEC
SI | TYNDP2026 | LEV | 2035 | TWh | 338 | Sub_sector | Households | Space heating | Households (heating) | Energetic | households_heating_final_demand_oil | Liquids | EU | Energy demand | 0.74527 | FEC
SI | TYNDP2026 | LEV | 2035 | TWh | 339 | Sub_sector | Households | Space heating | Households (heating) | Energetic | households_heating_final_demand_other | Others | EU | Energy demand | 0.0018476 | FEC
SI | TYNDP2026 | LEV | 2035 | TWh | 340 | Sub_sector | Households | Space heating | Households (heating) | Energetic | households_heating_final_demand_ammonia | Ammonia | EU | Energy demand | 0 | FEC
SI | TYNDP2026 | LEV | 2035 | TWh | 343 | Sub_sector | Households | Cooling | Households (cooling) | Energetic | households_cooling_final_demand_electricity | Electricity | EU | Energy demand | 0.093256 | FEC
SI | TYNDP2026 | LEV | 2035 | TWh | 344 | Sub_sector | Households | Cooling | Households (cooling) | Energetic | households_cooling_final_demand_hydrogen | Hydrogen | EU | Energy demand | 0 | FEC
SI | TYNDP2026 | LEV | 2035 | TWh | 345 | Sub_sector | Households | Cooling | Households (cooling) | Energetic | households_cooling_final_demand_methane | Methane | EU | Energy demand | 0 | FEC
SI | TYNDP2026 | LEV | 2035 | TWh | 346 | Sub_sector | Households | Cooling | Households (cooling) | Energetic | households_cooling_final_demand_heat | Heat | EU | Energy demand | 0 | FEC
SI | TYNDP2026 | LEV | 2035 | TWh | 347 | Sub_sector | Households | Cooling | Households (cooling) | Energetic | households_cooling_final_demand_biomass | Biomass | EU | Energy demand | 0 | FEC
SI | TYNDP2026 | LEV | 2035 | TWh | 348 | Sub_sector | Households | Cooling | Households (cooling) | Energetic | households_cooling_final_demand_coal | Solids | EU | Energy demand | 0 | FEC
SI | TYNDP2026 | LEV | 2035 | TWh | 349 | Sub_sector | Households | Cooling | Households (cooling) | Energetic | households_cooling_final_demand_oil | Liquids | EU | Energy demand | 0 | FEC
SI | TYNDP2026 | LEV | 2035 | TWh | 350 | Sub_sector | Households | Cooling | Households (cooling) | Energetic | households_cooling_final_demand_other | Others | EU | Energy demand | 0 | FEC
SI | TYNDP2026 | LEV | 2035 | TWh | 351 | Sub_sector | Households | Cooling | Households (cooling) | Energetic | households_cooling_final_demand_ammonia | Ammonia | EU | Energy demand | 0 | FEC
SI | TYNDP2026 | LEV | 2035 | TWh | 354 | Sub_sector | Households | Hot water | Households (hot water) | Energetic | households_hot_water_final_demand_electricity | Electricity | EU | Energy demand | 0.46894 | FEC
SI | TYNDP2026 | LEV | 2035 | TWh | 355 | Sub_sector | Households | Hot water | Households (hot water) | Energetic | households_hot_water_final_demand_hydrogen | Hydrogen | EU | Energy demand | 0.0086133 | FEC
SI | TYNDP2026 | LEV | 2035 | TWh | 356 | Sub_sector | Households | Hot water | Households (hot water) | Energetic | households_hot_water_final_demand_methane | Methane | EU | Energy demand | 0.14027 | FEC
SI | TYNDP2026 | LEV | 2035 | TWh | 357 | Sub_sector | Households | Hot water | Households (hot water) | Energetic | households_hot_water_final_demand_heat | Heat | EU | Energy demand | 0.31392 | FEC
SI | TYNDP2026 | LEV | 2035 | TWh | 358 | Sub_sector | Households | Hot water | Households (hot water) | Energetic | households_hot_water_final_demand_biomass | Biomass | EU | Energy demand | 0.90597 | FEC
SI | TYNDP2026 | LEV | 2035 | TWh | 359 | Sub_sector | Households | Hot water | Households (hot water) | Energetic | households_hot_water_final_demand_coal | Solids | EU | Energy demand | 6.26e-05 | FEC
SI | TYNDP2026 | LEV | 2035 | TWh | 360 | Sub_sector | Households | Hot water | Households (hot water) | Energetic | households_hot_water_final_demand_oil | Liquids | EU | Energy demand | 0.11855 | FEC
SI | TYNDP2026 | LEV | 2035 | TWh | 361 | Sub_sector | Households | Hot water | Households (hot water) | Energetic | households_hot_water_final_demand_other | Others | EU | Energy demand | 0.083742 | FEC
SI | TYNDP2026 | LEV | 2035 | TWh | 362 | Sub_sector | Households | Hot water | Households (hot water) | Energetic | households_hot_water_final_demand_ammonia | Ammonia | EU | Energy demand | 0 | FEC
SI | TYNDP2026 | LEV | 2035 | TWh | 365 | Sub_sector | Households | Appliances | Households (appliances) | Energetic | households_appliances_final_demand_electricity | Electricity | EU | Energy demand | 2.1501 | FEC
SI | TYNDP2026 | LEV | 2035 | TWh | 366 | Sub_sector | Households | Appliances | Households (appliances) | Energetic | households_appliances_final_demand_hydrogen | Hydrogen | EU | Energy demand | 0 | FEC
SI | TYNDP2026 | LEV | 2035 | TWh | 367 | Sub_sector | Households | Appliances | Households (appliances) | Energetic | households_appliances_final_demand_methane | Methane | EU | Energy demand | 0.17928 | FEC
SI | TYNDP2026 | LEV | 2035 | TWh | 368 | Sub_sector | Households | Appliances | Households (appliances) | Energetic | households_appliances_final_demand_heat | Heat | EU | Energy demand | 0 | FEC
SI | TYNDP2026 | LEV | 2035 | TWh | 369 | Sub_sector | Households | Appliances | Households (appliances) | Energetic | households_appliances_final_demand_biomass | Biomass | EU | Energy demand | 0.0052203 | FEC
SI | TYNDP2026 | LEV | 2035 | TWh | 370 | Sub_sector | Households | Appliances | Households (appliances) | Energetic | households_appliances_final_demand_coal | Solids | EU | Energy demand | 0 | FEC
SI | TYNDP2026 | LEV | 2035 | TWh | 371 | Sub_sector | Households | Appliances | Households (appliances) | Energetic | households_appliances_final_demand_oil | Liquids | EU | Energy demand | 0 | FEC
SI | TYNDP2026 | LEV | 2035 | TWh | 372 | Sub_sector | Households | Appliances | Households (appliances) | Energetic | households_appliances_final_demand_other | Others | EU | Energy demand | 0 | FEC
SI | TYNDP2026 | LEV | 2035 | TWh | 373 | Sub_sector | Households | Appliances | Households (appliances) | Energetic | households_appliances_final_demand_ammonia | Ammonia | EU | Energy demand | 0 | FEC
SI | TYNDP2026 | LEV | 2035 | TWh | 375 | Sub_sector | Buildings | Space heating | Buildings (heat) | Energetic | buildings_heat_final_demand_electricity | Electricity | EU | Energy demand | 0.64437 | FEC
SI | TYNDP2026 | LEV | 2035 | TWh | 376 | Sub_sector | Buildings | Space heating | Buildings (heat) | Energetic | buildings_heat_final_demand_hydrogen | Hydrogen | EU | Energy demand | 0 | FEC
SI | TYNDP2026 | LEV | 2035 | TWh | 377 | Sub_sector | Buildings | Space heating | Buildings (heat) | Energetic | buildings_heat_final_demand_methane | Methane | EU | Energy demand | 0.23191 | FEC
SI | TYNDP2026 | LEV | 2035 | TWh | 378 | Sub_sector | Buildings | Space heating | Buildings (heat) | Energetic | buildings_heat_final_demand_heat | Heat | EU | Energy demand | 0.67908 | FEC
SI | TYNDP2026 | LEV | 2035 | TWh | 379 | Sub_sector | Buildings | Space heating | Buildings (heat) | Energetic | buildings_heat_final_demand_biomass | Biomass | EU | Energy demand | 0 | FEC
SI | TYNDP2026 | LEV | 2035 | TWh | 380 | Sub_sector | Buildings | Space heating | Buildings (heat) | Energetic | buildings_heat_final_demand_coal | Solids | EU | Energy demand | 0 | FEC
SI | TYNDP2026 | LEV | 2035 | TWh | 381 | Sub_sector | Buildings | Space heating | Buildings (heat) | Energetic | buildings_heat_final_demand_oil | Liquids | EU | Energy demand | 0.63799 | FEC
SI | TYNDP2026 | LEV | 2035 | TWh | 382 | Sub_sector | Buildings | Space heating | Buildings (heat) | Energetic | buildings_heat_final_demand_other | Others | EU | Energy demand | 0 | FEC
SI | TYNDP2026 | LEV | 2035 | TWh | 383 | Sub_sector | Buildings | Space heating | Buildings (heat) | Energetic | buildings_heat_final_demand_ammonia | Ammonia | EU | Energy demand | 0 | FEC
SI | TYNDP2026 | LEV | 2035 | TWh | 386 | Sub_sector | Buildings | Cooling | Buildings (cooling) | Energetic | buildings_cooling_final_demand_electricity | Electricity | EU | Energy demand | 0.22148 | FEC
SI | TYNDP2026 | LEV | 2035 | TWh | 387 | Sub_sector | Buildings | Cooling | Buildings (cooling) | Energetic | buildings_cooling_final_demand_hydrogen | Hydrogen | EU | Energy demand | 0 | FEC
SI | TYNDP2026 | LEV | 2035 | TWh | 388 | Sub_sector | Buildings | Cooling | Buildings (cooling) | Energetic | buildings_cooling_final_demand_methane | Methane | EU | Energy demand | 7.62e-05 | FEC
SI | TYNDP2026 | LEV | 2035 | TWh | 389 | Sub_sector | Buildings | Cooling | Buildings (cooling) | Energetic | buildings_cooling_final_demand_heat | Heat | EU | Energy demand | 0 | FEC
SI | TYNDP2026 | LEV | 2035 | TWh | 390 | Sub_sector | Buildings | Cooling | Buildings (cooling) | Energetic | buildings_cooling_final_demand_biomass | Biomass | EU | Energy demand | 0 | FEC
SI | TYNDP2026 | LEV | 2035 | TWh | 391 | Sub_sector | Buildings | Cooling | Buildings (cooling) | Energetic | buildings_cooling_final_demand_coal | Solids | EU | Energy demand | 0 | FEC
SI | TYNDP2026 | LEV | 2035 | TWh | 392 | Sub_sector | Buildings | Cooling | Buildings (cooling) | Energetic | buildings_cooling_final_demand_oil | Liquids | EU | Energy demand | 0 | FEC
SI | TYNDP2026 | LEV | 2035 | TWh | 393 | Sub_sector | Buildings | Cooling | Buildings (cooling) | Energetic | buildings_cooling_final_demand_other | Others | EU | Energy demand | 0 | FEC
SI | TYNDP2026 | LEV | 2035 | TWh | 394 | Sub_sector | Buildings | Cooling | Buildings (cooling) | Energetic | buildings_cooling_final_demand_ammonia | Ammonia | EU | Energy demand | 0 | FEC
SI | TYNDP2026 | LEV | 2035 | TWh | 397 | Sub_sector | Buildings | Appliances | Buildings (appliances) | Energetic | buildings_appliances_final_demand_electricity | Electricity | EU | Energy demand | 2.2474 | FEC
SI | TYNDP2026 | LEV | 2035 | TWh | 398 | Sub_sector | Buildings | Appliances | Buildings (appliances) | Energetic | buildings_appliances_final_demand_hydrogen | Hydrogen | EU | Energy demand | 0 | FEC
SI | TYNDP2026 | LEV | 2035 | TWh | 399 | Sub_sector | Buildings | Appliances | Buildings (appliances) | Energetic | buildings_appliances_final_demand_methane | Methane | EU | Energy demand | 0.14727 | FEC
SI | TYNDP2026 | LEV | 2035 | TWh | 400 | Sub_sector | Buildings | Appliances | Buildings (appliances) | Energetic | buildings_appliances_final_demand_heat | Heat | EU | Energy demand | 0 | FEC
SI | TYNDP2026 | LEV | 2035 | TWh | 401 | Sub_sector | Buildings | Appliances | Buildings (appliances) | Energetic | buildings_appliances_final_demand_biomass | Biomass | EU | Energy demand | 0 | FEC
SI | TYNDP2026 | LEV | 2035 | TWh | 402 | Sub_sector | Buildings | Appliances | Buildings (appliances) | Energetic | buildings_appliances_final_demand_coal | Solids | EU | Energy demand | 0 | FEC
SI | TYNDP2026 | LEV | 2035 | TWh | 403 | Sub_sector | Buildings | Appliances | Buildings (appliances) | Energetic | buildings_appliances_final_demand_oil | Liquids | EU | Energy demand | 0 | FEC
SI | TYNDP2026 | LEV | 2035 | TWh | 404 | Sub_sector | Buildings | Appliances | Buildings (appliances) | Energetic | buildings_appliances_final_demand_other | Others | EU | Energy demand | 0 | FEC
SI | TYNDP2026 | LEV | 2035 | TWh | 405 | Sub_sector | Buildings | Appliances | Buildings (appliances) | Energetic | buildings_appliances_final_demand_ammonia | Ammonia | EU | Energy demand | 0 | FEC
SI | TYNDP2026 | LEV | 2035 | TWh | 407 | Sub_sector | Buildings | Datacenters | Datacenters & ICT | Energetic | datacentres_final_demand_electricity_energetic | Electricity | EU | Energy demand | 0.32375 | FEC
SI | TYNDP2026 | LEV | 2035 | TWh | 408 | Sub_sector | Buildings | Datacenters | Datacenters & ICT | Energetic | datacentres_final_demand_hydrogen_energetic | Hydrogen | EU | Energy demand | 0 | FEC
SI | TYNDP2026 | LEV | 2035 | TWh | 409 | Sub_sector | Buildings | Datacenters | Datacenters & ICT | Energetic | datacentres_final_demand_methane_energetic | Methane | EU | Energy demand | 0 | FEC
SI | TYNDP2026 | LEV | 2035 | TWh | 410 | Sub_sector | Buildings | Datacenters | Datacenters & ICT | Energetic | datacentres_final_demand_heat_energetic | Heat | EU | Energy demand | 0 | FEC
SI | TYNDP2026 | LEV | 2035 | TWh | 411 | Sub_sector | Buildings | Datacenters | Datacenters & ICT | Energetic | datacentres_final_demand_biomass_energetic | Biomass | EU | Energy demand | 0 | FEC
SI | TYNDP2026 | LEV | 2035 | TWh | 412 | Sub_sector | Buildings | Datacenters | Datacenters & ICT | Energetic | datacentres_final_demand_coal_energetic | Solids | EU | Energy demand | 0 | FEC
SI | TYNDP2026 | LEV | 2035 | TWh | 413 | Sub_sector | Buildings | Datacenters | Datacenters & ICT | Energetic | datacentres_final_demand_oil_energetic | Liquids | EU | Energy demand | 0 | FEC
SI | TYNDP2026 | LEV | 2035 | TWh | 414 | Sub_sector | Buildings | Datacenters | Datacenters & ICT | Energetic | datacentres_final_demand_other_energetic | Others | EU | Energy demand | 0 | FEC
SI | TYNDP2026 | LEV | 2035 | TWh | 415 | Sub_sector | Buildings | Datacenters | Datacenters & ICT | Energetic | datacentres_final_demand_ammonia_energetic | Ammonia | EU | Energy demand | 0 | FEC
SI | TYNDP2026 | LEV | 2035 | TWh | 417 | Sub_sector | Transport | Others_Sector | Others_Sector | Energetic | other_final_demand_electricity_energetic | Electricity | EU | Energy demand | 0 | FEC
SI | TYNDP2026 | LEV | 2035 | TWh | 418 | Sub_sector | Transport | Others_Sector | Others_Sector | Energetic | other_final_demand_hydrogen_energetic | Hydrogen | EU | Energy demand | 0 | FEC
SI | TYNDP2026 | LEV | 2035 | TWh | 419 | Sub_sector | Transport | Pipeline Transport | Others_Sector | Energetic | other_final_demand_methane_energetic | Methane | EU | Energy demand | 0 | FEC
SI | TYNDP2026 | LEV | 2035 | TWh | 420 | Sub_sector | Transport | Others_Sector | Others_Sector | Energetic | other_final_demand_heat_energetic | Heat | EU | Energy demand | 0 | FEC
SI | TYNDP2026 | LEV | 2035 | TWh | 421 | Sub_sector | Transport | Others_Sector | Others_Sector | Energetic | other_final_demand_biomass_energetic | Biomass | EU | Energy demand | 0 | FEC
SI | TYNDP2026 | LEV | 2035 | TWh | 422 | Sub_sector | Transport | Others_Sector | Others_Sector | Energetic | other_final_demand_coal_energetic | Solids | EU | Energy demand | 0 | FEC
SI | TYNDP2026 | LEV | 2035 | TWh | 423 | Sub_sector | Transport | Others_Sector | Others_Sector | Energetic | other_final_demand_oil_energetic | Liquids | EU | Energy demand | 0.37114 | FEC
SI | TYNDP2026 | LEV | 2035 | TWh | 424 | Sub_sector | Others_Sector | Others_Sector | Others_Sector | Non-energetic | other_final_demand_oil_non_energetic | Liquids | EU | Energy demand | 0 | not_included_in_FEC
SI | TYNDP2026 | LEV | 2035 | TWh | 425 | Sub_sector | Transport | Others_Sector | Others_Sector | Energetic | other_final_demand_other_energetic | Others | EU | Energy demand | 0 | FEC
SI | TYNDP2026 | LEV | 2035 | TWh | 426 | Sub_sector | Transport | Others_Sector | Others_Sector | Energetic | other_final_demand_ammonia_energetic | Ammonia | EU | Energy demand | 0 | FEC
SI | TYNDP2026 | LEV | 2035 | TWh | 427 | Sub_sector | Industry | Surplus_Heat_in_Industry | Surplus_Heat_in_Industry | Energetic | final_demand_of_industry_unused_local_production_steam_hot_water | Heat | EU | Energy demand | 4.9405 | FEC
SI | TYNDP2026 | LEV | 2035 | TWh | 429 | Sub_sector | Agriculture | Total | Agriculture | Energetic | agriculture_final_demand_electricity_energetic | Electricity | EU | Energy demand | 0.017122 | FEC
SI | TYNDP2026 | LEV | 2035 | TWh | 430 | Sub_sector | Agriculture | Total | Agriculture | Energetic | agriculture_final_demand_hydrogen_energetic | Hydrogen | EU | Energy demand | 0 | FEC
SI | TYNDP2026 | LEV | 2035 | TWh | 431 | Sub_sector | Agriculture | Total | Agriculture | Energetic | agriculture_final_demand_methane_energetic | Methane | EU | Energy demand | 0 | FEC
SI | TYNDP2026 | LEV | 2035 | TWh | 432 | Sub_sector | Agriculture | Total | Agriculture | Energetic | agriculture_final_demand_heat_energetic | Heat | EU | Energy demand | 0 | FEC
SI | TYNDP2026 | LEV | 2035 | TWh | 433 | Sub_sector | Agriculture | Total | Agriculture | Energetic | agriculture_final_demand_biomass_energetic | Biomass | EU | Energy demand | 0 | FEC
SI | TYNDP2026 | LEV | 2035 | TWh | 434 | Sub_sector | Agriculture | Total | Agriculture | Energetic | agriculture_final_demand_coal_energetic | Solids | EU | Energy demand | 0 | FEC
SI | TYNDP2026 | LEV | 2035 | TWh | 435 | Sub_sector | Agriculture | Total | Agriculture | Energetic | agriculture_final_demand_oil_energetic | Liquids | EU | Energy demand | 0.81017 | FEC
SI | TYNDP2026 | LEV | 2035 | TWh | 436 | Sub_sector | Agriculture | Total | Agriculture | Energetic | agriculture_final_demand_other_energetic | Others | EU | Energy demand | 0 | FEC
SI | TYNDP2026 | LEV | 2035 | TWh | 437 | Sub_sector | Agriculture | Total | Agriculture | Energetic | agriculture_final_demand_ammonia_energetic | Ammonia | EU | Energy demand | 0 | FEC
SI | TYNDP2026 | LEV | 2035 | TWh | 447 | Sub_sector | Buildings | Surplus Energy | Buildings | Energetic | GAP | Electricity | EU | Energy demand | 0 | FEC
SI | TYNDP2026 | LEV | 2035 | TWh | 448 | Sub_sector | Buildings | Surplus Energy | Buildings | Energetic | GAP | Hydrogen | EU | Energy demand | 0 | FEC
SI | TYNDP2026 | LEV | 2035 | TWh | 449 | Sub_sector | Buildings | Surplus Energy | Buildings | Energetic | GAP | Methane | EU | Energy demand | 0 | FEC
SI | TYNDP2026 | LEV | 2035 | TWh | 450 | Sub_sector | Buildings | Surplus Energy | Buildings | Energetic | GAP | Heat | EU | Energy demand | 0 | FEC
SI | TYNDP2026 | LEV | 2035 | TWh | 451 | Sub_sector | Buildings | Surplus Energy | Buildings | Energetic | GAP | Biomass | EU | Energy demand | 0 | FEC
SI | TYNDP2026 | LEV | 2035 | TWh | 452 | Sub_sector | Buildings | Surplus Energy | Buildings | Energetic | GAP | Solids | EU | Energy demand | 0 | FEC
SI | TYNDP2026 | LEV | 2035 | TWh | 453 | Sub_sector | Buildings | Surplus Energy | Buildings | Energetic | GAP | Liquids | EU | Energy demand | 0.14854 | FEC
SI | TYNDP2026 | LEV | 2035 | TWh | 454 | Sub_sector | Buildings | Surplus Energy | Buildings | Energetic | GAP | Others | EU | Energy demand | 0 | FEC
SI | TYNDP2026 | LEV | 2035 | TWh | 455 | Sub_sector | Buildings | Surplus Energy | Buildings | Energetic | GAP | Ammonia | EU | Energy demand | 0 | FEC
SI | TYNDP2026 | LEV | 2035 | TWh | 456 | Sub_sector | Households | Surplus Energy | Households | Energetic | GAP | Electricity | EU | Energy demand | 0 | FEC
SI | TYNDP2026 | LEV | 2035 | TWh | 457 | Sub_sector | Households | Surplus Energy | Households | Energetic | GAP | Hydrogen | EU | Energy demand | 0 | FEC
SI | TYNDP2026 | LEV | 2035 | TWh | 458 | Sub_sector | Households | Surplus Energy | Households | Energetic | GAP | Methane | EU | Energy demand | 0 | FEC
SI | TYNDP2026 | LEV | 2035 | TWh | 459 | Sub_sector | Households | Surplus Energy | Households | Energetic | GAP | Heat | EU | Energy demand | 0 | FEC
SI | TYNDP2026 | LEV | 2035 | TWh | 460 | Sub_sector | Households | Surplus Energy | Households | Energetic | GAP | Biomass | EU | Energy demand | 0 | FEC
SI | TYNDP2026 | LEV | 2035 | TWh | 461 | Sub_sector | Households | Surplus Energy | Households | Energetic | GAP | Solids | EU | Energy demand | 0 | FEC
SI | TYNDP2026 | LEV | 2035 | TWh | 462 | Sub_sector | Households | Surplus Energy | Households | Energetic | GAP | Liquids | EU | Energy demand | 0 | FEC
SI | TYNDP2026 | LEV | 2035 | TWh | 463 | Sub_sector | Households | Surplus Energy | Households | Energetic | GAP | Others | EU | Energy demand | 0 | FEC
SI | TYNDP2026 | LEV | 2035 | TWh | 464 | Sub_sector | Households | Surplus Energy | Households | Energetic | GAP | Ammonia | EU | Energy demand | 0 | FEC
SI | TYNDP2026 | LEV | 2040 | TWh | 102 | Sub_sector | Industry | Aluminium | Industry (aluminium) | Energetic | industry_aluminium_demand_electricity_energetic | Electricity | EU | Energy demand | 1.0081 | FEC
SI | TYNDP2026 | LEV | 2040 | TWh | 103 | Sub_sector | Industry | Aluminium | Industry (aluminium) | Energetic | industry_aluminium_demand_hydrogen_energetic | Hydrogen | EU | Energy demand | 0 | FEC
SI | TYNDP2026 | LEV | 2040 | TWh | 104 | Sub_sector | Industry | Aluminium | Industry (aluminium) | Energetic | industry_aluminium_demand_methane_energetic | Methane | EU | Energy demand | 0.071054 | FEC
SI | TYNDP2026 | LEV | 2040 | TWh | 105 | Sub_sector | Industry | Aluminium | Industry (aluminium) | Energetic | industry_aluminium_demand_heat_energetic | Heat | EU | Energy demand | 0 | FEC
SI | TYNDP2026 | LEV | 2040 | TWh | 106 | Sub_sector | Industry | Aluminium | Industry (aluminium) | Energetic | industry_aluminium_demand_biomass_energetic | Biomass | EU | Energy demand | 0 | FEC
SI | TYNDP2026 | LEV | 2040 | TWh | 107 | Sub_sector | Industry | Aluminium | Industry (aluminium) | Energetic | industry_aluminium_demand_coal_energetic | Solids | EU | Energy demand | 0 | FEC
SI | TYNDP2026 | LEV | 2040 | TWh | 108 | Sub_sector | Industry | Aluminium | Industry (aluminium) | Energetic | industry_aluminium_demand_oil_energetic | Liquids | EU | Energy demand | 0 | FEC
SI | TYNDP2026 | LEV | 2040 | TWh | 109 | Sub_sector | Industry | Aluminium | Industry (aluminium) | Energetic | industry_aluminium_demand_others_energetic | Others | EU | Energy demand | 0 | FEC
SI | TYNDP2026 | LEV | 2040 | TWh | 110 | Sub_sector | Industry | Aluminium | Industry (aluminium) | Energetic | industry_ammonia_demand_others_energetic | Ammonia | EU | Energy demand | 0 | FEC
SI | TYNDP2026 | LEV | 2040 | TWh | 112 | Sub_sector | Industry | Chemicals | Industry (chemicals, energetic) | Energetic | industry_chemical_demand_electricity_energetic | Electricity | EU | Energy demand | 0.59158 | FEC
SI | TYNDP2026 | LEV | 2040 | TWh | 113 | Sub_sector | Industry | Chemicals | Industry (chemicals, energetic) | Energetic | industry_chemical_demand_hydrogen_energetic | Hydrogen | EU | Energy demand | 0 | FEC
SI | TYNDP2026 | LEV | 2040 | TWh | 114 | Sub_sector | Industry | Chemicals | Industry (chemicals, energetic) | Energetic | industry_chemical_demand_methane_energetic | Methane | EU | Energy demand | 0.466 | FEC
SI | TYNDP2026 | LEV | 2040 | TWh | 115 | Sub_sector | Industry | Chemicals | Industry (chemicals, energetic) | Energetic | industry_chemical_demand_heat_energetic | Heat | EU | Energy demand | 0.35169 | FEC
SI | TYNDP2026 | LEV | 2040 | TWh | 116 | Sub_sector | Industry | Chemicals | Industry (chemicals, energetic) | Energetic | industry_chemical_demand_biomass_energetic | Biomass | EU | Energy demand | 0.18417 | FEC
SI | TYNDP2026 | LEV | 2040 | TWh | 117 | Sub_sector | Industry | Chemicals | Industry (chemicals, energetic) | Energetic | industry_chemical_demand_coal_energetic | Solids | EU | Energy demand | 9.66e-05 | FEC
SI | TYNDP2026 | LEV | 2040 | TWh | 118 | Sub_sector | Industry | Chemicals | Industry (chemicals, energetic) | Energetic | industry_chemical_demand_oil_energetic | Liquids | EU | Energy demand | 0.040518 | FEC
SI | TYNDP2026 | LEV | 2040 | TWh | 119 | Sub_sector | Industry | Chemicals | Industry (chemicals, energetic) | Energetic | industry_chemical_demand_others_energetic | Others | EU | Energy demand | 0 | FEC
SI | TYNDP2026 | LEV | 2040 | TWh | 120 | Sub_sector | Industry | Chemicals | Industry (chemicals, energetic) | Energetic | industry_chemical_demand_ammonia_energetic | Ammonia | EU | Energy demand | 0 | FEC
SI | TYNDP2026 | LEV | 2040 | TWh | 122 | Sub_sector | Industry | Chemicals | Industry (chemicals, non-energetic) | Non-energetic | industry_chemical_demand_electricity_non_energetic | Electricity | EU | Energy demand | 0 | not_included_in_FEC
SI | TYNDP2026 | LEV | 2040 | TWh | 123 | Sub_sector | Industry | Chemicals | Industry (chemicals, non-energetic) | Non-energetic | industry_chemical_demand_hydrogen_non_energetic | Hydrogen | EU | Energy demand | 0 | not_included_in_FEC
SI | TYNDP2026 | LEV | 2040 | TWh | 124 | Sub_sector | Industry | Chemicals | Industry (chemicals, non-energetic) | Non-energetic | industry_chemical_demand_methane_non_energetic | Methane | EU | Energy demand | 0.060779 | not_included_in_FEC
SI | TYNDP2026 | LEV | 2040 | TWh | 125 | Sub_sector | Industry | Chemicals | Industry (chemicals, non-energetic) | Non-energetic | industry_chemical_demand_heat_non_energetic | Heat | EU | Energy demand | 0 | not_included_in_FEC
SI | TYNDP2026 | LEV | 2040 | TWh | 126 | Sub_sector | Industry | Chemicals | Industry (chemicals, non-energetic) | Non-energetic | industry_chemical_demand_biomass_non_energetic | Biomass | EU | Energy demand | 0 | not_included_in_FEC
SI | TYNDP2026 | LEV | 2040 | TWh | 127 | Sub_sector | Industry | Chemicals | Industry (chemicals, non-energetic) | Non-energetic | industry_chemical_demand_coal_non_energetic | Solids | EU | Energy demand | 0 | not_included_in_FEC
SI | TYNDP2026 | LEV | 2040 | TWh | 128 | Sub_sector | Industry | Chemicals | Industry (chemicals, non-energetic) | Non-energetic | industry_chemical_demand_oil_non_energetic | Liquids | EU | Energy demand | 0.059196 | not_included_in_FEC
SI | TYNDP2026 | LEV | 2040 | TWh | 129 | Sub_sector | Industry | Chemicals | Industry (chemicals, non-energetic) | Non-energetic | industry_chemical_demand_others_non_energetic | Others | EU | Energy demand | 0 | not_included_in_FEC
SI | TYNDP2026 | LEV | 2040 | TWh | 130 | Sub_sector | Industry | Chemicals | Industry (chemicals, non-energetic) | Non-energetic | industry_chemical_demand_ammonia_non_energetic | Ammonia | EU | Energy demand | 0 | not_included_in_FEC
SI | TYNDP2026 | LEV | 2040 | TWh | 132 | Sub_sector | Industry | Fertilizers | Industry (fertilizers, energetic) | Energetic | industry_fertilizers_demand_electricity_energetic | Electricity | EU | Energy demand | 0 | FEC
SI | TYNDP2026 | LEV | 2040 | TWh | 133 | Sub_sector | Industry | Fertilizers | Industry (fertilizers, energetic) | Energetic | industry_fertilizers_demand_hydrogen_energetic | Hydrogen | EU | Energy demand | 0 | FEC
SI | TYNDP2026 | LEV | 2040 | TWh | 134 | Sub_sector | Industry | Fertilizers | Industry (fertilizers, energetic) | Energetic | industry_fertilizers_demand_methane_energetic | Methane | EU | Energy demand | 0 | FEC
SI | TYNDP2026 | LEV | 2040 | TWh | 135 | Sub_sector | Industry | Fertilizers | Industry (fertilizers, energetic) | Energetic | industry_fertilizers_demand_heat_energetic | Heat | EU | Energy demand | 0 | FEC
SI | TYNDP2026 | LEV | 2040 | TWh | 136 | Sub_sector | Industry | Fertilizers | Industry (fertilizers, energetic) | Energetic | industry_fertilizers_demand_biomass_energetic | Biomass | EU | Energy demand | 0 | FEC
SI | TYNDP2026 | LEV | 2040 | TWh | 137 | Sub_sector | Industry | Fertilizers | Industry (fertilizers, energetic) | Energetic | industry_fertilizers_demand_coal_energetic | Solids | EU | Energy demand | 0 | FEC
SI | TYNDP2026 | LEV | 2040 | TWh | 138 | Sub_sector | Industry | Fertilizers | Industry (fertilizers, energetic) | Energetic | industry_fertilizers_demand_oil_energetic | Liquids | EU | Energy demand | 0 | FEC
SI | TYNDP2026 | LEV | 2040 | TWh | 139 | Sub_sector | Industry | Fertilizers | Industry (fertilizers, energetic) | Energetic | industry_fertilizers_demand_others_energetic | Others | EU | Energy demand | 0 | FEC
SI | TYNDP2026 | LEV | 2040 | TWh | 140 | Sub_sector | Industry | Fertilizers | Industry (fertilizers, energetic) | Energetic | industry_fertilizers_demand_ammonia_energetic | Ammonia | EU | Energy demand | 0 | FEC
SI | TYNDP2026 | LEV | 2040 | TWh | 142 | Sub_sector | Industry | Fertilizers | Industry (fertilizers, non-energetic) | Non-energetic | industry_fertilizers_demand_electricity_non_energetic | Electricity | EU | Energy demand | 0 | not_included_in_FEC
SI | TYNDP2026 | LEV | 2040 | TWh | 143 | Sub_sector | Industry | Fertilizers | Industry (fertilizers, non-energetic) | Non-energetic | industry_fertilizers_demand_hydrogen_non_energetic | Hydrogen | EU | Energy demand | 0 | not_included_in_FEC
SI | TYNDP2026 | LEV | 2040 | TWh | 144 | Sub_sector | Industry | Fertilizers | Industry (fertilizers, non-energetic) | Non-energetic | industry_fertilizers_demand_methane_non_energetic | Methane | EU | Energy demand | 0 | not_included_in_FEC
SI | TYNDP2026 | LEV | 2040 | TWh | 145 | Sub_sector | Industry | Fertilizers | Industry (fertilizers, non-energetic) | Non-energetic | industry_fertilizers_demand_heat_non_energetic | Heat | EU | Energy demand | 0 | not_included_in_FEC
SI | TYNDP2026 | LEV | 2040 | TWh | 146 | Sub_sector | Industry | Fertilizers | Industry (fertilizers, non-energetic) | Non-energetic | industry_fertilizers_demand_biomass_non_energetic | Biomass | EU | Energy demand | 0 | not_included_in_FEC
SI | TYNDP2026 | LEV | 2040 | TWh | 147 | Sub_sector | Industry | Fertilizers | Industry (fertilizers, non-energetic) | Non-energetic | industry_fertilizers_demand_coal_non_energetic | Solids | EU | Energy demand | 0 | not_included_in_FEC
SI | TYNDP2026 | LEV | 2040 | TWh | 148 | Sub_sector | Industry | Fertilizers | Industry (fertilizers, non-energetic) | Non-energetic | industry_fertilizers_demand_oil_non_energetic | Liquids | EU | Energy demand | 0 | not_included_in_FEC
SI | TYNDP2026 | LEV | 2040 | TWh | 149 | Sub_sector | Industry | Fertilizers | Industry (fertilizers, non-energetic) | Non-energetic | industry_fertilizers_demand_others_non_energetic | Others | EU | Energy demand | 0 | not_included_in_FEC
SI | TYNDP2026 | LEV | 2040 | TWh | 150 | Sub_sector | Industry | Fertilizers | Industry (fertilizers, non-energetic) | Non-energetic | industry_fertilizers_demand_ammonia_non_energetic | Ammonia | EU | Energy demand | 0 | not_included_in_FEC
SI | TYNDP2026 | LEV | 2040 | TWh | 152 | Sub_sector | Industry | Food | Industry (food) | Energetic | industry_food_demand_electricity_energetic | Electricity | EU | Energy demand | 0.26368 | FEC
SI | TYNDP2026 | LEV | 2040 | TWh | 153 | Sub_sector | Industry | Food | Industry (food) | Energetic | industry_food_demand_hydrogen_energetic | Hydrogen | EU | Energy demand | 0 | FEC
SI | TYNDP2026 | LEV | 2040 | TWh | 154 | Sub_sector | Industry | Food | Industry (food) | Energetic | industry_food_demand_methane_energetic | Methane | EU | Energy demand | 0.31209 | FEC
SI | TYNDP2026 | LEV | 2040 | TWh | 155 | Sub_sector | Industry | Food | Industry (food) | Energetic | industry_food_demand_heat_energetic | Heat | EU | Energy demand | 0.046972 | FEC
SI | TYNDP2026 | LEV | 2040 | TWh | 156 | Sub_sector | Industry | Food | Industry (food) | Energetic | industry_food_demand_biomass_energetic | Biomass | EU | Energy demand | 0.017376 | FEC
SI | TYNDP2026 | LEV | 2040 | TWh | 157 | Sub_sector | Industry | Food | Industry (food) | Energetic | industry_food_demand_coal_energetic | Solids | EU | Energy demand | 0 | FEC
SI | TYNDP2026 | LEV | 2040 | TWh | 158 | Sub_sector | Industry | Food | Industry (food) | Energetic | industry_food_demand_oil_energetic | Liquids | EU | Energy demand | 0.093338 | FEC
SI | TYNDP2026 | LEV | 2040 | TWh | 159 | Sub_sector | Industry | Food | Industry (food) | Energetic | industry_food_demand_others_energetic | Others | EU | Energy demand | 0 | FEC
SI | TYNDP2026 | LEV | 2040 | TWh | 160 | Sub_sector | Industry | Food | Industry (food) | Energetic | industry_food_demand_ammonia_energetic | Ammonia | EU | Energy demand | 0 | FEC
SI | TYNDP2026 | LEV | 2040 | TWh | 162 | Sub_sector | Industry | Metals | Industry (metal) | Energetic | industry_metal_demand_electricity_energetic | Electricity | EU | Energy demand | 0.090087 | FEC
SI | TYNDP2026 | LEV | 2040 | TWh | 163 | Sub_sector | Industry | Metals | Industry (metal) | Energetic | industry_metal_demand_hydrogen_energetic | Hydrogen | EU | Energy demand | 0 | FEC
SI | TYNDP2026 | LEV | 2040 | TWh | 164 | Sub_sector | Industry | Metals | Industry (metal) | Energetic | industry_metal_demand_methane_energetic | Methane | EU | Energy demand | 0.3653 | FEC
SI | TYNDP2026 | LEV | 2040 | TWh | 165 | Sub_sector | Industry | Metals | Industry (metal) | Energetic | industry_metal_demand_heat_energetic | Heat | EU | Energy demand | 0.00051778 | FEC
SI | TYNDP2026 | LEV | 2040 | TWh | 166 | Sub_sector | Industry | Metals | Industry (metal) | Energetic | industry_metal_demand_biomass_energetic | Biomass | EU | Energy demand | 0 | FEC
SI | TYNDP2026 | LEV | 2040 | TWh | 167 | Sub_sector | Industry | Metals | Industry (metal) | Energetic | industry_metal_demand_coal_energetic | Solids | EU | Energy demand | 0.016664 | FEC
SI | TYNDP2026 | LEV | 2040 | TWh | 168 | Sub_sector | Industry | Metals | Industry (metal) | Energetic | industry_metal_demand_oil_energetic | Liquids | EU | Energy demand | 0.015415 | FEC
SI | TYNDP2026 | LEV | 2040 | TWh | 169 | Sub_sector | Industry | Metals | Industry (metal) | Energetic | industry_metal_demand_others_energetic | Others | EU | Energy demand | 0 | FEC
SI | TYNDP2026 | LEV | 2040 | TWh | 170 | Sub_sector | Industry | Metals | Industry (metal) | Energetic | industry_metal_demand_ammonia_energetic | Ammonia | EU | Energy demand | 0 | FEC
SI | TYNDP2026 | LEV | 2040 | TWh | 172 | Sub_sector | Industry | Others | Industry (other, energetic) | Energetic | industry_other_demand_electricity_energetic | Electricity | EU | Energy demand | 3.121 | FEC
SI | TYNDP2026 | LEV | 2040 | TWh | 173 | Sub_sector | Industry | Others | Industry (other, energetic) | Energetic | industry_other_demand_hydrogen_energetic | Hydrogen | EU | Energy demand | 0.8724 | FEC
SI | TYNDP2026 | LEV | 2040 | TWh | 174 | Sub_sector | Industry | Others | Industry (other, energetic) | Energetic | industry_other_demand_methane_energetic | Methane | EU | Energy demand | 0 | FEC
SI | TYNDP2026 | LEV | 2040 | TWh | 175 | Sub_sector | Industry | Others | Industry (other, energetic) | Energetic | industry_other_demand_heat_energetic | Heat | EU | Energy demand | 0.1477 | FEC
SI | TYNDP2026 | LEV | 2040 | TWh | 176 | Sub_sector | Industry | Others | Industry (other, energetic) | Energetic | industry_other_demand_biomass_energetic | Biomass | EU | Energy demand | 0.97238 | FEC
SI | TYNDP2026 | LEV | 2040 | TWh | 177 | Sub_sector | Industry | Others | Industry (other, energetic) | Energetic | industry_other_demand_coal_energetic | Solids | EU | Energy demand | 0.12771 | FEC
SI | TYNDP2026 | LEV | 2040 | TWh | 178 | Sub_sector | Industry | Others | Industry (other, energetic) | Energetic | industry_other_demand_oil_energetic | Liquids | EU | Energy demand | 1.0893 | FEC
SI | TYNDP2026 | LEV | 2040 | TWh | 179 | Sub_sector | Industry | Others | Industry (other, energetic) | Energetic | industry_other_demand_others_energetic | Others | EU | Energy demand | 0 | FEC
SI | TYNDP2026 | LEV | 2040 | TWh | 180 | Sub_sector | Industry | Others | Industry (other, energetic) | Energetic | industry_other_demand_ammonia_energetic | Ammonia | EU | Energy demand | 0 | FEC
SI | TYNDP2026 | LEV | 2040 | TWh | 182 | Sub_sector | Industry | Others | Industry (other, non-energetic) | Non-energetic | industry_other_demand_electricity_non_energetic | Electricity | EU | Energy demand | 0 | not_included_in_FEC
SI | TYNDP2026 | LEV | 2040 | TWh | 183 | Sub_sector | Industry | Others | Industry (other, non-energetic) | Non-energetic | industry_other_demand_hydrogen_non_energetic | Hydrogen | EU | Energy demand | 0 | not_included_in_FEC
SI | TYNDP2026 | LEV | 2040 | TWh | 184 | Sub_sector | Industry | Others | Industry (other, non-energetic) | Non-energetic | industry_other_demand_methane_non_energetic | Methane | EU | Energy demand | 0 | not_included_in_FEC
SI | TYNDP2026 | LEV | 2040 | TWh | 185 | Sub_sector | Industry | Others | Industry (other, non-energetic) | Non-energetic | industry_other_demand_heat_non_energetic | Heat | EU | Energy demand | 0 | not_included_in_FEC
SI | TYNDP2026 | LEV | 2040 | TWh | 186 | Sub_sector | Industry | Others | Industry (other, non-energetic) | Non-energetic | industry_other_demand_biomass_non_energetic | Biomass | EU | Energy demand | 0 | not_included_in_FEC
SI | TYNDP2026 | LEV | 2040 | TWh | 187 | Sub_sector | Industry | Others | Industry (other, non-energetic) | Non-energetic | industry_other_demand_coal_non_energetic | Solids | EU | Energy demand | 0 | not_included_in_FEC
SI | TYNDP2026 | LEV | 2040 | TWh | 188 | Sub_sector | Industry | Others | Industry (other, non-energetic) | Non-energetic | industry_other_demand_oil_non_energetic | Liquids | EU | Energy demand | 1.6508 | not_included_in_FEC
SI | TYNDP2026 | LEV | 2040 | TWh | 189 | Sub_sector | Industry | Others | Industry (other, non-energetic) | Non-energetic | industry_other_demand_others_non_energetic | Others | EU | Energy demand | 0 | not_included_in_FEC
SI | TYNDP2026 | LEV | 2040 | TWh | 190 | Sub_sector | Industry | Others | Industry (other, non-energetic) | Non-energetic | industry_other_demand_ammonia_non_energetic | Ammonia | EU | Energy demand | 0 | not_included_in_FEC
SI | TYNDP2026 | LEV | 2040 | TWh | 192 | Sub_sector | Industry | Paper | Industry (paper) | Energetic | industry_paper_demand_electricity_energetic | Electricity | EU | Energy demand | 0.65441 | FEC
SI | TYNDP2026 | LEV | 2040 | TWh | 193 | Sub_sector | Industry | Paper | Industry (paper) | Energetic | industry_paper_demand_hydrogen_energetic | Hydrogen | EU | Energy demand | 0 | FEC
SI | TYNDP2026 | LEV | 2040 | TWh | 194 | Sub_sector | Industry | Paper | Industry (paper) | Energetic | industry_paper_demand_methane_energetic | Methane | EU | Energy demand | 0.46601 | FEC
SI | TYNDP2026 | LEV | 2040 | TWh | 195 | Sub_sector | Industry | Paper | Industry (paper) | Energetic | industry_paper_demand_heat_energetic | Heat | EU | Energy demand | 0.010433 | FEC
SI | TYNDP2026 | LEV | 2040 | TWh | 196 | Sub_sector | Industry | Paper | Industry (paper) | Energetic | industry_paper_demand_biomass_energetic | Biomass | EU | Energy demand | 0.11699 | FEC
SI | TYNDP2026 | LEV | 2040 | TWh | 197 | Sub_sector | Industry | Paper | Industry (paper) | Energetic | industry_paper_demand_coal_energetic | Solids | EU | Energy demand | 0.22981 | FEC
SI | TYNDP2026 | LEV | 2040 | TWh | 198 | Sub_sector | Industry | Paper | Industry (paper) | Energetic | industry_paper_demand_oil_energetic | Liquids | EU | Energy demand | 0.41114 | FEC
SI | TYNDP2026 | LEV | 2040 | TWh | 199 | Sub_sector | Industry | Paper | Industry (paper) | Energetic | industry_paper_demand_others_energetic | Others | EU | Energy demand | 0 | FEC
SI | TYNDP2026 | LEV | 2040 | TWh | 200 | Sub_sector | Industry | Paper | Industry (paper) | Energetic | industry_paper_demand_ammonia_energetic | Ammonia | EU | Energy demand | 0 | FEC
SI | TYNDP2026 | LEV | 2040 | TWh | 202 | Sub_sector | Industry | Refineries | Industry (refineries, energetic) | Energetic | industry_refinery_demand_electricity_energetic | Electricity | EU | Energy demand | 0 | not_included_in_FEC
SI | TYNDP2026 | LEV | 2040 | TWh | 203 | Sub_sector | Industry | Refineries | Industry (refineries, energetic) | Energetic | industry_refinery_demand_hydrogen_energetic | Hydrogen | EU | Energy demand | 0 | not_included_in_FEC
SI | TYNDP2026 | LEV | 2040 | TWh | 204 | Sub_sector | Industry | Refineries | Industry (refineries, energetic) | Energetic | industry_refinery_demand_methane_energetic | Methane | EU | Energy demand | 0 | not_included_in_FEC
SI | TYNDP2026 | LEV | 2040 | TWh | 205 | Sub_sector | Industry | Refineries | Industry (refineries, energetic) | Energetic | industry_refinery_demand_heat_energetic | Heat | EU | Energy demand | 0 | not_included_in_FEC
SI | TYNDP2026 | LEV | 2040 | TWh | 206 | Sub_sector | Industry | Refineries | Industry (refineries, energetic) | Energetic | industry_refinery_demand_biomass_energetic | Biomass | EU | Energy demand | 0 | not_included_in_FEC
SI | TYNDP2026 | LEV | 2040 | TWh | 207 | Sub_sector | Industry | Refineries | Industry (refineries, energetic) | Energetic | industry_refinery_demand_coal_energetic | Solids | EU | Energy demand | 0 | not_included_in_FEC
SI | TYNDP2026 | LEV | 2040 | TWh | 208 | Sub_sector | Industry | Refineries | Industry (refineries, energetic) | Energetic | industry_refinery_demand_oil_energetic | Liquids | EU | Energy demand | 0 | not_included_in_FEC
SI | TYNDP2026 | LEV | 2040 | TWh | 209 | Sub_sector | Industry | Refineries | Industry (refineries, energetic) | Energetic | industry_refinery_demand_others_energetic | Others | EU | Energy demand | 0 | not_included_in_FEC
SI | TYNDP2026 | LEV | 2040 | TWh | 210 | Sub_sector | Industry | Refineries | Industry (refineries, energetic) | Energetic | industry_refinery_demand_ammonia_energetic | Ammonia | EU | Energy demand | 0 | not_included_in_FEC
SI | TYNDP2026 | LEV | 2040 | TWh | 212 | Sub_sector | Industry | Refineries | Industry (refineries, non-energetic) | Non-energetic | industry_refinery_demand_electricity_non_energetic | Electricity | EU | Energy demand | 0 | not_included_in_FEC
SI | TYNDP2026 | LEV | 2040 | TWh | 213 | Sub_sector | Industry | Refineries | Industry (refineries, non-energetic) | Non-energetic | industry_refinery_demand_hydrogen_non_energetic | Hydrogen | EU | Energy demand | 0 | not_included_in_FEC
SI | TYNDP2026 | LEV | 2040 | TWh | 214 | Sub_sector | Industry | Refineries | Industry (refineries, non-energetic) | Non-energetic | industry_refinery_demand_methane_non_energetic | Methane | EU | Energy demand | 0 | not_included_in_FEC
SI | TYNDP2026 | LEV | 2040 | TWh | 215 | Sub_sector | Industry | Refineries | Industry (refineries, non-energetic) | Non-energetic | industry_refinery_demand_heat_non_energetic | Heat | EU | Energy demand | 0 | not_included_in_FEC
SI | TYNDP2026 | LEV | 2040 | TWh | 216 | Sub_sector | Industry | Refineries | Industry (refineries, non-energetic) | Non-energetic | industry_refinery_demand_biomass_non_energetic | Biomass | EU | Energy demand | 0 | not_included_in_FEC
SI | TYNDP2026 | LEV | 2040 | TWh | 217 | Sub_sector | Industry | Refineries | Industry (refineries, non-energetic) | Non-energetic | industry_refinery_demand_coal_non_energetic | Solids | EU | Energy demand | 0 | not_included_in_FEC
SI | TYNDP2026 | LEV | 2040 | TWh | 218 | Sub_sector | Industry | Refineries | Industry (refineries, non-energetic) | Non-energetic | industry_refinery_demand_oil_non_energetic | Liquids | EU | Energy demand | 0 | not_included_in_FEC
SI | TYNDP2026 | LEV | 2040 | TWh | 219 | Sub_sector | Industry | Refineries | Industry (refineries, non-energetic) | Non-energetic | industry_refinery_demand_others_non_energetic | Others | EU | Energy demand | 0 | not_included_in_FEC
SI | TYNDP2026 | LEV | 2040 | TWh | 220 | Sub_sector | Industry | Refineries | Industry (refineries, non-energetic) | Non-energetic | industry_refinery_demand_ammonia_non_energetic | Ammonia | EU | Energy demand | 0 | not_included_in_FEC
SI | TYNDP2026 | LEV | 2040 | TWh | 222 | Sub_sector | Industry | Steel | Industry (steel) | Energetic | industry_steel_demand_electricity_energetic | Electricity | EU | Energy demand | 0.72739 | FEC
SI | TYNDP2026 | LEV | 2040 | TWh | 223 | Sub_sector | Industry | Steel | Industry (steel) | Energetic | industry_steel_demand_hydrogen_energetic | Hydrogen | EU | Energy demand | 0 | FEC
SI | TYNDP2026 | LEV | 2040 | TWh | 224 | Sub_sector | Industry | Steel | Industry (steel) | Energetic | industry_steel_demand_methane_energetic | Methane | EU | Energy demand | 0.85674 | FEC
SI | TYNDP2026 | LEV | 2040 | TWh | 225 | Sub_sector | Industry | Steel | Industry (steel) | Energetic | industry_steel_demand_heat_energetic | Heat | EU | Energy demand | 0.011204 | FEC
SI | TYNDP2026 | LEV | 2040 | TWh | 226 | Sub_sector | Industry | Steel | Industry (steel) | Energetic | industry_steel_demand_biomass_energetic | Biomass | EU | Energy demand | 7.14e-05 | FEC
SI | TYNDP2026 | LEV | 2040 | TWh | 227 | Sub_sector | Industry | Steel | Industry (steel) | Energetic | industry_steel_demand_coal_energetic | Solids | EU | Energy demand | 0.062598 | FEC
SI | TYNDP2026 | LEV | 2040 | TWh | 228 | Sub_sector | Industry | Steel | Industry (steel) | Energetic | industry_steel_demand_oil_energetic | Liquids | EU | Energy demand | 0.019595 | FEC
SI | TYNDP2026 | LEV | 2040 | TWh | 229 | Sub_sector | Industry | Steel | Industry (steel) | Energetic | industry_steel_demand_others_energetic | Others | EU | Energy demand | 0 | FEC
SI | TYNDP2026 | LEV | 2040 | TWh | 230 | Sub_sector | Industry | Steel | Industry (steel) | Energetic | industry_steel_demand_ammonia_energetic | Ammonia | EU | Energy demand | 0 | FEC
SI | TYNDP2026 | LEV | 2040 | TWh | 232 | Sub_sector | Transport | Cars | Transport (cars) | Energetic | transport_cars_final_demand_electricity | Electricity | EU | Energy demand | 2.8212 | FEC
SI | TYNDP2026 | LEV | 2040 | TWh | 233 | Sub_sector | Transport | Cars | Transport (cars) | Energetic | transport_cars_final_demand_hydrogen | Hydrogen | EU | Energy demand | 0 | FEC
SI | TYNDP2026 | LEV | 2040 | TWh | 234 | Sub_sector | Transport | Cars | Transport (cars) | Energetic | transport_cars_final_demand_methane | Methane | EU | Energy demand | 0.0032422 | FEC
SI | TYNDP2026 | LEV | 2040 | TWh | 235 | Sub_sector | Transport | Cars | Transport (cars) | Energetic | transport_cars_final_demand_heat | Heat | EU | Energy demand | 0 | FEC
SI | TYNDP2026 | LEV | 2040 | TWh | 236 | Sub_sector | Transport | Cars | Transport (cars) | Energetic | transport_cars_final_demand_biomass | Biomass | EU | Energy demand | 0 | FEC
SI | TYNDP2026 | LEV | 2040 | TWh | 237 | Sub_sector | Transport | Cars | Transport (cars) | Energetic | transport_cars_final_demand_coal | Solids | EU | Energy demand | 0 | FEC
SI | TYNDP2026 | LEV | 2040 | TWh | 238 | Sub_sector | Transport | Cars | Transport (cars) | Energetic | transport_cars_final_demand_oil | Liquids | EU | Energy demand | 6.2982 | FEC
SI | TYNDP2026 | LEV | 2040 | TWh | 239 | Sub_sector | Transport | Cars | Transport (cars) | Energetic | transport_cars_final_demand_other | Others | EU | Energy demand | 0 | FEC
SI | TYNDP2026 | LEV | 2040 | TWh | 240 | Sub_sector | Transport | Cars | Transport (cars) | Energetic | transport_cars_final_demand_ammonia | Ammonia | EU | Energy demand | 0 | FEC
SI | TYNDP2026 | LEV | 2040 | TWh | 242 | Sub_sector | Transport | Busses | Transport (busses) | Energetic | transport_busses_final_demand_electricity | Electricity | EU | Energy demand | 0.00048183 | FEC
SI | TYNDP2026 | LEV | 2040 | TWh | 243 | Sub_sector | Transport | Busses | Transport (busses) | Energetic | transport_busses_final_demand_hydrogen | Hydrogen | EU | Energy demand | 0 | FEC
SI | TYNDP2026 | LEV | 2040 | TWh | 244 | Sub_sector | Transport | Busses | Transport (busses) | Energetic | transport_busses_final_demand_methane | Methane | EU | Energy demand | 0.042257 | FEC
SI | TYNDP2026 | LEV | 2040 | TWh | 245 | Sub_sector | Transport | Busses | Transport (busses) | Energetic | transport_busses_final_demand_heat | Heat | EU | Energy demand | 0 | FEC
SI | TYNDP2026 | LEV | 2040 | TWh | 246 | Sub_sector | Transport | Busses | Transport (busses) | Energetic | transport_busses_final_demand_biomass | Biomass | EU | Energy demand | 0 | FEC
SI | TYNDP2026 | LEV | 2040 | TWh | 247 | Sub_sector | Transport | Busses | Transport (busses) | Energetic | transport_busses_final_demand_coal | Solids | EU | Energy demand | 0 | FEC
SI | TYNDP2026 | LEV | 2040 | TWh | 248 | Sub_sector | Transport | Busses | Transport (busses) | Energetic | transport_busses_final_demand_oil | Liquids | EU | Energy demand | 0.46989 | FEC
SI | TYNDP2026 | LEV | 2040 | TWh | 249 | Sub_sector | Transport | Busses | Transport (busses) | Energetic | transport_busses_final_demand_other | Others | EU | Energy demand | 0 | FEC
SI | TYNDP2026 | LEV | 2040 | TWh | 250 | Sub_sector | Transport | Busses | Transport (busses) | Energetic | transport_busses_final_demand_ammonia | Ammonia | EU | Energy demand | 0 | FEC
SI | TYNDP2026 | LEV | 2040 | TWh | 252 | Sub_sector | Transport | Trucks | Transport (trucks) | Energetic | transport_trucks_final_demand_electricity | Electricity | EU | Energy demand | 0 | FEC
SI | TYNDP2026 | LEV | 2040 | TWh | 253 | Sub_sector | Transport | Trucks | Transport (trucks) | Energetic | transport_trucks_final_demand_hydrogen | Hydrogen | EU | Energy demand | 1.019 | FEC
SI | TYNDP2026 | LEV | 2040 | TWh | 254 | Sub_sector | Transport | Trucks | Transport (trucks) | Energetic | transport_trucks_final_demand_methane | Methane | EU | Energy demand | 0.086238 | FEC
SI | TYNDP2026 | LEV | 2040 | TWh | 255 | Sub_sector | Transport | Trucks | Transport (trucks) | Energetic | transport_trucks_final_demand_heat | Heat | EU | Energy demand | 0 | FEC
SI | TYNDP2026 | LEV | 2040 | TWh | 256 | Sub_sector | Transport | Trucks | Transport (trucks) | Energetic | transport_trucks_final_demand_biomass | Biomass | EU | Energy demand | 0 | FEC
SI | TYNDP2026 | LEV | 2040 | TWh | 257 | Sub_sector | Transport | Trucks | Transport (trucks) | Energetic | transport_trucks_final_demand_coal | Solids | EU | Energy demand | 0 | FEC
SI | TYNDP2026 | LEV | 2040 | TWh | 258 | Sub_sector | Transport | Trucks | Transport (trucks) | Energetic | transport_trucks_final_demand_oil | Liquids | EU | Energy demand | 3.2305 | FEC
SI | TYNDP2026 | LEV | 2040 | TWh | 259 | Sub_sector | Transport | Trucks | Transport (trucks) | Energetic | transport_trucks_final_demand_other | Others | EU | Energy demand | 0 | FEC
SI | TYNDP2026 | LEV | 2040 | TWh | 260 | Sub_sector | Transport | Trucks | Transport (trucks) | Energetic | transport_trucks_final_demand_ammonia | Ammonia | EU | Energy demand | 0 | FEC
SI | TYNDP2026 | LEV | 2040 | TWh | 262 | Sub_sector | Transport | Vans | Transport (vans) | Energetic | transport_vans_final_demand_electricity | Electricity | EU | Energy demand | 0.00029182 | FEC
SI | TYNDP2026 | LEV | 2040 | TWh | 263 | Sub_sector | Transport | Vans | Transport (vans) | Energetic | transport_vans_final_demand_hydrogen | Hydrogen | EU | Energy demand | 0 | FEC
SI | TYNDP2026 | LEV | 2040 | TWh | 264 | Sub_sector | Transport | Vans | Transport (vans) | Energetic | transport_vans_final_demand_methane | Methane | EU | Energy demand | 0.001759 | FEC
SI | TYNDP2026 | LEV | 2040 | TWh | 265 | Sub_sector | Transport | Vans | Transport (vans) | Energetic | transport_vans_final_demand_heat | Heat | EU | Energy demand | 0 | FEC
SI | TYNDP2026 | LEV | 2040 | TWh | 266 | Sub_sector | Transport | Vans | Transport (vans) | Energetic | transport_vans_final_demand_biomass | Biomass | EU | Energy demand | 0 | FEC
SI | TYNDP2026 | LEV | 2040 | TWh | 267 | Sub_sector | Transport | Vans | Transport (vans) | Energetic | transport_vans_final_demand_coal | Solids | EU | Energy demand | 0 | FEC
SI | TYNDP2026 | LEV | 2040 | TWh | 268 | Sub_sector | Transport | Vans | Transport (vans) | Energetic | transport_vans_final_demand_oil | Liquids | EU | Energy demand | 0.75219 | FEC
SI | TYNDP2026 | LEV | 2040 | TWh | 269 | Sub_sector | Transport | Vans | Transport (vans) | Energetic | transport_vans_final_demand_other | Others | EU | Energy demand | 0 | FEC
SI | TYNDP2026 | LEV | 2040 | TWh | 270 | Sub_sector | Transport | Vans | Transport (vans) | Energetic | transport_vans_final_demand_ammonia | Ammonia | EU | Energy demand | 0 | FEC
SI | TYNDP2026 | LEV | 2040 | TWh | 272 | Sub_sector | Transport | Freight trains | Transport (trains) | Energetic | transport_trains_final_demand_electricity | Electricity | EU | Energy demand | 0.21768 | FEC
SI | TYNDP2026 | LEV | 2040 | TWh | 273 | Sub_sector | Transport | Freight trains | Transport (trains) | Energetic | transport_trains_final_demand_hydrogen | Hydrogen | EU | Energy demand | 0 | FEC
SI | TYNDP2026 | LEV | 2040 | TWh | 274 | Sub_sector | Transport | Freight trains | Transport (trains) | Energetic | transport_trains_final_demand_methane | Methane | EU | Energy demand | 0 | FEC
SI | TYNDP2026 | LEV | 2040 | TWh | 275 | Sub_sector | Transport | Freight trains | Transport (trains) | Energetic | transport_trains_final_demand_heat | Heat | EU | Energy demand | 0 | FEC
SI | TYNDP2026 | LEV | 2040 | TWh | 276 | Sub_sector | Transport | Freight trains | Transport (trains) | Energetic | transport_trains_final_demand_biomass | Biomass | EU | Energy demand | 0 | FEC
SI | TYNDP2026 | LEV | 2040 | TWh | 277 | Sub_sector | Transport | Freight trains | Transport (trains) | Energetic | transport_trains_final_demand_coal | Solids | EU | Energy demand | 0.0011487 | FEC
SI | TYNDP2026 | LEV | 2040 | TWh | 278 | Sub_sector | Transport | Freight trains | Transport (trains) | Energetic | transport_trains_final_demand_oil | Liquids | EU | Energy demand | 0.084334 | FEC
SI | TYNDP2026 | LEV | 2040 | TWh | 279 | Sub_sector | Transport | Freight trains | Transport (trains) | Energetic | transport_trains_final_demand_other | Others | EU | Energy demand | 0 | FEC
SI | TYNDP2026 | LEV | 2040 | TWh | 280 | Sub_sector | Transport | Freight trains | Transport (trains) | Energetic | transport_trains_final_demand_ammonia | Ammonia | EU | Energy demand | 0 | FEC
SI | TYNDP2026 | LEV | 2040 | TWh | 282 | Sub_sector | Transport | Ships | Transport (ships) | Energetic | transport_ships_final_demand_electricity | Electricity | EU | Energy demand | 0 | FEC
SI | TYNDP2026 | LEV | 2040 | TWh | 283 | Sub_sector | Transport | Ships | Transport (ships) | Energetic | transport_ships_final_demand_hydrogen | Hydrogen | EU | Energy demand | 0 | FEC
SI | TYNDP2026 | LEV | 2040 | TWh | 284 | Sub_sector | Transport | Ships | Transport (ships) | Energetic | transport_ships_final_demand_methane | Methane | EU | Energy demand | 1.56e-05 | FEC
SI | TYNDP2026 | LEV | 2040 | TWh | 285 | Sub_sector | Transport | Ships | Transport (ships) | Energetic | transport_ships_final_demand_heat | Heat | EU | Energy demand | 0 | FEC
SI | TYNDP2026 | LEV | 2040 | TWh | 286 | Sub_sector | Transport | Ships | Transport (ships) | Energetic | transport_ships_final_demand_biomass | Biomass | EU | Energy demand | 0 | FEC
SI | TYNDP2026 | LEV | 2040 | TWh | 287 | Sub_sector | Transport | Ships | Transport (ships) | Energetic | transport_ships_final_demand_coal | Solids | EU | Energy demand | 0 | FEC
SI | TYNDP2026 | LEV | 2040 | TWh | 288 | Sub_sector | Transport | Ships | Transport (ships) | Energetic | transport_ships_final_demand_oil | Liquids | EU | Energy demand | 0 | FEC
SI | TYNDP2026 | LEV | 2040 | TWh | 289 | Sub_sector | Transport | Ships | Transport (ships) | Energetic | transport_ships_final_demand_other | Others | EU | Energy demand | 0 | FEC
SI | TYNDP2026 | LEV | 2040 | TWh | 290 | Sub_sector | Transport | Ships | Transport (ships) | Energetic | transport_ships_final_demand_ammonia | Ammonia | EU | Energy demand | 0 | FEC
SI | TYNDP2026 | LEV | 2040 | TWh | 292 | Sub_sector | Transport | Planes | Transport (planes) | Energetic | transport_planes_final_demand_electricity | Electricity | EU | Energy demand | 0 | FEC
SI | TYNDP2026 | LEV | 2040 | TWh | 293 | Sub_sector | Transport | Planes | Transport (planes) | Energetic | transport_planes_final_demand_hydrogen | Hydrogen | EU | Energy demand | 0 | FEC
SI | TYNDP2026 | LEV | 2040 | TWh | 294 | Sub_sector | Transport | Planes | Transport (planes) | Energetic | transport_planes_final_demand_methane | Methane | EU | Energy demand | 0 | FEC
SI | TYNDP2026 | LEV | 2040 | TWh | 295 | Sub_sector | Transport | Planes | Transport (planes) | Energetic | transport_planes_final_demand_heat | Heat | EU | Energy demand | 0 | FEC
SI | TYNDP2026 | LEV | 2040 | TWh | 296 | Sub_sector | Transport | Planes | Transport (planes) | Energetic | transport_planes_final_demand_biomass | Biomass | EU | Energy demand | 0 | FEC
SI | TYNDP2026 | LEV | 2040 | TWh | 297 | Sub_sector | Transport | Planes | Transport (planes) | Energetic | transport_planes_final_demand_coal | Solids | EU | Energy demand | 0 | FEC
SI | TYNDP2026 | LEV | 2040 | TWh | 298 | Sub_sector | Transport | Planes | Transport (planes) | Energetic | transport_planes_final_demand_oil | Liquids | EU | Energy demand | 0.0050145 | FEC
SI | TYNDP2026 | LEV | 2040 | TWh | 299 | Sub_sector | Transport | Planes | Transport (planes) | Energetic | transport_planes_final_demand_other | Others | EU | Energy demand | 0 | FEC
SI | TYNDP2026 | LEV | 2040 | TWh | 300 | Sub_sector | Transport | Planes | Transport (planes) | Energetic | transport_planes_final_demand_ammonia | Ammonia | EU | Energy demand | 0 | FEC
SI | TYNDP2026 | LEV | 2040 | TWh | 302 | Sub_sector | Transport | Others | Transport (others) | Energetic | transport_other_final_demand_electricity | Electricity | EU | Energy demand | 0.000332 | FEC
SI | TYNDP2026 | LEV | 2040 | TWh | 303 | Sub_sector | Transport | Others | Transport (others) | Energetic | transport_other_final_demand_hydrogen | Hydrogen | EU | Energy demand | 0 | FEC
SI | TYNDP2026 | LEV | 2040 | TWh | 304 | Sub_sector | Transport | Others | Transport (others) | Energetic | transport_other_final_demand_methane | Methane | EU | Energy demand | 0 | FEC
SI | TYNDP2026 | LEV | 2040 | TWh | 305 | Sub_sector | Transport | Others | Transport (others) | Energetic | transport_other_final_demand_heat | Heat | EU | Energy demand | 0 | FEC
SI | TYNDP2026 | LEV | 2040 | TWh | 306 | Sub_sector | Transport | Others | Transport (others) | Energetic | transport_other_final_demand_biomass | Biomass | EU | Energy demand | 0 | FEC
SI | TYNDP2026 | LEV | 2040 | TWh | 307 | Sub_sector | Transport | Others | Transport (others) | Energetic | transport_other_final_demand_coal | Solids | EU | Energy demand | 0 | FEC
SI | TYNDP2026 | LEV | 2040 | TWh | 308 | Sub_sector | Transport | Others | Transport (others) | Energetic | transport_other_final_demand_oil | Liquids | EU | Energy demand | 0.10153 | FEC
SI | TYNDP2026 | LEV | 2040 | TWh | 309 | Sub_sector | Transport | Others | Transport (others) | Energetic | transport_other_final_demand_other | Others | EU | Energy demand | 0 | FEC
SI | TYNDP2026 | LEV | 2040 | TWh | 310 | Sub_sector | Transport | Others | Transport (others) | Energetic | transport_other_final_demand_ammonia | Ammonia | EU | Energy demand | 0 | FEC
SI | TYNDP2026 | LEV | 2040 | TWh | 312 | Sub_sector | International transport | International aviation | Transport (int. aviation) | Energetic | transport_int_aviation_final_demand_electricity | Electricity | EU | Energy demand | 0 | FEC
SI | TYNDP2026 | LEV | 2040 | TWh | 313 | Sub_sector | International transport | International aviation | Transport (int. aviation) | Energetic | transport_int_aviation_final_demand_hydrogen | Hydrogen | EU | Energy demand | 0 | FEC
SI | TYNDP2026 | LEV | 2040 | TWh | 314 | Sub_sector | International transport | International aviation | Transport (int. aviation) | Energetic | transport_int_aviation_final_demand_methane | Methane | EU | Energy demand | 0 | FEC
SI | TYNDP2026 | LEV | 2040 | TWh | 315 | Sub_sector | International transport | International aviation | Transport (int. aviation) | Energetic | transport_int_aviation_final_demand_heat | Heat | EU | Energy demand | 0 | FEC
SI | TYNDP2026 | LEV | 2040 | TWh | 316 | Sub_sector | International transport | International aviation | Transport (int. aviation) | Energetic | transport_int_aviation_final_demand_biofuels | Biomass | EU | Energy demand | 0 | FEC
SI | TYNDP2026 | LEV | 2040 | TWh | 317 | Sub_sector | International transport | International aviation | Transport (int. aviation) | Energetic | transport_int_aviation_final_demand_coal | Solids | EU | Energy demand | 0 | FEC
SI | TYNDP2026 | LEV | 2040 | TWh | 318 | Sub_sector | International transport | International aviation | Transport (int. aviation) | Energetic | transport_int_aviation_final_demand_oil | Liquids | EU | Energy demand | 0.28089 | FEC
SI | TYNDP2026 | LEV | 2040 | TWh | 319 | Sub_sector | International transport | International aviation | Transport (int. aviation) | Energetic | transport_int_aviation_final_demand_other | Others | EU | Energy demand | 0 | FEC
SI | TYNDP2026 | LEV | 2040 | TWh | 320 | Sub_sector | International transport | International aviation | Transport (int. aviation) | Energetic | transport_int_aviation_final_demand_ammonia | Ammonia | EU | Energy demand | 0 | FEC
SI | TYNDP2026 | LEV | 2040 | TWh | 322 | Sub_sector | International transport | International shipping | Transport (int. shipping) | Energetic | transport_int_shipping_final_demand_electricity | Electricity | EU | Energy demand | 0 | not_included_in_FEC
SI | TYNDP2026 | LEV | 2040 | TWh | 323 | Sub_sector | International transport | International shipping | Transport (int. shipping) | Energetic | transport_int_shipping_final_demand_hydrogen | Hydrogen | EU | Energy demand | 0 | not_included_in_FEC
SI | TYNDP2026 | LEV | 2040 | TWh | 324 | Sub_sector | International transport | International shipping | Transport (int. shipping) | Energetic | transport_int_shipping_final_demand_methane | Methane | EU | Energy demand | 0 | not_included_in_FEC
SI | TYNDP2026 | LEV | 2040 | TWh | 325 | Sub_sector | International transport | International shipping | Transport (int. shipping) | Energetic | transport_int_shipping_final_demand_heat | Heat | EU | Energy demand | 0 | not_included_in_FEC
SI | TYNDP2026 | LEV | 2040 | TWh | 326 | Sub_sector | International transport | International shipping | Transport (int. shipping) | Energetic | transport_int_shipping_final_demand_biofuels | Biomass | EU | Energy demand | 0 | not_included_in_FEC
SI | TYNDP2026 | LEV | 2040 | TWh | 327 | Sub_sector | International transport | International shipping | Transport (int. shipping) | Energetic | transport_int_shipping_final_demand_coal | Solids | EU | Energy demand | 0 | not_included_in_FEC
SI | TYNDP2026 | LEV | 2040 | TWh | 328 | Sub_sector | International transport | International shipping | Transport (int. shipping) | Energetic | transport_int_shipping_final_demand_oil | Liquids | EU | Energy demand | 1.835 | not_included_in_FEC
SI | TYNDP2026 | LEV | 2040 | TWh | 329 | Sub_sector | International transport | International shipping | Transport (int. shipping) | Energetic | transport_int_shipping_final_demand_other | Others | EU | Energy demand | 0 | not_included_in_FEC
SI | TYNDP2026 | LEV | 2040 | TWh | 330 | Sub_sector | International transport | International shipping | Transport (int. shipping) | Energetic | transport_int_shipping_final_demand_ammonia | Ammonia | EU | Energy demand | 0 | not_included_in_FEC
SI | TYNDP2026 | LEV | 2040 | TWh | 332 | Sub_sector | Households | Space heating | Households (heating) | Energetic | households_heating_final_demand_electricity | Electricity | EU | Energy demand | 1.3918 | FEC
SI | TYNDP2026 | LEV | 2040 | TWh | 333 | Sub_sector | Households | Space heating | Households (heating) | Energetic | households_heating_final_demand_hydrogen | Hydrogen | EU | Energy demand | 0.14696 | FEC
SI | TYNDP2026 | LEV | 2040 | TWh | 334 | Sub_sector | Households | Space heating | Households (heating) | Energetic | households_heating_final_demand_methane | Methane | EU | Energy demand | 0.47575 | FEC
SI | TYNDP2026 | LEV | 2040 | TWh | 335 | Sub_sector | Households | Space heating | Households (heating) | Energetic | households_heating_final_demand_heat | Heat | EU | Energy demand | 0.39763 | FEC
SI | TYNDP2026 | LEV | 2040 | TWh | 336 | Sub_sector | Households | Space heating | Households (heating) | Energetic | households_heating_final_demand_biomass | Biomass | EU | Energy demand | 4.6287 | FEC
SI | TYNDP2026 | LEV | 2040 | TWh | 337 | Sub_sector | Households | Space heating | Households (heating) | Energetic | households_heating_final_demand_coal | Solids | EU | Energy demand | 0.00039364 | FEC
SI | TYNDP2026 | LEV | 2040 | TWh | 338 | Sub_sector | Households | Space heating | Households (heating) | Energetic | households_heating_final_demand_oil | Liquids | EU | Energy demand | 0.55099 | FEC
SI | TYNDP2026 | LEV | 2040 | TWh | 339 | Sub_sector | Households | Space heating | Households (heating) | Energetic | households_heating_final_demand_other | Others | EU | Energy demand | 0.0018476 | FEC
SI | TYNDP2026 | LEV | 2040 | TWh | 340 | Sub_sector | Households | Space heating | Households (heating) | Energetic | households_heating_final_demand_ammonia | Ammonia | EU | Energy demand | 0 | FEC
SI | TYNDP2026 | LEV | 2040 | TWh | 343 | Sub_sector | Households | Cooling | Households (cooling) | Energetic | households_cooling_final_demand_electricity | Electricity | EU | Energy demand | 0.093256 | FEC
SI | TYNDP2026 | LEV | 2040 | TWh | 344 | Sub_sector | Households | Cooling | Households (cooling) | Energetic | households_cooling_final_demand_hydrogen | Hydrogen | EU | Energy demand | 0 | FEC
SI | TYNDP2026 | LEV | 2040 | TWh | 345 | Sub_sector | Households | Cooling | Households (cooling) | Energetic | households_cooling_final_demand_methane | Methane | EU | Energy demand | 0 | FEC
SI | TYNDP2026 | LEV | 2040 | TWh | 346 | Sub_sector | Households | Cooling | Households (cooling) | Energetic | households_cooling_final_demand_heat | Heat | EU | Energy demand | 0 | FEC
SI | TYNDP2026 | LEV | 2040 | TWh | 347 | Sub_sector | Households | Cooling | Households (cooling) | Energetic | households_cooling_final_demand_biomass | Biomass | EU | Energy demand | 0 | FEC
SI | TYNDP2026 | LEV | 2040 | TWh | 348 | Sub_sector | Households | Cooling | Households (cooling) | Energetic | households_cooling_final_demand_coal | Solids | EU | Energy demand | 0 | FEC
SI | TYNDP2026 | LEV | 2040 | TWh | 349 | Sub_sector | Households | Cooling | Households (cooling) | Energetic | households_cooling_final_demand_oil | Liquids | EU | Energy demand | 0 | FEC
SI | TYNDP2026 | LEV | 2040 | TWh | 350 | Sub_sector | Households | Cooling | Households (cooling) | Energetic | households_cooling_final_demand_other | Others | EU | Energy demand | 0 | FEC
SI | TYNDP2026 | LEV | 2040 | TWh | 351 | Sub_sector | Households | Cooling | Households (cooling) | Energetic | households_cooling_final_demand_ammonia | Ammonia | EU | Energy demand | 0 | FEC
SI | TYNDP2026 | LEV | 2040 | TWh | 354 | Sub_sector | Households | Hot water | Households (hot water) | Energetic | households_hot_water_final_demand_electricity | Electricity | EU | Energy demand | 0.51586 | FEC
SI | TYNDP2026 | LEV | 2040 | TWh | 355 | Sub_sector | Households | Hot water | Households (hot water) | Energetic | households_hot_water_final_demand_hydrogen | Hydrogen | EU | Energy demand | 0.041385 | FEC
SI | TYNDP2026 | LEV | 2040 | TWh | 356 | Sub_sector | Households | Hot water | Households (hot water) | Energetic | households_hot_water_final_demand_methane | Methane | EU | Energy demand | 0.10348 | FEC
SI | TYNDP2026 | LEV | 2040 | TWh | 357 | Sub_sector | Households | Hot water | Households (hot water) | Energetic | households_hot_water_final_demand_heat | Heat | EU | Energy demand | 0.22713 | FEC
SI | TYNDP2026 | LEV | 2040 | TWh | 358 | Sub_sector | Households | Hot water | Households (hot water) | Energetic | households_hot_water_final_demand_biomass | Biomass | EU | Energy demand | 1.0011 | FEC
SI | TYNDP2026 | LEV | 2040 | TWh | 359 | Sub_sector | Households | Hot water | Households (hot water) | Energetic | households_hot_water_final_demand_coal | Solids | EU | Energy demand | 6.26e-05 | FEC
SI | TYNDP2026 | LEV | 2040 | TWh | 360 | Sub_sector | Households | Hot water | Households (hot water) | Energetic | households_hot_water_final_demand_oil | Liquids | EU | Energy demand | 0.087649 | FEC
SI | TYNDP2026 | LEV | 2040 | TWh | 361 | Sub_sector | Households | Hot water | Households (hot water) | Energetic | households_hot_water_final_demand_other | Others | EU | Energy demand | 0.083742 | FEC
SI | TYNDP2026 | LEV | 2040 | TWh | 362 | Sub_sector | Households | Hot water | Households (hot water) | Energetic | households_hot_water_final_demand_ammonia | Ammonia | EU | Energy demand | 0 | FEC
SI | TYNDP2026 | LEV | 2040 | TWh | 365 | Sub_sector | Households | Appliances | Households (appliances) | Energetic | households_appliances_final_demand_electricity | Electricity | EU | Energy demand | 2.1501 | FEC
SI | TYNDP2026 | LEV | 2040 | TWh | 366 | Sub_sector | Households | Appliances | Households (appliances) | Energetic | households_appliances_final_demand_hydrogen | Hydrogen | EU | Energy demand | 0 | FEC
SI | TYNDP2026 | LEV | 2040 | TWh | 367 | Sub_sector | Households | Appliances | Households (appliances) | Energetic | households_appliances_final_demand_methane | Methane | EU | Energy demand | 0.17928 | FEC
SI | TYNDP2026 | LEV | 2040 | TWh | 368 | Sub_sector | Households | Appliances | Households (appliances) | Energetic | households_appliances_final_demand_heat | Heat | EU | Energy demand | 0 | FEC
SI | TYNDP2026 | LEV | 2040 | TWh | 369 | Sub_sector | Households | Appliances | Households (appliances) | Energetic | households_appliances_final_demand_biomass | Biomass | EU | Energy demand | 0.0052203 | FEC
SI | TYNDP2026 | LEV | 2040 | TWh | 370 | Sub_sector | Households | Appliances | Households (appliances) | Energetic | households_appliances_final_demand_coal | Solids | EU | Energy demand | 0 | FEC
SI | TYNDP2026 | LEV | 2040 | TWh | 371 | Sub_sector | Households | Appliances | Households (appliances) | Energetic | households_appliances_final_demand_oil | Liquids | EU | Energy demand | 0 | FEC
SI | TYNDP2026 | LEV | 2040 | TWh | 372 | Sub_sector | Households | Appliances | Households (appliances) | Energetic | households_appliances_final_demand_other | Others | EU | Energy demand | 0 | FEC
SI | TYNDP2026 | LEV | 2040 | TWh | 373 | Sub_sector | Households | Appliances | Households (appliances) | Energetic | households_appliances_final_demand_ammonia | Ammonia | EU | Energy demand | 0 | FEC
SI | TYNDP2026 | LEV | 2040 | TWh | 375 | Sub_sector | Buildings | Space heating | Buildings (heat) | Energetic | buildings_heat_final_demand_electricity | Electricity | EU | Energy demand | 0.71977 | FEC
SI | TYNDP2026 | LEV | 2040 | TWh | 376 | Sub_sector | Buildings | Space heating | Buildings (heat) | Energetic | buildings_heat_final_demand_hydrogen | Hydrogen | EU | Energy demand | 0.00075663 | FEC
SI | TYNDP2026 | LEV | 2040 | TWh | 377 | Sub_sector | Buildings | Space heating | Buildings (heat) | Energetic | buildings_heat_final_demand_methane | Methane | EU | Energy demand | 0.12746 | FEC
SI | TYNDP2026 | LEV | 2040 | TWh | 378 | Sub_sector | Buildings | Space heating | Buildings (heat) | Energetic | buildings_heat_final_demand_heat | Heat | EU | Energy demand | 0.67908 | FEC
SI | TYNDP2026 | LEV | 2040 | TWh | 379 | Sub_sector | Buildings | Space heating | Buildings (heat) | Energetic | buildings_heat_final_demand_biomass | Biomass | EU | Energy demand | 0 | FEC
SI | TYNDP2026 | LEV | 2040 | TWh | 380 | Sub_sector | Buildings | Space heating | Buildings (heat) | Energetic | buildings_heat_final_demand_coal | Solids | EU | Energy demand | 0 | FEC
SI | TYNDP2026 | LEV | 2040 | TWh | 381 | Sub_sector | Buildings | Space heating | Buildings (heat) | Energetic | buildings_heat_final_demand_oil | Liquids | EU | Energy demand | 0.67941 | FEC
SI | TYNDP2026 | LEV | 2040 | TWh | 382 | Sub_sector | Buildings | Space heating | Buildings (heat) | Energetic | buildings_heat_final_demand_other | Others | EU | Energy demand | 0 | FEC
SI | TYNDP2026 | LEV | 2040 | TWh | 383 | Sub_sector | Buildings | Space heating | Buildings (heat) | Energetic | buildings_heat_final_demand_ammonia | Ammonia | EU | Energy demand | 0 | FEC
SI | TYNDP2026 | LEV | 2040 | TWh | 386 | Sub_sector | Buildings | Cooling | Buildings (cooling) | Energetic | buildings_cooling_final_demand_electricity | Electricity | EU | Energy demand | 0.22148 | FEC
SI | TYNDP2026 | LEV | 2040 | TWh | 387 | Sub_sector | Buildings | Cooling | Buildings (cooling) | Energetic | buildings_cooling_final_demand_hydrogen | Hydrogen | EU | Energy demand | 0 | FEC
SI | TYNDP2026 | LEV | 2040 | TWh | 388 | Sub_sector | Buildings | Cooling | Buildings (cooling) | Energetic | buildings_cooling_final_demand_methane | Methane | EU | Energy demand | 7.62e-05 | FEC
SI | TYNDP2026 | LEV | 2040 | TWh | 389 | Sub_sector | Buildings | Cooling | Buildings (cooling) | Energetic | buildings_cooling_final_demand_heat | Heat | EU | Energy demand | 0 | FEC
SI | TYNDP2026 | LEV | 2040 | TWh | 390 | Sub_sector | Buildings | Cooling | Buildings (cooling) | Energetic | buildings_cooling_final_demand_biomass | Biomass | EU | Energy demand | 0 | FEC
SI | TYNDP2026 | LEV | 2040 | TWh | 391 | Sub_sector | Buildings | Cooling | Buildings (cooling) | Energetic | buildings_cooling_final_demand_coal | Solids | EU | Energy demand | 0 | FEC
SI | TYNDP2026 | LEV | 2040 | TWh | 392 | Sub_sector | Buildings | Cooling | Buildings (cooling) | Energetic | buildings_cooling_final_demand_oil | Liquids | EU | Energy demand | 0 | FEC
SI | TYNDP2026 | LEV | 2040 | TWh | 393 | Sub_sector | Buildings | Cooling | Buildings (cooling) | Energetic | buildings_cooling_final_demand_other | Others | EU | Energy demand | 0 | FEC
SI | TYNDP2026 | LEV | 2040 | TWh | 394 | Sub_sector | Buildings | Cooling | Buildings (cooling) | Energetic | buildings_cooling_final_demand_ammonia | Ammonia | EU | Energy demand | 0 | FEC
SI | TYNDP2026 | LEV | 2040 | TWh | 397 | Sub_sector | Buildings | Appliances | Buildings (appliances) | Energetic | buildings_appliances_final_demand_electricity | Electricity | EU | Energy demand | 2.2474 | FEC
SI | TYNDP2026 | LEV | 2040 | TWh | 398 | Sub_sector | Buildings | Appliances | Buildings (appliances) | Energetic | buildings_appliances_final_demand_hydrogen | Hydrogen | EU | Energy demand | 0 | FEC
SI | TYNDP2026 | LEV | 2040 | TWh | 399 | Sub_sector | Buildings | Appliances | Buildings (appliances) | Energetic | buildings_appliances_final_demand_methane | Methane | EU | Energy demand | 0.14727 | FEC
SI | TYNDP2026 | LEV | 2040 | TWh | 400 | Sub_sector | Buildings | Appliances | Buildings (appliances) | Energetic | buildings_appliances_final_demand_heat | Heat | EU | Energy demand | 0 | FEC
SI | TYNDP2026 | LEV | 2040 | TWh | 401 | Sub_sector | Buildings | Appliances | Buildings (appliances) | Energetic | buildings_appliances_final_demand_biomass | Biomass | EU | Energy demand | 0 | FEC
SI | TYNDP2026 | LEV | 2040 | TWh | 402 | Sub_sector | Buildings | Appliances | Buildings (appliances) | Energetic | buildings_appliances_final_demand_coal | Solids | EU | Energy demand | 0 | FEC
SI | TYNDP2026 | LEV | 2040 | TWh | 403 | Sub_sector | Buildings | Appliances | Buildings (appliances) | Energetic | buildings_appliances_final_demand_oil | Liquids | EU | Energy demand | 0 | FEC
SI | TYNDP2026 | LEV | 2040 | TWh | 404 | Sub_sector | Buildings | Appliances | Buildings (appliances) | Energetic | buildings_appliances_final_demand_other | Others | EU | Energy demand | 0 | FEC
SI | TYNDP2026 | LEV | 2040 | TWh | 405 | Sub_sector | Buildings | Appliances | Buildings (appliances) | Energetic | buildings_appliances_final_demand_ammonia | Ammonia | EU | Energy demand | 0 | FEC
SI | TYNDP2026 | LEV | 2040 | TWh | 407 | Sub_sector | Buildings | Datacenters | Datacenters & ICT | Energetic | datacentres_final_demand_electricity_energetic | Electricity | EU | Energy demand | 0.32375 | FEC
SI | TYNDP2026 | LEV | 2040 | TWh | 408 | Sub_sector | Buildings | Datacenters | Datacenters & ICT | Energetic | datacentres_final_demand_hydrogen_energetic | Hydrogen | EU | Energy demand | 0 | FEC
SI | TYNDP2026 | LEV | 2040 | TWh | 409 | Sub_sector | Buildings | Datacenters | Datacenters & ICT | Energetic | datacentres_final_demand_methane_energetic | Methane | EU | Energy demand | 0 | FEC
SI | TYNDP2026 | LEV | 2040 | TWh | 410 | Sub_sector | Buildings | Datacenters | Datacenters & ICT | Energetic | datacentres_final_demand_heat_energetic | Heat | EU | Energy demand | 0 | FEC
SI | TYNDP2026 | LEV | 2040 | TWh | 411 | Sub_sector | Buildings | Datacenters | Datacenters & ICT | Energetic | datacentres_final_demand_biomass_energetic | Biomass | EU | Energy demand | 0 | FEC
SI | TYNDP2026 | LEV | 2040 | TWh | 412 | Sub_sector | Buildings | Datacenters | Datacenters & ICT | Energetic | datacentres_final_demand_coal_energetic | Solids | EU | Energy demand | 0 | FEC
SI | TYNDP2026 | LEV | 2040 | TWh | 413 | Sub_sector | Buildings | Datacenters | Datacenters & ICT | Energetic | datacentres_final_demand_oil_energetic | Liquids | EU | Energy demand | 0 | FEC
SI | TYNDP2026 | LEV | 2040 | TWh | 414 | Sub_sector | Buildings | Datacenters | Datacenters & ICT | Energetic | datacentres_final_demand_other_energetic | Others | EU | Energy demand | 0 | FEC
SI | TYNDP2026 | LEV | 2040 | TWh | 415 | Sub_sector | Buildings | Datacenters | Datacenters & ICT | Energetic | datacentres_final_demand_ammonia_energetic | Ammonia | EU | Energy demand | 0 | FEC
SI | TYNDP2026 | LEV | 2040 | TWh | 417 | Sub_sector | Transport | Others_Sector | Others_Sector | Energetic | other_final_demand_electricity_energetic | Electricity | EU | Energy demand | 0 | FEC
SI | TYNDP2026 | LEV | 2040 | TWh | 418 | Sub_sector | Transport | Others_Sector | Others_Sector | Energetic | other_final_demand_hydrogen_energetic | Hydrogen | EU | Energy demand | 0 | FEC
SI | TYNDP2026 | LEV | 2040 | TWh | 419 | Sub_sector | Transport | Pipeline Transport | Others_Sector | Energetic | other_final_demand_methane_energetic | Methane | EU | Energy demand | 0 | FEC
SI | TYNDP2026 | LEV | 2040 | TWh | 420 | Sub_sector | Transport | Others_Sector | Others_Sector | Energetic | other_final_demand_heat_energetic | Heat | EU | Energy demand | 0 | FEC
SI | TYNDP2026 | LEV | 2040 | TWh | 421 | Sub_sector | Transport | Others_Sector | Others_Sector | Energetic | other_final_demand_biomass_energetic | Biomass | EU | Energy demand | 0 | FEC
SI | TYNDP2026 | LEV | 2040 | TWh | 422 | Sub_sector | Transport | Others_Sector | Others_Sector | Energetic | other_final_demand_coal_energetic | Solids | EU | Energy demand | 0 | FEC
SI | TYNDP2026 | LEV | 2040 | TWh | 423 | Sub_sector | Transport | Others_Sector | Others_Sector | Energetic | other_final_demand_oil_energetic | Liquids | EU | Energy demand | 0.37114 | FEC
SI | TYNDP2026 | LEV | 2040 | TWh | 424 | Sub_sector | Others_Sector | Others_Sector | Others_Sector | Non-energetic | other_final_demand_oil_non_energetic | Liquids | EU | Energy demand | 0 | not_included_in_FEC
SI | TYNDP2026 | LEV | 2040 | TWh | 425 | Sub_sector | Transport | Others_Sector | Others_Sector | Energetic | other_final_demand_other_energetic | Others | EU | Energy demand | 0 | FEC
SI | TYNDP2026 | LEV | 2040 | TWh | 426 | Sub_sector | Transport | Others_Sector | Others_Sector | Energetic | other_final_demand_ammonia_energetic | Ammonia | EU | Energy demand | 0 | FEC
SI | TYNDP2026 | LEV | 2040 | TWh | 427 | Sub_sector | Industry | Surplus_Heat_in_Industry | Surplus_Heat_in_Industry | Energetic | final_demand_of_industry_unused_local_production_steam_hot_water | Heat | EU | Energy demand | 4.9405 | FEC
SI | TYNDP2026 | LEV | 2040 | TWh | 429 | Sub_sector | Agriculture | Total | Agriculture | Energetic | agriculture_final_demand_electricity_energetic | Electricity | EU | Energy demand | 0.017122 | FEC
SI | TYNDP2026 | LEV | 2040 | TWh | 430 | Sub_sector | Agriculture | Total | Agriculture | Energetic | agriculture_final_demand_hydrogen_energetic | Hydrogen | EU | Energy demand | 0 | FEC
SI | TYNDP2026 | LEV | 2040 | TWh | 431 | Sub_sector | Agriculture | Total | Agriculture | Energetic | agriculture_final_demand_methane_energetic | Methane | EU | Energy demand | 0 | FEC
SI | TYNDP2026 | LEV | 2040 | TWh | 432 | Sub_sector | Agriculture | Total | Agriculture | Energetic | agriculture_final_demand_heat_energetic | Heat | EU | Energy demand | 0 | FEC
SI | TYNDP2026 | LEV | 2040 | TWh | 433 | Sub_sector | Agriculture | Total | Agriculture | Energetic | agriculture_final_demand_biomass_energetic | Biomass | EU | Energy demand | 0 | FEC
SI | TYNDP2026 | LEV | 2040 | TWh | 434 | Sub_sector | Agriculture | Total | Agriculture | Energetic | agriculture_final_demand_coal_energetic | Solids | EU | Energy demand | 0 | FEC
SI | TYNDP2026 | LEV | 2040 | TWh | 435 | Sub_sector | Agriculture | Total | Agriculture | Energetic | agriculture_final_demand_oil_energetic | Liquids | EU | Energy demand | 0.81017 | FEC
SI | TYNDP2026 | LEV | 2040 | TWh | 436 | Sub_sector | Agriculture | Total | Agriculture | Energetic | agriculture_final_demand_other_energetic | Others | EU | Energy demand | 0 | FEC
SI | TYNDP2026 | LEV | 2040 | TWh | 437 | Sub_sector | Agriculture | Total | Agriculture | Energetic | agriculture_final_demand_ammonia_energetic | Ammonia | EU | Energy demand | 0 | FEC
SI | TYNDP2026 | LEV | 2040 | TWh | 447 | Sub_sector | Buildings | Surplus Energy | Buildings | Energetic | GAP | Electricity | EU | Energy demand | 0 | FEC
SI | TYNDP2026 | LEV | 2040 | TWh | 448 | Sub_sector | Buildings | Surplus Energy | Buildings | Energetic | GAP | Hydrogen | EU | Energy demand | 0 | FEC
SI | TYNDP2026 | LEV | 2040 | TWh | 449 | Sub_sector | Buildings | Surplus Energy | Buildings | Energetic | GAP | Methane | EU | Energy demand | 0 | FEC
SI | TYNDP2026 | LEV | 2040 | TWh | 450 | Sub_sector | Buildings | Surplus Energy | Buildings | Energetic | GAP | Heat | EU | Energy demand | 0 | FEC
SI | TYNDP2026 | LEV | 2040 | TWh | 451 | Sub_sector | Buildings | Surplus Energy | Buildings | Energetic | GAP | Biomass | EU | Energy demand | 0 | FEC
SI | TYNDP2026 | LEV | 2040 | TWh | 452 | Sub_sector | Buildings | Surplus Energy | Buildings | Energetic | GAP | Solids | EU | Energy demand | 0 | FEC
SI | TYNDP2026 | LEV | 2040 | TWh | 453 | Sub_sector | Buildings | Surplus Energy | Buildings | Energetic | GAP | Liquids | EU | Energy demand | 0.14854 | FEC
SI | TYNDP2026 | LEV | 2040 | TWh | 454 | Sub_sector | Buildings | Surplus Energy | Buildings | Energetic | GAP | Others | EU | Energy demand | 0 | FEC
SI | TYNDP2026 | LEV | 2040 | TWh | 455 | Sub_sector | Buildings | Surplus Energy | Buildings | Energetic | GAP | Ammonia | EU | Energy demand | 0 | FEC
SI | TYNDP2026 | LEV | 2040 | TWh | 456 | Sub_sector | Households | Surplus Energy | Households | Energetic | GAP | Electricity | EU | Energy demand | 0 | FEC
SI | TYNDP2026 | LEV | 2040 | TWh | 457 | Sub_sector | Households | Surplus Energy | Households | Energetic | GAP | Hydrogen | EU | Energy demand | 0 | FEC
SI | TYNDP2026 | LEV | 2040 | TWh | 458 | Sub_sector | Households | Surplus Energy | Households | Energetic | GAP | Methane | EU | Energy demand | 0 | FEC
SI | TYNDP2026 | LEV | 2040 | TWh | 459 | Sub_sector | Households | Surplus Energy | Households | Energetic | GAP | Heat | EU | Energy demand | 0 | FEC
SI | TYNDP2026 | LEV | 2040 | TWh | 460 | Sub_sector | Households | Surplus Energy | Households | Energetic | GAP | Biomass | EU | Energy demand | 0 | FEC
SI | TYNDP2026 | LEV | 2040 | TWh | 461 | Sub_sector | Households | Surplus Energy | Households | Energetic | GAP | Solids | EU | Energy demand | 0 | FEC
SI | TYNDP2026 | LEV | 2040 | TWh | 462 | Sub_sector | Households | Surplus Energy | Households | Energetic | GAP | Liquids | EU | Energy demand | 0 | FEC
SI | TYNDP2026 | LEV | 2040 | TWh | 463 | Sub_sector | Households | Surplus Energy | Households | Energetic | GAP | Others | EU | Energy demand | 0 | FEC
SI | TYNDP2026 | LEV | 2040 | TWh | 464 | Sub_sector | Households | Surplus Energy | Households | Energetic | GAP | Ammonia | EU | Energy demand | 0 | FEC
SK | TYNDP2026 | NT | 2030 | TWh | 102 | Sub_sector | Industry | Aluminium | Industry (aluminium) | Energetic | industry_aluminium_demand_electricity_energetic | Electricity | EU | Energy demand | 1.2741 | FEC
SK | TYNDP2026 | NT | 2030 | TWh | 103 | Sub_sector | Industry | Aluminium | Industry (aluminium) | Energetic | industry_aluminium_demand_hydrogen_energetic | Hydrogen | EU | Energy demand | 0 | FEC
SK | TYNDP2026 | NT | 2030 | TWh | 104 | Sub_sector | Industry | Aluminium | Industry (aluminium) | Energetic | industry_aluminium_demand_methane_energetic | Methane | EU | Energy demand | 0.19769 | FEC
SK | TYNDP2026 | NT | 2030 | TWh | 105 | Sub_sector | Industry | Aluminium | Industry (aluminium) | Energetic | industry_aluminium_demand_heat_energetic | Heat | EU | Energy demand | 0 | FEC
SK | TYNDP2026 | NT | 2030 | TWh | 106 | Sub_sector | Industry | Aluminium | Industry (aluminium) | Energetic | industry_aluminium_demand_biomass_energetic | Biomass | EU | Energy demand | 0 | FEC
SK | TYNDP2026 | NT | 2030 | TWh | 107 | Sub_sector | Industry | Aluminium | Industry (aluminium) | Energetic | industry_aluminium_demand_coal_energetic | Solids | EU | Energy demand | 0 | FEC
SK | TYNDP2026 | NT | 2030 | TWh | 108 | Sub_sector | Industry | Aluminium | Industry (aluminium) | Energetic | industry_aluminium_demand_oil_energetic | Liquids | EU | Energy demand | 0 | FEC
SK | TYNDP2026 | NT | 2030 | TWh | 109 | Sub_sector | Industry | Aluminium | Industry (aluminium) | Energetic | industry_aluminium_demand_others_energetic | Others | EU | Energy demand | 0 | FEC
SK | TYNDP2026 | NT | 2030 | TWh | 110 | Sub_sector | Industry | Aluminium | Industry (aluminium) | Energetic | industry_ammonia_demand_others_energetic | Ammonia | EU | Energy demand | 0 | FEC
SK | TYNDP2026 | NT | 2030 | TWh | 112 | Sub_sector | Industry | Chemicals | Industry (chemicals, energetic) | Energetic | industry_chemical_demand_electricity_energetic | Electricity | EU | Energy demand | 1.6862 | FEC
SK | TYNDP2026 | NT | 2030 | TWh | 113 | Sub_sector | Industry | Chemicals | Industry (chemicals, energetic) | Energetic | industry_chemical_demand_hydrogen_energetic | Hydrogen | EU | Energy demand | 0.073516 | FEC
SK | TYNDP2026 | NT | 2030 | TWh | 114 | Sub_sector | Industry | Chemicals | Industry (chemicals, energetic) | Energetic | industry_chemical_demand_methane_energetic | Methane | EU | Energy demand | 0.73516 | FEC
SK | TYNDP2026 | NT | 2030 | TWh | 115 | Sub_sector | Industry | Chemicals | Industry (chemicals, energetic) | Energetic | industry_chemical_demand_heat_energetic | Heat | EU | Energy demand | 0.26466 | FEC
SK | TYNDP2026 | NT | 2030 | TWh | 116 | Sub_sector | Industry | Chemicals | Industry (chemicals, energetic) | Energetic | industry_chemical_demand_biomass_energetic | Biomass | EU | Energy demand | 0.30325 | FEC
SK | TYNDP2026 | NT | 2030 | TWh | 117 | Sub_sector | Industry | Chemicals | Industry (chemicals, energetic) | Energetic | industry_chemical_demand_coal_energetic | Solids | EU | Energy demand | 0.027568 | FEC
SK | TYNDP2026 | NT | 2030 | TWh | 118 | Sub_sector | Industry | Chemicals | Industry (chemicals, energetic) | Energetic | industry_chemical_demand_oil_energetic | Liquids | EU | Energy demand | 0.026572 | FEC
SK | TYNDP2026 | NT | 2030 | TWh | 119 | Sub_sector | Industry | Chemicals | Industry (chemicals, energetic) | Energetic | industry_chemical_demand_others_energetic | Others | EU | Energy demand | 0 | FEC
SK | TYNDP2026 | NT | 2030 | TWh | 120 | Sub_sector | Industry | Chemicals | Industry (chemicals, energetic) | Energetic | industry_chemical_demand_ammonia_energetic | Ammonia | EU | Energy demand | 0 | FEC
SK | TYNDP2026 | NT | 2030 | TWh | 122 | Sub_sector | Industry | Chemicals | Industry (chemicals, non-energetic) | Non-energetic | industry_chemical_demand_electricity_non_energetic | Electricity | EU | Energy demand | 0 | not_included_in_FEC
SK | TYNDP2026 | NT | 2030 | TWh | 123 | Sub_sector | Industry | Chemicals | Industry (chemicals, non-energetic) | Non-energetic | industry_chemical_demand_hydrogen_non_energetic | Hydrogen | EU | Energy demand | 0.56008 | not_included_in_FEC
SK | TYNDP2026 | NT | 2030 | TWh | 124 | Sub_sector | Industry | Chemicals | Industry (chemicals, non-energetic) | Non-energetic | industry_chemical_demand_methane_non_energetic | Methane | EU | Energy demand | 0.28004 | not_included_in_FEC
SK | TYNDP2026 | NT | 2030 | TWh | 125 | Sub_sector | Industry | Chemicals | Industry (chemicals, non-energetic) | Non-energetic | industry_chemical_demand_heat_non_energetic | Heat | EU | Energy demand | 0 | not_included_in_FEC
SK | TYNDP2026 | NT | 2030 | TWh | 126 | Sub_sector | Industry | Chemicals | Industry (chemicals, non-energetic) | Non-energetic | industry_chemical_demand_biomass_non_energetic | Biomass | EU | Energy demand | 0.56008 | not_included_in_FEC
SK | TYNDP2026 | NT | 2030 | TWh | 127 | Sub_sector | Industry | Chemicals | Industry (chemicals, non-energetic) | Non-energetic | industry_chemical_demand_coal_non_energetic | Solids | EU | Energy demand | 0 | not_included_in_FEC
SK | TYNDP2026 | NT | 2030 | TWh | 128 | Sub_sector | Industry | Chemicals | Industry (chemicals, non-energetic) | Non-energetic | industry_chemical_demand_oil_non_energetic | Liquids | EU | Energy demand | 4.2006 | not_included_in_FEC
SK | TYNDP2026 | NT | 2030 | TWh | 129 | Sub_sector | Industry | Chemicals | Industry (chemicals, non-energetic) | Non-energetic | industry_chemical_demand_others_non_energetic | Others | EU | Energy demand | 0 | not_included_in_FEC
SK | TYNDP2026 | NT | 2030 | TWh | 130 | Sub_sector | Industry | Chemicals | Industry (chemicals, non-energetic) | Non-energetic | industry_chemical_demand_ammonia_non_energetic | Ammonia | EU | Energy demand | 0 | not_included_in_FEC
SK | TYNDP2026 | NT | 2030 | TWh | 132 | Sub_sector | Industry | Fertilizers | Industry (fertilizers, energetic) | Energetic | industry_fertilizers_demand_electricity_energetic | Electricity | EU | Energy demand | 0.20458 | FEC
SK | TYNDP2026 | NT | 2030 | TWh | 133 | Sub_sector | Industry | Fertilizers | Industry (fertilizers, energetic) | Energetic | industry_fertilizers_demand_hydrogen_energetic | Hydrogen | EU | Energy demand | 0.28461 | FEC
SK | TYNDP2026 | NT | 2030 | TWh | 134 | Sub_sector | Industry | Fertilizers | Industry (fertilizers, energetic) | Energetic | industry_fertilizers_demand_methane_energetic | Methane | EU | Energy demand | 1.2965 | FEC
SK | TYNDP2026 | NT | 2030 | TWh | 135 | Sub_sector | Industry | Fertilizers | Industry (fertilizers, energetic) | Energetic | industry_fertilizers_demand_heat_energetic | Heat | EU | Energy demand | 0 | FEC
SK | TYNDP2026 | NT | 2030 | TWh | 136 | Sub_sector | Industry | Fertilizers | Industry (fertilizers, energetic) | Energetic | industry_fertilizers_demand_biomass_energetic | Biomass | EU | Energy demand | 0 | FEC
SK | TYNDP2026 | NT | 2030 | TWh | 137 | Sub_sector | Industry | Fertilizers | Industry (fertilizers, energetic) | Energetic | industry_fertilizers_demand_coal_energetic | Solids | EU | Energy demand | 0 | FEC
SK | TYNDP2026 | NT | 2030 | TWh | 138 | Sub_sector | Industry | Fertilizers | Industry (fertilizers, energetic) | Energetic | industry_fertilizers_demand_oil_energetic | Liquids | EU | Energy demand | 0 | FEC
SK | TYNDP2026 | NT | 2030 | TWh | 139 | Sub_sector | Industry | Fertilizers | Industry (fertilizers, energetic) | Energetic | industry_fertilizers_demand_others_energetic | Others | EU | Energy demand | 0 | FEC
SK | TYNDP2026 | NT | 2030 | TWh | 140 | Sub_sector | Industry | Fertilizers | Industry (fertilizers, energetic) | Energetic | industry_fertilizers_demand_ammonia_energetic | Ammonia | EU | Energy demand | 0 | FEC
SK | TYNDP2026 | NT | 2030 | TWh | 142 | Sub_sector | Industry | Fertilizers | Industry (fertilizers, non-energetic) | Non-energetic | industry_fertilizers_demand_electricity_non_energetic | Electricity | EU | Energy demand | 0 | not_included_in_FEC
SK | TYNDP2026 | NT | 2030 | TWh | 143 | Sub_sector | Industry | Fertilizers | Industry (fertilizers, non-energetic) | Non-energetic | industry_fertilizers_demand_hydrogen_non_energetic | Hydrogen | EU | Energy demand | 0.64566 | not_included_in_FEC
SK | TYNDP2026 | NT | 2030 | TWh | 144 | Sub_sector | Industry | Fertilizers | Industry (fertilizers, non-energetic) | Non-energetic | industry_fertilizers_demand_methane_non_energetic | Methane | EU | Energy demand | 3.8174 | not_included_in_FEC
SK | TYNDP2026 | NT | 2030 | TWh | 145 | Sub_sector | Industry | Fertilizers | Industry (fertilizers, non-energetic) | Non-energetic | industry_fertilizers_demand_heat_non_energetic | Heat | EU | Energy demand | 0 | not_included_in_FEC
SK | TYNDP2026 | NT | 2030 | TWh | 146 | Sub_sector | Industry | Fertilizers | Industry (fertilizers, non-energetic) | Non-energetic | industry_fertilizers_demand_biomass_non_energetic | Biomass | EU | Energy demand | 0 | not_included_in_FEC
SK | TYNDP2026 | NT | 2030 | TWh | 147 | Sub_sector | Industry | Fertilizers | Industry (fertilizers, non-energetic) | Non-energetic | industry_fertilizers_demand_coal_non_energetic | Solids | EU | Energy demand | 0 | not_included_in_FEC
SK | TYNDP2026 | NT | 2030 | TWh | 148 | Sub_sector | Industry | Fertilizers | Industry (fertilizers, non-energetic) | Non-energetic | industry_fertilizers_demand_oil_non_energetic | Liquids | EU | Energy demand | 0 | not_included_in_FEC
SK | TYNDP2026 | NT | 2030 | TWh | 149 | Sub_sector | Industry | Fertilizers | Industry (fertilizers, non-energetic) | Non-energetic | industry_fertilizers_demand_others_non_energetic | Others | EU | Energy demand | 0 | not_included_in_FEC
SK | TYNDP2026 | NT | 2030 | TWh | 150 | Sub_sector | Industry | Fertilizers | Industry (fertilizers, non-energetic) | Non-energetic | industry_fertilizers_demand_ammonia_non_energetic | Ammonia | EU | Energy demand | 0 | not_included_in_FEC
SK | TYNDP2026 | NT | 2030 | TWh | 152 | Sub_sector | Industry | Food | Industry (food) | Energetic | industry_food_demand_electricity_energetic | Electricity | EU | Energy demand | 0.87869 | FEC
SK | TYNDP2026 | NT | 2030 | TWh | 153 | Sub_sector | Industry | Food | Industry (food) | Energetic | industry_food_demand_hydrogen_energetic | Hydrogen | EU | Energy demand | 0 | FEC
SK | TYNDP2026 | NT | 2030 | TWh | 154 | Sub_sector | Industry | Food | Industry (food) | Energetic | industry_food_demand_methane_energetic | Methane | EU | Energy demand | 0.51083 | FEC
SK | TYNDP2026 | NT | 2030 | TWh | 155 | Sub_sector | Industry | Food | Industry (food) | Energetic | industry_food_demand_heat_energetic | Heat | EU | Energy demand | 0 | FEC
SK | TYNDP2026 | NT | 2030 | TWh | 156 | Sub_sector | Industry | Food | Industry (food) | Energetic | industry_food_demand_biomass_energetic | Biomass | EU | Energy demand | 0 | FEC
SK | TYNDP2026 | NT | 2030 | TWh | 157 | Sub_sector | Industry | Food | Industry (food) | Energetic | industry_food_demand_coal_energetic | Solids | EU | Energy demand | 0 | FEC
SK | TYNDP2026 | NT | 2030 | TWh | 158 | Sub_sector | Industry | Food | Industry (food) | Energetic | industry_food_demand_oil_energetic | Liquids | EU | Energy demand | 0.032583 | FEC
SK | TYNDP2026 | NT | 2030 | TWh | 159 | Sub_sector | Industry | Food | Industry (food) | Energetic | industry_food_demand_others_energetic | Others | EU | Energy demand | 0 | FEC
SK | TYNDP2026 | NT | 2030 | TWh | 160 | Sub_sector | Industry | Food | Industry (food) | Energetic | industry_food_demand_ammonia_energetic | Ammonia | EU | Energy demand | 0 | FEC
SK | TYNDP2026 | NT | 2030 | TWh | 162 | Sub_sector | Industry | Metals | Industry (metal) | Energetic | industry_metal_demand_electricity_energetic | Electricity | EU | Energy demand | 0 | FEC
SK | TYNDP2026 | NT | 2030 | TWh | 163 | Sub_sector | Industry | Metals | Industry (metal) | Energetic | industry_metal_demand_hydrogen_energetic | Hydrogen | EU | Energy demand | 0 | FEC
SK | TYNDP2026 | NT | 2030 | TWh | 164 | Sub_sector | Industry | Metals | Industry (metal) | Energetic | industry_metal_demand_methane_energetic | Methane | EU | Energy demand | 0.18308 | FEC
SK | TYNDP2026 | NT | 2030 | TWh | 165 | Sub_sector | Industry | Metals | Industry (metal) | Energetic | industry_metal_demand_heat_energetic | Heat | EU | Energy demand | 0.014584 | FEC
SK | TYNDP2026 | NT | 2030 | TWh | 166 | Sub_sector | Industry | Metals | Industry (metal) | Energetic | industry_metal_demand_biomass_energetic | Biomass | EU | Energy demand | 0 | FEC
SK | TYNDP2026 | NT | 2030 | TWh | 167 | Sub_sector | Industry | Metals | Industry (metal) | Energetic | industry_metal_demand_coal_energetic | Solids | EU | Energy demand | 0 | FEC
SK | TYNDP2026 | NT | 2030 | TWh | 168 | Sub_sector | Industry | Metals | Industry (metal) | Energetic | industry_metal_demand_oil_energetic | Liquids | EU | Energy demand | 0 | FEC
SK | TYNDP2026 | NT | 2030 | TWh | 169 | Sub_sector | Industry | Metals | Industry (metal) | Energetic | industry_metal_demand_others_energetic | Others | EU | Energy demand | 0 | FEC
SK | TYNDP2026 | NT | 2030 | TWh | 170 | Sub_sector | Industry | Metals | Industry (metal) | Energetic | industry_metal_demand_ammonia_energetic | Ammonia | EU | Energy demand | 0 | FEC
SK | TYNDP2026 | NT | 2030 | TWh | 172 | Sub_sector | Industry | Others | Industry (other, energetic) | Energetic | industry_other_demand_electricity_energetic | Electricity | EU | Energy demand | 4.8561 | FEC
SK | TYNDP2026 | NT | 2030 | TWh | 173 | Sub_sector | Industry | Others | Industry (other, energetic) | Energetic | industry_other_demand_hydrogen_energetic | Hydrogen | EU | Energy demand | 0.38849 | FEC
SK | TYNDP2026 | NT | 2030 | TWh | 174 | Sub_sector | Industry | Others | Industry (other, energetic) | Energetic | industry_other_demand_methane_energetic | Methane | EU | Energy demand | 3.1079 | FEC
SK | TYNDP2026 | NT | 2030 | TWh | 175 | Sub_sector | Industry | Others | Industry (other, energetic) | Energetic | industry_other_demand_heat_energetic | Heat | EU | Energy demand | 0 | FEC
SK | TYNDP2026 | NT | 2030 | TWh | 176 | Sub_sector | Industry | Others | Industry (other, energetic) | Energetic | industry_other_demand_biomass_energetic | Biomass | EU | Energy demand | 1.9424 | FEC
SK | TYNDP2026 | NT | 2030 | TWh | 177 | Sub_sector | Industry | Others | Industry (other, energetic) | Energetic | industry_other_demand_coal_energetic | Solids | EU | Energy demand | 0.71222 | FEC
SK | TYNDP2026 | NT | 2030 | TWh | 178 | Sub_sector | Industry | Others | Industry (other, energetic) | Energetic | industry_other_demand_oil_energetic | Liquids | EU | Energy demand | 1.9424 | FEC
SK | TYNDP2026 | NT | 2030 | TWh | 179 | Sub_sector | Industry | Others | Industry (other, energetic) | Energetic | industry_other_demand_others_energetic | Others | EU | Energy demand | 0 | FEC
SK | TYNDP2026 | NT | 2030 | TWh | 180 | Sub_sector | Industry | Others | Industry (other, energetic) | Energetic | industry_other_demand_ammonia_energetic | Ammonia | EU | Energy demand | 0 | FEC
SK | TYNDP2026 | NT | 2030 | TWh | 182 | Sub_sector | Industry | Others | Industry (other, non-energetic) | Non-energetic | industry_other_demand_electricity_non_energetic | Electricity | EU | Energy demand | 0 | not_included_in_FEC
SK | TYNDP2026 | NT | 2030 | TWh | 183 | Sub_sector | Industry | Others | Industry (other, non-energetic) | Non-energetic | industry_other_demand_hydrogen_non_energetic | Hydrogen | EU | Energy demand | 0 | not_included_in_FEC
SK | TYNDP2026 | NT | 2030 | TWh | 184 | Sub_sector | Industry | Others | Industry (other, non-energetic) | Non-energetic | industry_other_demand_methane_non_energetic | Methane | EU | Energy demand | 0 | not_included_in_FEC
SK | TYNDP2026 | NT | 2030 | TWh | 185 | Sub_sector | Industry | Others | Industry (other, non-energetic) | Non-energetic | industry_other_demand_heat_non_energetic | Heat | EU | Energy demand | 0 | not_included_in_FEC
SK | TYNDP2026 | NT | 2030 | TWh | 186 | Sub_sector | Industry | Others | Industry (other, non-energetic) | Non-energetic | industry_other_demand_biomass_non_energetic | Biomass | EU | Energy demand | 0 | not_included_in_FEC
SK | TYNDP2026 | NT | 2030 | TWh | 187 | Sub_sector | Industry | Others | Industry (other, non-energetic) | Non-energetic | industry_other_demand_coal_non_energetic | Solids | EU | Energy demand | 0 | not_included_in_FEC
SK | TYNDP2026 | NT | 2030 | TWh | 188 | Sub_sector | Industry | Others | Industry (other, non-energetic) | Non-energetic | industry_other_demand_oil_non_energetic | Liquids | EU | Energy demand | 1.4064 | not_included_in_FEC
SK | TYNDP2026 | NT | 2030 | TWh | 189 | Sub_sector | Industry | Others | Industry (other, non-energetic) | Non-energetic | industry_other_demand_others_non_energetic | Others | EU | Energy demand | 0 | not_included_in_FEC
SK | TYNDP2026 | NT | 2030 | TWh | 190 | Sub_sector | Industry | Others | Industry (other, non-energetic) | Non-energetic | industry_other_demand_ammonia_non_energetic | Ammonia | EU | Energy demand | 0 | not_included_in_FEC
SK | TYNDP2026 | NT | 2030 | TWh | 192 | Sub_sector | Industry | Paper | Industry (paper) | Energetic | industry_paper_demand_electricity_energetic | Electricity | EU | Energy demand | 2.0663 | FEC
SK | TYNDP2026 | NT | 2030 | TWh | 193 | Sub_sector | Industry | Paper | Industry (paper) | Energetic | industry_paper_demand_hydrogen_energetic | Hydrogen | EU | Energy demand | 0.30877 | FEC
SK | TYNDP2026 | NT | 2030 | TWh | 194 | Sub_sector | Industry | Paper | Industry (paper) | Energetic | industry_paper_demand_methane_energetic | Methane | EU | Energy demand | 1.0035 | FEC
SK | TYNDP2026 | NT | 2030 | TWh | 195 | Sub_sector | Industry | Paper | Industry (paper) | Energetic | industry_paper_demand_heat_energetic | Heat | EU | Energy demand | 0 | FEC
SK | TYNDP2026 | NT | 2030 | TWh | 196 | Sub_sector | Industry | Paper | Industry (paper) | Energetic | industry_paper_demand_biomass_energetic | Biomass | EU | Energy demand | 0.91185 | FEC
SK | TYNDP2026 | NT | 2030 | TWh | 197 | Sub_sector | Industry | Paper | Industry (paper) | Energetic | industry_paper_demand_coal_energetic | Solids | EU | Energy demand | 0.17369 | FEC
SK | TYNDP2026 | NT | 2030 | TWh | 198 | Sub_sector | Industry | Paper | Industry (paper) | Energetic | industry_paper_demand_oil_energetic | Liquids | EU | Energy demand | 0 | FEC
SK | TYNDP2026 | NT | 2030 | TWh | 199 | Sub_sector | Industry | Paper | Industry (paper) | Energetic | industry_paper_demand_others_energetic | Others | EU | Energy demand | 0 | FEC
SK | TYNDP2026 | NT | 2030 | TWh | 200 | Sub_sector | Industry | Paper | Industry (paper) | Energetic | industry_paper_demand_ammonia_energetic | Ammonia | EU | Energy demand | 0 | FEC
SK | TYNDP2026 | NT | 2030 | TWh | 202 | Sub_sector | Industry | Refineries | Industry (refineries, energetic) | Energetic | industry_refinery_demand_electricity_energetic | Electricity | EU | Energy demand | 0.34153 | not_included_in_FEC
SK | TYNDP2026 | NT | 2030 | TWh | 203 | Sub_sector | Industry | Refineries | Industry (refineries, energetic) | Energetic | industry_refinery_demand_hydrogen_energetic | Hydrogen | EU | Energy demand | 0 | not_included_in_FEC
SK | TYNDP2026 | NT | 2030 | TWh | 204 | Sub_sector | Industry | Refineries | Industry (refineries, energetic) | Energetic | industry_refinery_demand_methane_energetic | Methane | EU | Energy demand | 0.59334 | not_included_in_FEC
SK | TYNDP2026 | NT | 2030 | TWh | 205 | Sub_sector | Industry | Refineries | Industry (refineries, energetic) | Energetic | industry_refinery_demand_heat_energetic | Heat | EU | Energy demand | 0 | not_included_in_FEC
SK | TYNDP2026 | NT | 2030 | TWh | 206 | Sub_sector | Industry | Refineries | Industry (refineries, energetic) | Energetic | industry_refinery_demand_biomass_energetic | Biomass | EU | Energy demand | 0 | not_included_in_FEC
SK | TYNDP2026 | NT | 2030 | TWh | 207 | Sub_sector | Industry | Refineries | Industry (refineries, energetic) | Energetic | industry_refinery_demand_coal_energetic | Solids | EU | Energy demand | 0 | not_included_in_FEC
SK | TYNDP2026 | NT | 2030 | TWh | 208 | Sub_sector | Industry | Refineries | Industry (refineries, energetic) | Energetic | industry_refinery_demand_oil_energetic | Liquids | EU | Energy demand | 2.2546 | not_included_in_FEC
SK | TYNDP2026 | NT | 2030 | TWh | 209 | Sub_sector | Industry | Refineries | Industry (refineries, energetic) | Energetic | industry_refinery_demand_others_energetic | Others | EU | Energy demand | 0 | not_included_in_FEC
SK | TYNDP2026 | NT | 2030 | TWh | 210 | Sub_sector | Industry | Refineries | Industry (refineries, energetic) | Energetic | industry_refinery_demand_ammonia_energetic | Ammonia | EU | Energy demand | 0 | not_included_in_FEC
SK | TYNDP2026 | NT | 2030 | TWh | 212 | Sub_sector | Industry | Refineries | Industry (refineries, non-energetic) | Non-energetic | industry_refinery_demand_electricity_non_energetic | Electricity | EU | Energy demand | 0 | not_included_in_FEC
SK | TYNDP2026 | NT | 2030 | TWh | 213 | Sub_sector | Industry | Refineries | Industry (refineries, non-energetic) | Non-energetic | industry_refinery_demand_hydrogen_non_energetic | Hydrogen | EU | Energy demand | 0 | not_included_in_FEC
SK | TYNDP2026 | NT | 2030 | TWh | 214 | Sub_sector | Industry | Refineries | Industry (refineries, non-energetic) | Non-energetic | industry_refinery_demand_methane_non_energetic | Methane | EU | Energy demand | 0 | not_included_in_FEC
SK | TYNDP2026 | NT | 2030 | TWh | 215 | Sub_sector | Industry | Refineries | Industry (refineries, non-energetic) | Non-energetic | industry_refinery_demand_heat_non_energetic | Heat | EU | Energy demand | 0 | not_included_in_FEC
SK | TYNDP2026 | NT | 2030 | TWh | 216 | Sub_sector | Industry | Refineries | Industry (refineries, non-energetic) | Non-energetic | industry_refinery_demand_biomass_non_energetic | Biomass | EU | Energy demand | 0 | not_included_in_FEC
SK | TYNDP2026 | NT | 2030 | TWh | 217 | Sub_sector | Industry | Refineries | Industry (refineries, non-energetic) | Non-energetic | industry_refinery_demand_coal_non_energetic | Solids | EU | Energy demand | 0 | not_included_in_FEC
SK | TYNDP2026 | NT | 2030 | TWh | 218 | Sub_sector | Industry | Refineries | Industry (refineries, non-energetic) | Non-energetic | industry_refinery_demand_oil_non_energetic | Liquids | EU | Energy demand | 0 | not_included_in_FEC
SK | TYNDP2026 | NT | 2030 | TWh | 219 | Sub_sector | Industry | Refineries | Industry (refineries, non-energetic) | Non-energetic | industry_refinery_demand_others_non_energetic | Others | EU | Energy demand | 0 | not_included_in_FEC
SK | TYNDP2026 | NT | 2030 | TWh | 220 | Sub_sector | Industry | Refineries | Industry (refineries, non-energetic) | Non-energetic | industry_refinery_demand_ammonia_non_energetic | Ammonia | EU | Energy demand | 0 | not_included_in_FEC
SK | TYNDP2026 | NT | 2030 | TWh | 222 | Sub_sector | Industry | Steel | Industry (steel) | Energetic | industry_steel_demand_electricity_energetic | Electricity | EU | Energy demand | 3.6657 | FEC
SK | TYNDP2026 | NT | 2030 | TWh | 223 | Sub_sector | Industry | Steel | Industry (steel) | Energetic | industry_steel_demand_hydrogen_energetic | Hydrogen | EU | Energy demand | 1.0441 | FEC
SK | TYNDP2026 | NT | 2030 | TWh | 224 | Sub_sector | Industry | Steel | Industry (steel) | Energetic | industry_steel_demand_methane_energetic | Methane | EU | Energy demand | 3.7012 | FEC
SK | TYNDP2026 | NT | 2030 | TWh | 225 | Sub_sector | Industry | Steel | Industry (steel) | Energetic | industry_steel_demand_heat_energetic | Heat | EU | Energy demand | 0.24813 | FEC
SK | TYNDP2026 | NT | 2030 | TWh | 226 | Sub_sector | Industry | Steel | Industry (steel) | Energetic | industry_steel_demand_biomass_energetic | Biomass | EU | Energy demand | 0.036245 | FEC
SK | TYNDP2026 | NT | 2030 | TWh | 227 | Sub_sector | Industry | Steel | Industry (steel) | Energetic | industry_steel_demand_coal_energetic | Solids | EU | Energy demand | 5.504 | FEC
SK | TYNDP2026 | NT | 2030 | TWh | 228 | Sub_sector | Industry | Steel | Industry (steel) | Energetic | industry_steel_demand_oil_energetic | Liquids | EU | Energy demand | 0.006033 | FEC
SK | TYNDP2026 | NT | 2030 | TWh | 229 | Sub_sector | Industry | Steel | Industry (steel) | Energetic | industry_steel_demand_others_energetic | Others | EU | Energy demand | 0 | FEC
SK | TYNDP2026 | NT | 2030 | TWh | 230 | Sub_sector | Industry | Steel | Industry (steel) | Energetic | industry_steel_demand_ammonia_energetic | Ammonia | EU | Energy demand | 0 | FEC
SK | TYNDP2026 | NT | 2030 | TWh | 232 | Sub_sector | Transport | Cars | Transport (cars) | Energetic | transport_cars_final_demand_electricity | Electricity | EU | Energy demand | 0.75678 | FEC
SK | TYNDP2026 | NT | 2030 | TWh | 233 | Sub_sector | Transport | Cars | Transport (cars) | Energetic | transport_cars_final_demand_hydrogen | Hydrogen | EU | Energy demand | 0.088911 | FEC
SK | TYNDP2026 | NT | 2030 | TWh | 234 | Sub_sector | Transport | Cars | Transport (cars) | Energetic | transport_cars_final_demand_methane | Methane | EU | Energy demand | 0.56534 | FEC
SK | TYNDP2026 | NT | 2030 | TWh | 235 | Sub_sector | Transport | Cars | Transport (cars) | Energetic | transport_cars_final_demand_heat | Heat | EU | Energy demand | 0 | FEC
SK | TYNDP2026 | NT | 2030 | TWh | 236 | Sub_sector | Transport | Cars | Transport (cars) | Energetic | transport_cars_final_demand_biomass | Biomass | EU | Energy demand | 0 | FEC
SK | TYNDP2026 | NT | 2030 | TWh | 237 | Sub_sector | Transport | Cars | Transport (cars) | Energetic | transport_cars_final_demand_coal | Solids | EU | Energy demand | 0 | FEC
SK | TYNDP2026 | NT | 2030 | TWh | 238 | Sub_sector | Transport | Cars | Transport (cars) | Energetic | transport_cars_final_demand_oil | Liquids | EU | Energy demand | 15.6725 | FEC
SK | TYNDP2026 | NT | 2030 | TWh | 239 | Sub_sector | Transport | Cars | Transport (cars) | Energetic | transport_cars_final_demand_other | Others | EU | Energy demand | 0 | FEC
SK | TYNDP2026 | NT | 2030 | TWh | 240 | Sub_sector | Transport | Cars | Transport (cars) | Energetic | transport_cars_final_demand_ammonia | Ammonia | EU | Energy demand | 0 | FEC
SK | TYNDP2026 | NT | 2030 | TWh | 242 | Sub_sector | Transport | Busses | Transport (busses) | Energetic | transport_busses_final_demand_electricity | Electricity | EU | Energy demand | 0.038205 | FEC
SK | TYNDP2026 | NT | 2030 | TWh | 243 | Sub_sector | Transport | Busses | Transport (busses) | Energetic | transport_busses_final_demand_hydrogen | Hydrogen | EU | Energy demand | 0.020226 | FEC
SK | TYNDP2026 | NT | 2030 | TWh | 244 | Sub_sector | Transport | Busses | Transport (busses) | Energetic | transport_busses_final_demand_methane | Methane | EU | Energy demand | 0.14596 | FEC
SK | TYNDP2026 | NT | 2030 | TWh | 245 | Sub_sector | Transport | Busses | Transport (busses) | Energetic | transport_busses_final_demand_heat | Heat | EU | Energy demand | 0 | FEC
SK | TYNDP2026 | NT | 2030 | TWh | 246 | Sub_sector | Transport | Busses | Transport (busses) | Energetic | transport_busses_final_demand_biomass | Biomass | EU | Energy demand | 0 | FEC
SK | TYNDP2026 | NT | 2030 | TWh | 247 | Sub_sector | Transport | Busses | Transport (busses) | Energetic | transport_busses_final_demand_coal | Solids | EU | Energy demand | 0 | FEC
SK | TYNDP2026 | NT | 2030 | TWh | 248 | Sub_sector | Transport | Busses | Transport (busses) | Energetic | transport_busses_final_demand_oil | Liquids | EU | Energy demand | 1.7485 | FEC
SK | TYNDP2026 | NT | 2030 | TWh | 249 | Sub_sector | Transport | Busses | Transport (busses) | Energetic | transport_busses_final_demand_other | Others | EU | Energy demand | 0 | FEC
SK | TYNDP2026 | NT | 2030 | TWh | 250 | Sub_sector | Transport | Busses | Transport (busses) | Energetic | transport_busses_final_demand_ammonia | Ammonia | EU | Energy demand | 0 | FEC
SK | TYNDP2026 | NT | 2030 | TWh | 252 | Sub_sector | Transport | Trucks | Transport (trucks) | Energetic | transport_trucks_final_demand_electricity | Electricity | EU | Energy demand | 0.03082 | FEC
SK | TYNDP2026 | NT | 2030 | TWh | 253 | Sub_sector | Transport | Trucks | Transport (trucks) | Energetic | transport_trucks_final_demand_hydrogen | Hydrogen | EU | Energy demand | 0.080298 | FEC
SK | TYNDP2026 | NT | 2030 | TWh | 254 | Sub_sector | Transport | Trucks | Transport (trucks) | Energetic | transport_trucks_final_demand_methane | Methane | EU | Energy demand | 0.54895 | FEC
SK | TYNDP2026 | NT | 2030 | TWh | 255 | Sub_sector | Transport | Trucks | Transport (trucks) | Energetic | transport_trucks_final_demand_heat | Heat | EU | Energy demand | 0 | FEC
SK | TYNDP2026 | NT | 2030 | TWh | 256 | Sub_sector | Transport | Trucks | Transport (trucks) | Energetic | transport_trucks_final_demand_biomass | Biomass | EU | Energy demand | 0 | FEC
SK | TYNDP2026 | NT | 2030 | TWh | 257 | Sub_sector | Transport | Trucks | Transport (trucks) | Energetic | transport_trucks_final_demand_coal | Solids | EU | Energy demand | 0 | FEC
SK | TYNDP2026 | NT | 2030 | TWh | 258 | Sub_sector | Transport | Trucks | Transport (trucks) | Energetic | transport_trucks_final_demand_oil | Liquids | EU | Energy demand | 6.6057 | FEC
SK | TYNDP2026 | NT | 2030 | TWh | 259 | Sub_sector | Transport | Trucks | Transport (trucks) | Energetic | transport_trucks_final_demand_other | Others | EU | Energy demand | 0 | FEC
SK | TYNDP2026 | NT | 2030 | TWh | 260 | Sub_sector | Transport | Trucks | Transport (trucks) | Energetic | transport_trucks_final_demand_ammonia | Ammonia | EU | Energy demand | 0 | FEC
SK | TYNDP2026 | NT | 2030 | TWh | 262 | Sub_sector | Transport | Vans | Transport (vans) | Energetic | transport_vans_final_demand_electricity | Electricity | EU | Energy demand | 0.13925 | FEC
SK | TYNDP2026 | NT | 2030 | TWh | 263 | Sub_sector | Transport | Vans | Transport (vans) | Energetic | transport_vans_final_demand_hydrogen | Hydrogen | EU | Energy demand | 0.01972 | FEC
SK | TYNDP2026 | NT | 2030 | TWh | 264 | Sub_sector | Transport | Vans | Transport (vans) | Energetic | transport_vans_final_demand_methane | Methane | EU | Energy demand | 0.079945 | FEC
SK | TYNDP2026 | NT | 2030 | TWh | 265 | Sub_sector | Transport | Vans | Transport (vans) | Energetic | transport_vans_final_demand_heat | Heat | EU | Energy demand | 0 | FEC
SK | TYNDP2026 | NT | 2030 | TWh | 266 | Sub_sector | Transport | Vans | Transport (vans) | Energetic | transport_vans_final_demand_biomass | Biomass | EU | Energy demand | 0 | FEC
SK | TYNDP2026 | NT | 2030 | TWh | 267 | Sub_sector | Transport | Vans | Transport (vans) | Energetic | transport_vans_final_demand_coal | Solids | EU | Energy demand | 0 | FEC
SK | TYNDP2026 | NT | 2030 | TWh | 268 | Sub_sector | Transport | Vans | Transport (vans) | Energetic | transport_vans_final_demand_oil | Liquids | EU | Energy demand | 2.3912 | FEC
SK | TYNDP2026 | NT | 2030 | TWh | 269 | Sub_sector | Transport | Vans | Transport (vans) | Energetic | transport_vans_final_demand_other | Others | EU | Energy demand | 0 | FEC
SK | TYNDP2026 | NT | 2030 | TWh | 270 | Sub_sector | Transport | Vans | Transport (vans) | Energetic | transport_vans_final_demand_ammonia | Ammonia | EU | Energy demand | 0 | FEC
SK | TYNDP2026 | NT | 2030 | TWh | 272 | Sub_sector | Transport | Freight trains | Transport (trains) | Energetic | transport_trains_final_demand_electricity | Electricity | EU | Energy demand | 1.0182 | FEC
SK | TYNDP2026 | NT | 2030 | TWh | 273 | Sub_sector | Transport | Freight trains | Transport (trains) | Energetic | transport_trains_final_demand_hydrogen | Hydrogen | EU | Energy demand | 0.086489 | FEC
SK | TYNDP2026 | NT | 2030 | TWh | 274 | Sub_sector | Transport | Freight trains | Transport (trains) | Energetic | transport_trains_final_demand_methane | Methane | EU | Energy demand | 0 | FEC
SK | TYNDP2026 | NT | 2030 | TWh | 275 | Sub_sector | Transport | Freight trains | Transport (trains) | Energetic | transport_trains_final_demand_heat | Heat | EU | Energy demand | 0 | FEC
SK | TYNDP2026 | NT | 2030 | TWh | 276 | Sub_sector | Transport | Freight trains | Transport (trains) | Energetic | transport_trains_final_demand_biomass | Biomass | EU | Energy demand | 0 | FEC
SK | TYNDP2026 | NT | 2030 | TWh | 277 | Sub_sector | Transport | Freight trains | Transport (trains) | Energetic | transport_trains_final_demand_coal | Solids | EU | Energy demand | 0 | FEC
SK | TYNDP2026 | NT | 2030 | TWh | 278 | Sub_sector | Transport | Freight trains | Transport (trains) | Energetic | transport_trains_final_demand_oil | Liquids | EU | Energy demand | 0.35168 | FEC
SK | TYNDP2026 | NT | 2030 | TWh | 279 | Sub_sector | Transport | Freight trains | Transport (trains) | Energetic | transport_trains_final_demand_other | Others | EU | Energy demand | 0 | FEC
SK | TYNDP2026 | NT | 2030 | TWh | 280 | Sub_sector | Transport | Freight trains | Transport (trains) | Energetic | transport_trains_final_demand_ammonia | Ammonia | EU | Energy demand | 0 | FEC
SK | TYNDP2026 | NT | 2030 | TWh | 282 | Sub_sector | Transport | Ships | Transport (ships) | Energetic | transport_ships_final_demand_electricity | Electricity | EU | Energy demand | 0 | FEC
SK | TYNDP2026 | NT | 2030 | TWh | 283 | Sub_sector | Transport | Ships | Transport (ships) | Energetic | transport_ships_final_demand_hydrogen | Hydrogen | EU | Energy demand | 0 | FEC
SK | TYNDP2026 | NT | 2030 | TWh | 284 | Sub_sector | Transport | Ships | Transport (ships) | Energetic | transport_ships_final_demand_methane | Methane | EU | Energy demand | 0 | FEC
SK | TYNDP2026 | NT | 2030 | TWh | 285 | Sub_sector | Transport | Ships | Transport (ships) | Energetic | transport_ships_final_demand_heat | Heat | EU | Energy demand | 0 | FEC
SK | TYNDP2026 | NT | 2030 | TWh | 286 | Sub_sector | Transport | Ships | Transport (ships) | Energetic | transport_ships_final_demand_biomass | Biomass | EU | Energy demand | 0 | FEC
SK | TYNDP2026 | NT | 2030 | TWh | 287 | Sub_sector | Transport | Ships | Transport (ships) | Energetic | transport_ships_final_demand_coal | Solids | EU | Energy demand | 0 | FEC
SK | TYNDP2026 | NT | 2030 | TWh | 288 | Sub_sector | Transport | Ships | Transport (ships) | Energetic | transport_ships_final_demand_oil | Liquids | EU | Energy demand | 0 | FEC
SK | TYNDP2026 | NT | 2030 | TWh | 289 | Sub_sector | Transport | Ships | Transport (ships) | Energetic | transport_ships_final_demand_other | Others | EU | Energy demand | 0 | FEC
SK | TYNDP2026 | NT | 2030 | TWh | 290 | Sub_sector | Transport | Ships | Transport (ships) | Energetic | transport_ships_final_demand_ammonia | Ammonia | EU | Energy demand | 0 | FEC
SK | TYNDP2026 | NT | 2030 | TWh | 292 | Sub_sector | Transport | Planes | Transport (planes) | Energetic | transport_planes_final_demand_electricity | Electricity | EU | Energy demand | 0 | FEC
SK | TYNDP2026 | NT | 2030 | TWh | 293 | Sub_sector | Transport | Planes | Transport (planes) | Energetic | transport_planes_final_demand_hydrogen | Hydrogen | EU | Energy demand | 0 | FEC
SK | TYNDP2026 | NT | 2030 | TWh | 294 | Sub_sector | Transport | Planes | Transport (planes) | Energetic | transport_planes_final_demand_methane | Methane | EU | Energy demand | 0 | FEC
SK | TYNDP2026 | NT | 2030 | TWh | 295 | Sub_sector | Transport | Planes | Transport (planes) | Energetic | transport_planes_final_demand_heat | Heat | EU | Energy demand | 0 | FEC
SK | TYNDP2026 | NT | 2030 | TWh | 296 | Sub_sector | Transport | Planes | Transport (planes) | Energetic | transport_planes_final_demand_biomass | Biomass | EU | Energy demand | 0 | FEC
SK | TYNDP2026 | NT | 2030 | TWh | 297 | Sub_sector | Transport | Planes | Transport (planes) | Energetic | transport_planes_final_demand_coal | Solids | EU | Energy demand | 0 | FEC
SK | TYNDP2026 | NT | 2030 | TWh | 298 | Sub_sector | Transport | Planes | Transport (planes) | Energetic | transport_planes_final_demand_oil | Liquids | EU | Energy demand | 0 | FEC
SK | TYNDP2026 | NT | 2030 | TWh | 299 | Sub_sector | Transport | Planes | Transport (planes) | Energetic | transport_planes_final_demand_other | Others | EU | Energy demand | 0 | FEC
SK | TYNDP2026 | NT | 2030 | TWh | 300 | Sub_sector | Transport | Planes | Transport (planes) | Energetic | transport_planes_final_demand_ammonia | Ammonia | EU | Energy demand | 0 | FEC
SK | TYNDP2026 | NT | 2030 | TWh | 302 | Sub_sector | Transport | Others | Transport (others) | Energetic | transport_other_final_demand_electricity | Electricity | EU | Energy demand | 0.0012269 | FEC
SK | TYNDP2026 | NT | 2030 | TWh | 303 | Sub_sector | Transport | Others | Transport (others) | Energetic | transport_other_final_demand_hydrogen | Hydrogen | EU | Energy demand | 0 | FEC
SK | TYNDP2026 | NT | 2030 | TWh | 304 | Sub_sector | Transport | Others | Transport (others) | Energetic | transport_other_final_demand_methane | Methane | EU | Energy demand | 0 | FEC
SK | TYNDP2026 | NT | 2030 | TWh | 305 | Sub_sector | Transport | Others | Transport (others) | Energetic | transport_other_final_demand_heat | Heat | EU | Energy demand | 0 | FEC
SK | TYNDP2026 | NT | 2030 | TWh | 306 | Sub_sector | Transport | Others | Transport (others) | Energetic | transport_other_final_demand_biomass | Biomass | EU | Energy demand | 0 | FEC
SK | TYNDP2026 | NT | 2030 | TWh | 307 | Sub_sector | Transport | Others | Transport (others) | Energetic | transport_other_final_demand_coal | Solids | EU | Energy demand | 0 | FEC
SK | TYNDP2026 | NT | 2030 | TWh | 308 | Sub_sector | Transport | Others | Transport (others) | Energetic | transport_other_final_demand_oil | Liquids | EU | Energy demand | 0.16481 | FEC
SK | TYNDP2026 | NT | 2030 | TWh | 309 | Sub_sector | Transport | Others | Transport (others) | Energetic | transport_other_final_demand_other | Others | EU | Energy demand | 0 | FEC
SK | TYNDP2026 | NT | 2030 | TWh | 310 | Sub_sector | Transport | Others | Transport (others) | Energetic | transport_other_final_demand_ammonia | Ammonia | EU | Energy demand | 0 | FEC
SK | TYNDP2026 | NT | 2030 | TWh | 312 | Sub_sector | International transport | International aviation | Transport (int. aviation) | Energetic | transport_int_aviation_final_demand_electricity | Electricity | EU | Energy demand | 0 | FEC
SK | TYNDP2026 | NT | 2030 | TWh | 313 | Sub_sector | International transport | International aviation | Transport (int. aviation) | Energetic | transport_int_aviation_final_demand_hydrogen | Hydrogen | EU | Energy demand | 0 | FEC
SK | TYNDP2026 | NT | 2030 | TWh | 314 | Sub_sector | International transport | International aviation | Transport (int. aviation) | Energetic | transport_int_aviation_final_demand_methane | Methane | EU | Energy demand | 0 | FEC
SK | TYNDP2026 | NT | 2030 | TWh | 315 | Sub_sector | International transport | International aviation | Transport (int. aviation) | Energetic | transport_int_aviation_final_demand_heat | Heat | EU | Energy demand | 0 | FEC
SK | TYNDP2026 | NT | 2030 | TWh | 316 | Sub_sector | International transport | International aviation | Transport (int. aviation) | Energetic | transport_int_aviation_final_demand_biofuels | Biomass | EU | Energy demand | 0 | FEC
SK | TYNDP2026 | NT | 2030 | TWh | 317 | Sub_sector | International transport | International aviation | Transport (int. aviation) | Energetic | transport_int_aviation_final_demand_coal | Solids | EU | Energy demand | 0 | FEC
SK | TYNDP2026 | NT | 2030 | TWh | 318 | Sub_sector | International transport | International aviation | Transport (int. aviation) | Energetic | transport_int_aviation_final_demand_oil | Liquids | EU | Energy demand | 0.52922 | FEC
SK | TYNDP2026 | NT | 2030 | TWh | 319 | Sub_sector | International transport | International aviation | Transport (int. aviation) | Energetic | transport_int_aviation_final_demand_other | Others | EU | Energy demand | 0 | FEC
SK | TYNDP2026 | NT | 2030 | TWh | 320 | Sub_sector | International transport | International aviation | Transport (int. aviation) | Energetic | transport_int_aviation_final_demand_ammonia | Ammonia | EU | Energy demand | 0 | FEC
SK | TYNDP2026 | NT | 2030 | TWh | 322 | Sub_sector | International transport | International shipping | Transport (int. shipping) | Energetic | transport_int_shipping_final_demand_electricity | Electricity | EU | Energy demand | 0 | not_included_in_FEC
SK | TYNDP2026 | NT | 2030 | TWh | 323 | Sub_sector | International transport | International shipping | Transport (int. shipping) | Energetic | transport_int_shipping_final_demand_hydrogen | Hydrogen | EU | Energy demand | 0 | not_included_in_FEC
SK | TYNDP2026 | NT | 2030 | TWh | 324 | Sub_sector | International transport | International shipping | Transport (int. shipping) | Energetic | transport_int_shipping_final_demand_methane | Methane | EU | Energy demand | 0 | not_included_in_FEC
SK | TYNDP2026 | NT | 2030 | TWh | 325 | Sub_sector | International transport | International shipping | Transport (int. shipping) | Energetic | transport_int_shipping_final_demand_heat | Heat | EU | Energy demand | 0 | not_included_in_FEC
SK | TYNDP2026 | NT | 2030 | TWh | 326 | Sub_sector | International transport | International shipping | Transport (int. shipping) | Energetic | transport_int_shipping_final_demand_biofuels | Biomass | EU | Energy demand | 0 | not_included_in_FEC
SK | TYNDP2026 | NT | 2030 | TWh | 327 | Sub_sector | International transport | International shipping | Transport (int. shipping) | Energetic | transport_int_shipping_final_demand_coal | Solids | EU | Energy demand | 0 | not_included_in_FEC
SK | TYNDP2026 | NT | 2030 | TWh | 328 | Sub_sector | International transport | International shipping | Transport (int. shipping) | Energetic | transport_int_shipping_final_demand_oil | Liquids | EU | Energy demand | 0 | not_included_in_FEC
SK | TYNDP2026 | NT | 2030 | TWh | 329 | Sub_sector | International transport | International shipping | Transport (int. shipping) | Energetic | transport_int_shipping_final_demand_other | Others | EU | Energy demand | 0 | not_included_in_FEC
SK | TYNDP2026 | NT | 2030 | TWh | 330 | Sub_sector | International transport | International shipping | Transport (int. shipping) | Energetic | transport_int_shipping_final_demand_ammonia | Ammonia | EU | Energy demand | 0 | not_included_in_FEC
SK | TYNDP2026 | NT | 2030 | TWh | 332 | Sub_sector | Households | Space heating | Households (heating) | Energetic | households_heating_final_demand_electricity | Electricity | EU | Energy demand | 3.1397 | FEC
SK | TYNDP2026 | NT | 2030 | TWh | 333 | Sub_sector | Households | Space heating | Households (heating) | Energetic | households_heating_final_demand_hydrogen | Hydrogen | EU | Energy demand | 1.3666 | FEC
SK | TYNDP2026 | NT | 2030 | TWh | 334 | Sub_sector | Households | Space heating | Households (heating) | Energetic | households_heating_final_demand_methane | Methane | EU | Energy demand | 10.0439 | FEC
SK | TYNDP2026 | NT | 2030 | TWh | 335 | Sub_sector | Households | Space heating | Households (heating) | Energetic | households_heating_final_demand_heat | Heat | EU | Energy demand | 2.0649 | FEC
SK | TYNDP2026 | NT | 2030 | TWh | 336 | Sub_sector | Households | Space heating | Households (heating) | Energetic | households_heating_final_demand_biomass | Biomass | EU | Energy demand | 0.15379 | FEC
SK | TYNDP2026 | NT | 2030 | TWh | 337 | Sub_sector | Households | Space heating | Households (heating) | Energetic | households_heating_final_demand_coal | Solids | EU | Energy demand | 0.24039 | FEC
SK | TYNDP2026 | NT | 2030 | TWh | 338 | Sub_sector | Households | Space heating | Households (heating) | Energetic | households_heating_final_demand_oil | Liquids | EU | Energy demand | 0.029726 | FEC
SK | TYNDP2026 | NT | 2030 | TWh | 339 | Sub_sector | Households | Space heating | Households (heating) | Energetic | households_heating_final_demand_other | Others | EU | Energy demand | 0.33002 | FEC
SK | TYNDP2026 | NT | 2030 | TWh | 340 | Sub_sector | Households | Space heating | Households (heating) | Energetic | households_heating_final_demand_ammonia | Ammonia | EU | Energy demand | 0 | FEC
SK | TYNDP2026 | NT | 2030 | TWh | 343 | Sub_sector | Households | Cooling | Households (cooling) | Energetic | households_cooling_final_demand_electricity | Electricity | EU | Energy demand | 0.040642 | FEC
SK | TYNDP2026 | NT | 2030 | TWh | 344 | Sub_sector | Households | Cooling | Households (cooling) | Energetic | households_cooling_final_demand_hydrogen | Hydrogen | EU | Energy demand | 0 | FEC
SK | TYNDP2026 | NT | 2030 | TWh | 345 | Sub_sector | Households | Cooling | Households (cooling) | Energetic | households_cooling_final_demand_methane | Methane | EU | Energy demand | 0 | FEC
SK | TYNDP2026 | NT | 2030 | TWh | 346 | Sub_sector | Households | Cooling | Households (cooling) | Energetic | households_cooling_final_demand_heat | Heat | EU | Energy demand | 0 | FEC
SK | TYNDP2026 | NT | 2030 | TWh | 347 | Sub_sector | Households | Cooling | Households (cooling) | Energetic | households_cooling_final_demand_biomass | Biomass | EU | Energy demand | 0 | FEC
SK | TYNDP2026 | NT | 2030 | TWh | 348 | Sub_sector | Households | Cooling | Households (cooling) | Energetic | households_cooling_final_demand_coal | Solids | EU | Energy demand | 0 | FEC
SK | TYNDP2026 | NT | 2030 | TWh | 349 | Sub_sector | Households | Cooling | Households (cooling) | Energetic | households_cooling_final_demand_oil | Liquids | EU | Energy demand | 0 | FEC
SK | TYNDP2026 | NT | 2030 | TWh | 350 | Sub_sector | Households | Cooling | Households (cooling) | Energetic | households_cooling_final_demand_other | Others | EU | Energy demand | 0 | FEC
SK | TYNDP2026 | NT | 2030 | TWh | 351 | Sub_sector | Households | Cooling | Households (cooling) | Energetic | households_cooling_final_demand_ammonia | Ammonia | EU | Energy demand | 0 | FEC
SK | TYNDP2026 | NT | 2030 | TWh | 354 | Sub_sector | Households | Hot water | Households (hot water) | Energetic | households_hot_water_final_demand_electricity | Electricity | EU | Energy demand | 0.53836 | FEC
SK | TYNDP2026 | NT | 2030 | TWh | 355 | Sub_sector | Households | Hot water | Households (hot water) | Energetic | households_hot_water_final_demand_hydrogen | Hydrogen | EU | Energy demand | 0.27218 | FEC
SK | TYNDP2026 | NT | 2030 | TWh | 356 | Sub_sector | Households | Hot water | Households (hot water) | Energetic | households_hot_water_final_demand_methane | Methane | EU | Energy demand | 1.9384 | FEC
SK | TYNDP2026 | NT | 2030 | TWh | 357 | Sub_sector | Households | Hot water | Households (hot water) | Energetic | households_hot_water_final_demand_heat | Heat | EU | Energy demand | 0.4699 | FEC
SK | TYNDP2026 | NT | 2030 | TWh | 358 | Sub_sector | Households | Hot water | Households (hot water) | Energetic | households_hot_water_final_demand_biomass | Biomass | EU | Energy demand | 0.020244 | FEC
SK | TYNDP2026 | NT | 2030 | TWh | 359 | Sub_sector | Households | Hot water | Households (hot water) | Energetic | households_hot_water_final_demand_coal | Solids | EU | Energy demand | 0.031644 | FEC
SK | TYNDP2026 | NT | 2030 | TWh | 360 | Sub_sector | Households | Hot water | Households (hot water) | Energetic | households_hot_water_final_demand_oil | Liquids | EU | Energy demand | 0.0039131 | FEC
SK | TYNDP2026 | NT | 2030 | TWh | 361 | Sub_sector | Households | Hot water | Households (hot water) | Energetic | households_hot_water_final_demand_other | Others | EU | Energy demand | 0.15351 | FEC
SK | TYNDP2026 | NT | 2030 | TWh | 362 | Sub_sector | Households | Hot water | Households (hot water) | Energetic | households_hot_water_final_demand_ammonia | Ammonia | EU | Energy demand | 0 | FEC
SK | TYNDP2026 | NT | 2030 | TWh | 365 | Sub_sector | Households | Appliances | Households (appliances) | Energetic | households_appliances_final_demand_electricity | Electricity | EU | Energy demand | 3.064 | FEC
SK | TYNDP2026 | NT | 2030 | TWh | 366 | Sub_sector | Households | Appliances | Households (appliances) | Energetic | households_appliances_final_demand_hydrogen | Hydrogen | EU | Energy demand | 0 | FEC
SK | TYNDP2026 | NT | 2030 | TWh | 367 | Sub_sector | Households | Appliances | Households (appliances) | Energetic | households_appliances_final_demand_methane | Methane | EU | Energy demand | 0.82758 | FEC
SK | TYNDP2026 | NT | 2030 | TWh | 368 | Sub_sector | Households | Appliances | Households (appliances) | Energetic | households_appliances_final_demand_heat | Heat | EU | Energy demand | 0 | FEC
SK | TYNDP2026 | NT | 2030 | TWh | 369 | Sub_sector | Households | Appliances | Households (appliances) | Energetic | households_appliances_final_demand_biomass | Biomass | EU | Energy demand | 0.013169 | FEC
SK | TYNDP2026 | NT | 2030 | TWh | 370 | Sub_sector | Households | Appliances | Households (appliances) | Energetic | households_appliances_final_demand_coal | Solids | EU | Energy demand | 0 | FEC
SK | TYNDP2026 | NT | 2030 | TWh | 371 | Sub_sector | Households | Appliances | Households (appliances) | Energetic | households_appliances_final_demand_oil | Liquids | EU | Energy demand | 0 | FEC
SK | TYNDP2026 | NT | 2030 | TWh | 372 | Sub_sector | Households | Appliances | Households (appliances) | Energetic | households_appliances_final_demand_other | Others | EU | Energy demand | 0 | FEC
SK | TYNDP2026 | NT | 2030 | TWh | 373 | Sub_sector | Households | Appliances | Households (appliances) | Energetic | households_appliances_final_demand_ammonia | Ammonia | EU | Energy demand | 0 | FEC
SK | TYNDP2026 | NT | 2030 | TWh | 375 | Sub_sector | Buildings | Space heating | Buildings (heat) | Energetic | buildings_heat_final_demand_electricity | Electricity | EU | Energy demand | 1.858 | FEC
SK | TYNDP2026 | NT | 2030 | TWh | 376 | Sub_sector | Buildings | Space heating | Buildings (heat) | Energetic | buildings_heat_final_demand_hydrogen | Hydrogen | EU | Energy demand | 0.15498 | FEC
SK | TYNDP2026 | NT | 2030 | TWh | 377 | Sub_sector | Buildings | Space heating | Buildings (heat) | Energetic | buildings_heat_final_demand_methane | Methane | EU | Energy demand | 2.6838 | FEC
SK | TYNDP2026 | NT | 2030 | TWh | 378 | Sub_sector | Buildings | Space heating | Buildings (heat) | Energetic | buildings_heat_final_demand_heat | Heat | EU | Energy demand | 0.74439 | FEC
SK | TYNDP2026 | NT | 2030 | TWh | 379 | Sub_sector | Buildings | Space heating | Buildings (heat) | Energetic | buildings_heat_final_demand_biomass | Biomass | EU | Energy demand | 0.10428 | FEC
SK | TYNDP2026 | NT | 2030 | TWh | 380 | Sub_sector | Buildings | Space heating | Buildings (heat) | Energetic | buildings_heat_final_demand_coal | Solids | EU | Energy demand | 0.7726 | FEC
SK | TYNDP2026 | NT | 2030 | TWh | 381 | Sub_sector | Buildings | Space heating | Buildings (heat) | Energetic | buildings_heat_final_demand_oil | Liquids | EU | Energy demand | 0.047873 | FEC
SK | TYNDP2026 | NT | 2030 | TWh | 382 | Sub_sector | Buildings | Space heating | Buildings (heat) | Energetic | buildings_heat_final_demand_other | Others | EU | Energy demand | 0.0010833 | FEC
SK | TYNDP2026 | NT | 2030 | TWh | 383 | Sub_sector | Buildings | Space heating | Buildings (heat) | Energetic | buildings_heat_final_demand_ammonia | Ammonia | EU | Energy demand | 0 | FEC
SK | TYNDP2026 | NT | 2030 | TWh | 386 | Sub_sector | Buildings | Cooling | Buildings (cooling) | Energetic | buildings_cooling_final_demand_electricity | Electricity | EU | Energy demand | 0.27303 | FEC
SK | TYNDP2026 | NT | 2030 | TWh | 387 | Sub_sector | Buildings | Cooling | Buildings (cooling) | Energetic | buildings_cooling_final_demand_hydrogen | Hydrogen | EU | Energy demand | 0 | FEC
SK | TYNDP2026 | NT | 2030 | TWh | 388 | Sub_sector | Buildings | Cooling | Buildings (cooling) | Energetic | buildings_cooling_final_demand_methane | Methane | EU | Energy demand | 0 | FEC
SK | TYNDP2026 | NT | 2030 | TWh | 389 | Sub_sector | Buildings | Cooling | Buildings (cooling) | Energetic | buildings_cooling_final_demand_heat | Heat | EU | Energy demand | 0 | FEC
SK | TYNDP2026 | NT | 2030 | TWh | 390 | Sub_sector | Buildings | Cooling | Buildings (cooling) | Energetic | buildings_cooling_final_demand_biomass | Biomass | EU | Energy demand | 0 | FEC
SK | TYNDP2026 | NT | 2030 | TWh | 391 | Sub_sector | Buildings | Cooling | Buildings (cooling) | Energetic | buildings_cooling_final_demand_coal | Solids | EU | Energy demand | 0 | FEC
SK | TYNDP2026 | NT | 2030 | TWh | 392 | Sub_sector | Buildings | Cooling | Buildings (cooling) | Energetic | buildings_cooling_final_demand_oil | Liquids | EU | Energy demand | 0 | FEC
SK | TYNDP2026 | NT | 2030 | TWh | 393 | Sub_sector | Buildings | Cooling | Buildings (cooling) | Energetic | buildings_cooling_final_demand_other | Others | EU | Energy demand | 0 | FEC
SK | TYNDP2026 | NT | 2030 | TWh | 394 | Sub_sector | Buildings | Cooling | Buildings (cooling) | Energetic | buildings_cooling_final_demand_ammonia | Ammonia | EU | Energy demand | 0 | FEC
SK | TYNDP2026 | NT | 2030 | TWh | 397 | Sub_sector | Buildings | Appliances | Buildings (appliances) | Energetic | buildings_appliances_final_demand_electricity | Electricity | EU | Energy demand | 4.1444 | FEC
SK | TYNDP2026 | NT | 2030 | TWh | 398 | Sub_sector | Buildings | Appliances | Buildings (appliances) | Energetic | buildings_appliances_final_demand_hydrogen | Hydrogen | EU | Energy demand | 0 | FEC
SK | TYNDP2026 | NT | 2030 | TWh | 399 | Sub_sector | Buildings | Appliances | Buildings (appliances) | Energetic | buildings_appliances_final_demand_methane | Methane | EU | Energy demand | 0.84342 | FEC
SK | TYNDP2026 | NT | 2030 | TWh | 400 | Sub_sector | Buildings | Appliances | Buildings (appliances) | Energetic | buildings_appliances_final_demand_heat | Heat | EU | Energy demand | 0 | FEC
SK | TYNDP2026 | NT | 2030 | TWh | 401 | Sub_sector | Buildings | Appliances | Buildings (appliances) | Energetic | buildings_appliances_final_demand_biomass | Biomass | EU | Energy demand | 0 | FEC
SK | TYNDP2026 | NT | 2030 | TWh | 402 | Sub_sector | Buildings | Appliances | Buildings (appliances) | Energetic | buildings_appliances_final_demand_coal | Solids | EU | Energy demand | 0 | FEC
SK | TYNDP2026 | NT | 2030 | TWh | 403 | Sub_sector | Buildings | Appliances | Buildings (appliances) | Energetic | buildings_appliances_final_demand_oil | Liquids | EU | Energy demand | 0 | FEC
SK | TYNDP2026 | NT | 2030 | TWh | 404 | Sub_sector | Buildings | Appliances | Buildings (appliances) | Energetic | buildings_appliances_final_demand_other | Others | EU | Energy demand | 0 | FEC
SK | TYNDP2026 | NT | 2030 | TWh | 405 | Sub_sector | Buildings | Appliances | Buildings (appliances) | Energetic | buildings_appliances_final_demand_ammonia | Ammonia | EU | Energy demand | 0 | FEC
SK | TYNDP2026 | NT | 2030 | TWh | 407 | Sub_sector | Buildings | Datacenters | Datacenters & ICT | Energetic | datacentres_final_demand_electricity_energetic | Electricity | EU | Energy demand | 1.2492 | FEC
SK | TYNDP2026 | NT | 2030 | TWh | 408 | Sub_sector | Buildings | Datacenters | Datacenters & ICT | Energetic | datacentres_final_demand_hydrogen_energetic | Hydrogen | EU | Energy demand | 0 | FEC
SK | TYNDP2026 | NT | 2030 | TWh | 409 | Sub_sector | Buildings | Datacenters | Datacenters & ICT | Energetic | datacentres_final_demand_methane_energetic | Methane | EU | Energy demand | 0 | FEC
SK | TYNDP2026 | NT | 2030 | TWh | 410 | Sub_sector | Buildings | Datacenters | Datacenters & ICT | Energetic | datacentres_final_demand_heat_energetic | Heat | EU | Energy demand | 0 | FEC
SK | TYNDP2026 | NT | 2030 | TWh | 411 | Sub_sector | Buildings | Datacenters | Datacenters & ICT | Energetic | datacentres_final_demand_biomass_energetic | Biomass | EU | Energy demand | 0 | FEC
SK | TYNDP2026 | NT | 2030 | TWh | 412 | Sub_sector | Buildings | Datacenters | Datacenters & ICT | Energetic | datacentres_final_demand_coal_energetic | Solids | EU | Energy demand | 0 | FEC
SK | TYNDP2026 | NT | 2030 | TWh | 413 | Sub_sector | Buildings | Datacenters | Datacenters & ICT | Energetic | datacentres_final_demand_oil_energetic | Liquids | EU | Energy demand | 0 | FEC
SK | TYNDP2026 | NT | 2030 | TWh | 414 | Sub_sector | Buildings | Datacenters | Datacenters & ICT | Energetic | datacentres_final_demand_other_energetic | Others | EU | Energy demand | 0 | FEC
SK | TYNDP2026 | NT | 2030 | TWh | 415 | Sub_sector | Buildings | Datacenters | Datacenters & ICT | Energetic | datacentres_final_demand_ammonia_energetic | Ammonia | EU | Energy demand | 0 | FEC
SK | TYNDP2026 | NT | 2030 | TWh | 417 | Sub_sector | Transport | Others_Sector | Others_Sector | Energetic | other_final_demand_electricity_energetic | Electricity | EU | Energy demand | 0 | FEC
SK | TYNDP2026 | NT | 2030 | TWh | 418 | Sub_sector | Transport | Others_Sector | Others_Sector | Energetic | other_final_demand_hydrogen_energetic | Hydrogen | EU | Energy demand | 0 | FEC
SK | TYNDP2026 | NT | 2030 | TWh | 419 | Sub_sector | Transport | Pipeline Transport | Others_Sector | Energetic | other_final_demand_methane_energetic | Methane | EU | Energy demand | 2.0728 | FEC
SK | TYNDP2026 | NT | 2030 | TWh | 420 | Sub_sector | Transport | Others_Sector | Others_Sector | Energetic | other_final_demand_heat_energetic | Heat | EU | Energy demand | 0 | FEC
SK | TYNDP2026 | NT | 2030 | TWh | 421 | Sub_sector | Transport | Others_Sector | Others_Sector | Energetic | other_final_demand_biomass_energetic | Biomass | EU | Energy demand | 0 | FEC
SK | TYNDP2026 | NT | 2030 | TWh | 422 | Sub_sector | Transport | Others_Sector | Others_Sector | Energetic | other_final_demand_coal_energetic | Solids | EU | Energy demand | 0 | FEC
SK | TYNDP2026 | NT | 2030 | TWh | 423 | Sub_sector | Transport | Others_Sector | Others_Sector | Energetic | other_final_demand_oil_energetic | Liquids | EU | Energy demand | 0.55114 | FEC
SK | TYNDP2026 | NT | 2030 | TWh | 424 | Sub_sector | Others_Sector | Others_Sector | Others_Sector | Non-energetic | other_final_demand_oil_non_energetic | Liquids | EU | Energy demand | 0.43604 | not_included_in_FEC
SK | TYNDP2026 | NT | 2030 | TWh | 425 | Sub_sector | Transport | Others_Sector | Others_Sector | Energetic | other_final_demand_other_energetic | Others | EU | Energy demand | 0 | FEC
SK | TYNDP2026 | NT | 2030 | TWh | 426 | Sub_sector | Transport | Others_Sector | Others_Sector | Energetic | other_final_demand_ammonia_energetic | Ammonia | EU | Energy demand | 0 | FEC
SK | TYNDP2026 | NT | 2030 | TWh | 427 | Sub_sector | Industry | Surplus_Heat_in_Industry | Surplus_Heat_in_Industry | Energetic | final_demand_of_industry_unused_local_production_steam_hot_water | Heat | EU | Energy demand | 0 | FEC
SK | TYNDP2026 | NT | 2030 | TWh | 429 | Sub_sector | Agriculture | Total | Agriculture | Energetic | agriculture_final_demand_electricity_energetic | Electricity | EU | Energy demand | 0.3242 | FEC
SK | TYNDP2026 | NT | 2030 | TWh | 430 | Sub_sector | Agriculture | Total | Agriculture | Energetic | agriculture_final_demand_hydrogen_energetic | Hydrogen | EU | Energy demand | 0 | FEC
SK | TYNDP2026 | NT | 2030 | TWh | 431 | Sub_sector | Agriculture | Total | Agriculture | Energetic | agriculture_final_demand_methane_energetic | Methane | EU | Energy demand | 0.39412 | FEC
SK | TYNDP2026 | NT | 2030 | TWh | 432 | Sub_sector | Agriculture | Total | Agriculture | Energetic | agriculture_final_demand_heat_energetic | Heat | EU | Energy demand | 0.010454 | FEC
SK | TYNDP2026 | NT | 2030 | TWh | 433 | Sub_sector | Agriculture | Total | Agriculture | Energetic | agriculture_final_demand_biomass_energetic | Biomass | EU | Energy demand | 0.12046 | FEC
SK | TYNDP2026 | NT | 2030 | TWh | 434 | Sub_sector | Agriculture | Total | Agriculture | Energetic | agriculture_final_demand_coal_energetic | Solids | EU | Energy demand | 0 | FEC
SK | TYNDP2026 | NT | 2030 | TWh | 435 | Sub_sector | Agriculture | Total | Agriculture | Energetic | agriculture_final_demand_oil_energetic | Liquids | EU | Energy demand | 0.50061 | FEC
SK | TYNDP2026 | NT | 2030 | TWh | 436 | Sub_sector | Agriculture | Total | Agriculture | Energetic | agriculture_final_demand_other_energetic | Others | EU | Energy demand | 0 | FEC
SK | TYNDP2026 | NT | 2030 | TWh | 437 | Sub_sector | Agriculture | Total | Agriculture | Energetic | agriculture_final_demand_ammonia_energetic | Ammonia | EU | Energy demand | 0 | FEC
SK | TYNDP2026 | NT | 2030 | TWh | 447 | Sub_sector | Buildings | Surplus Energy | Buildings | Energetic | GAP | Electricity | EU | Energy demand | 0 | FEC
SK | TYNDP2026 | NT | 2030 | TWh | 448 | Sub_sector | Buildings | Surplus Energy | Buildings | Energetic | GAP | Hydrogen | EU | Energy demand | 0 | FEC
SK | TYNDP2026 | NT | 2030 | TWh | 449 | Sub_sector | Buildings | Surplus Energy | Buildings | Energetic | GAP | Methane | EU | Energy demand | 0.011691 | FEC
SK | TYNDP2026 | NT | 2030 | TWh | 450 | Sub_sector | Buildings | Surplus Energy | Buildings | Energetic | GAP | Heat | EU | Energy demand | 0 | FEC
SK | TYNDP2026 | NT | 2030 | TWh | 451 | Sub_sector | Buildings | Surplus Energy | Buildings | Energetic | GAP | Biomass | EU | Energy demand | 0.00018984 | FEC
SK | TYNDP2026 | NT | 2030 | TWh | 452 | Sub_sector | Buildings | Surplus Energy | Buildings | Energetic | GAP | Solids | EU | Energy demand | 0.11378 | FEC
SK | TYNDP2026 | NT | 2030 | TWh | 453 | Sub_sector | Buildings | Surplus Energy | Buildings | Energetic | GAP | Liquids | EU | Energy demand | 0.00050724 | FEC
SK | TYNDP2026 | NT | 2030 | TWh | 454 | Sub_sector | Buildings | Surplus Energy | Buildings | Energetic | GAP | Others | EU | Energy demand | 0 | FEC
SK | TYNDP2026 | NT | 2030 | TWh | 455 | Sub_sector | Buildings | Surplus Energy | Buildings | Energetic | GAP | Ammonia | EU | Energy demand | 0 | FEC
SK | TYNDP2026 | NT | 2030 | TWh | 456 | Sub_sector | Households | Surplus Energy | Households | Energetic | GAP | Electricity | EU | Energy demand | 0 | FEC
SK | TYNDP2026 | NT | 2030 | TWh | 457 | Sub_sector | Households | Surplus Energy | Households | Energetic | GAP | Hydrogen | EU | Energy demand | 0 | FEC
SK | TYNDP2026 | NT | 2030 | TWh | 458 | Sub_sector | Households | Surplus Energy | Households | Energetic | GAP | Methane | EU | Energy demand | 0.17756 | FEC
SK | TYNDP2026 | NT | 2030 | TWh | 459 | Sub_sector | Households | Surplus Energy | Households | Energetic | GAP | Heat | EU | Energy demand | 0 | FEC
SK | TYNDP2026 | NT | 2030 | TWh | 460 | Sub_sector | Households | Surplus Energy | Households | Energetic | GAP | Biomass | EU | Energy demand | 0 | FEC
SK | TYNDP2026 | NT | 2030 | TWh | 461 | Sub_sector | Households | Surplus Energy | Households | Energetic | GAP | Solids | EU | Energy demand | 0 | FEC
SK | TYNDP2026 | NT | 2030 | TWh | 462 | Sub_sector | Households | Surplus Energy | Households | Energetic | GAP | Liquids | EU | Energy demand | 0 | FEC
SK | TYNDP2026 | NT | 2030 | TWh | 463 | Sub_sector | Households | Surplus Energy | Households | Energetic | GAP | Others | EU | Energy demand | 0 | FEC
SK | TYNDP2026 | NT | 2030 | TWh | 464 | Sub_sector | Households | Surplus Energy | Households | Energetic | GAP | Ammonia | EU | Energy demand | 0 | FEC
SK | TYNDP2026 | NT | 2035 | TWh | 102 | Sub_sector | Industry | Aluminium | Industry (aluminium) | Energetic | industry_aluminium_demand_electricity_energetic | Electricity | EU | Energy demand | 1.2411 | FEC
SK | TYNDP2026 | NT | 2035 | TWh | 103 | Sub_sector | Industry | Aluminium | Industry (aluminium) | Energetic | industry_aluminium_demand_hydrogen_energetic | Hydrogen | EU | Energy demand | 0 | FEC
SK | TYNDP2026 | NT | 2035 | TWh | 104 | Sub_sector | Industry | Aluminium | Industry (aluminium) | Energetic | industry_aluminium_demand_methane_energetic | Methane | EU | Energy demand | 0.19571 | FEC
SK | TYNDP2026 | NT | 2035 | TWh | 105 | Sub_sector | Industry | Aluminium | Industry (aluminium) | Energetic | industry_aluminium_demand_heat_energetic | Heat | EU | Energy demand | 0 | FEC
SK | TYNDP2026 | NT | 2035 | TWh | 106 | Sub_sector | Industry | Aluminium | Industry (aluminium) | Energetic | industry_aluminium_demand_biomass_energetic | Biomass | EU | Energy demand | 0 | FEC
SK | TYNDP2026 | NT | 2035 | TWh | 107 | Sub_sector | Industry | Aluminium | Industry (aluminium) | Energetic | industry_aluminium_demand_coal_energetic | Solids | EU | Energy demand | 0 | FEC
SK | TYNDP2026 | NT | 2035 | TWh | 108 | Sub_sector | Industry | Aluminium | Industry (aluminium) | Energetic | industry_aluminium_demand_oil_energetic | Liquids | EU | Energy demand | 0 | FEC
SK | TYNDP2026 | NT | 2035 | TWh | 109 | Sub_sector | Industry | Aluminium | Industry (aluminium) | Energetic | industry_aluminium_demand_others_energetic | Others | EU | Energy demand | 0 | FEC
SK | TYNDP2026 | NT | 2035 | TWh | 110 | Sub_sector | Industry | Aluminium | Industry (aluminium) | Energetic | industry_ammonia_demand_others_energetic | Ammonia | EU | Energy demand | 0 | FEC
SK | TYNDP2026 | NT | 2035 | TWh | 112 | Sub_sector | Industry | Chemicals | Industry (chemicals, energetic) | Energetic | industry_chemical_demand_electricity_energetic | Electricity | EU | Energy demand | 1.7746 | FEC
SK | TYNDP2026 | NT | 2035 | TWh | 113 | Sub_sector | Industry | Chemicals | Industry (chemicals, energetic) | Energetic | industry_chemical_demand_hydrogen_energetic | Hydrogen | EU | Energy demand | 0.18609 | FEC
SK | TYNDP2026 | NT | 2035 | TWh | 114 | Sub_sector | Industry | Chemicals | Industry (chemicals, energetic) | Energetic | industry_chemical_demand_methane_energetic | Methane | EU | Energy demand | 0.53345 | FEC
SK | TYNDP2026 | NT | 2035 | TWh | 115 | Sub_sector | Industry | Chemicals | Industry (chemicals, energetic) | Energetic | industry_chemical_demand_heat_energetic | Heat | EU | Energy demand | 0.2568 | FEC
SK | TYNDP2026 | NT | 2035 | TWh | 116 | Sub_sector | Industry | Chemicals | Industry (chemicals, energetic) | Energetic | industry_chemical_demand_biomass_energetic | Biomass | EU | Energy demand | 0.37683 | FEC
SK | TYNDP2026 | NT | 2035 | TWh | 117 | Sub_sector | Industry | Chemicals | Industry (chemicals, energetic) | Energetic | industry_chemical_demand_coal_energetic | Solids | EU | Energy demand | 0.013957 | FEC
SK | TYNDP2026 | NT | 2035 | TWh | 118 | Sub_sector | Industry | Chemicals | Industry (chemicals, energetic) | Energetic | industry_chemical_demand_oil_energetic | Liquids | EU | Energy demand | 0.013452 | FEC
SK | TYNDP2026 | NT | 2035 | TWh | 119 | Sub_sector | Industry | Chemicals | Industry (chemicals, energetic) | Energetic | industry_chemical_demand_others_energetic | Others | EU | Energy demand | 0 | FEC
SK | TYNDP2026 | NT | 2035 | TWh | 120 | Sub_sector | Industry | Chemicals | Industry (chemicals, energetic) | Energetic | industry_chemical_demand_ammonia_energetic | Ammonia | EU | Energy demand | 0 | FEC
SK | TYNDP2026 | NT | 2035 | TWh | 122 | Sub_sector | Industry | Chemicals | Industry (chemicals, non-energetic) | Non-energetic | industry_chemical_demand_electricity_non_energetic | Electricity | EU | Energy demand | 0 | not_included_in_FEC
SK | TYNDP2026 | NT | 2035 | TWh | 123 | Sub_sector | Industry | Chemicals | Industry (chemicals, non-energetic) | Non-energetic | industry_chemical_demand_hydrogen_non_energetic | Hydrogen | EU | Energy demand | 1.2696 | not_included_in_FEC
SK | TYNDP2026 | NT | 2035 | TWh | 124 | Sub_sector | Industry | Chemicals | Industry (chemicals, non-energetic) | Non-energetic | industry_chemical_demand_methane_non_energetic | Methane | EU | Energy demand | 0.34323 | not_included_in_FEC
SK | TYNDP2026 | NT | 2035 | TWh | 125 | Sub_sector | Industry | Chemicals | Industry (chemicals, non-energetic) | Non-energetic | industry_chemical_demand_heat_non_energetic | Heat | EU | Energy demand | 0 | not_included_in_FEC
SK | TYNDP2026 | NT | 2035 | TWh | 126 | Sub_sector | Industry | Chemicals | Industry (chemicals, non-energetic) | Non-energetic | industry_chemical_demand_biomass_non_energetic | Biomass | EU | Energy demand | 0.59714 | not_included_in_FEC
SK | TYNDP2026 | NT | 2035 | TWh | 127 | Sub_sector | Industry | Chemicals | Industry (chemicals, non-energetic) | Non-energetic | industry_chemical_demand_coal_non_energetic | Solids | EU | Energy demand | 0.0024101 | not_included_in_FEC
SK | TYNDP2026 | NT | 2035 | TWh | 128 | Sub_sector | Industry | Chemicals | Industry (chemicals, non-energetic) | Non-energetic | industry_chemical_demand_oil_non_energetic | Liquids | EU | Energy demand | 3.4585 | not_included_in_FEC
SK | TYNDP2026 | NT | 2035 | TWh | 129 | Sub_sector | Industry | Chemicals | Industry (chemicals, non-energetic) | Non-energetic | industry_chemical_demand_others_non_energetic | Others | EU | Energy demand | 0 | not_included_in_FEC
SK | TYNDP2026 | NT | 2035 | TWh | 130 | Sub_sector | Industry | Chemicals | Industry (chemicals, non-energetic) | Non-energetic | industry_chemical_demand_ammonia_non_energetic | Ammonia | EU | Energy demand | 0 | not_included_in_FEC
SK | TYNDP2026 | NT | 2035 | TWh | 132 | Sub_sector | Industry | Fertilizers | Industry (fertilizers, energetic) | Energetic | industry_fertilizers_demand_electricity_energetic | Electricity | EU | Energy demand | 0.20884 | FEC
SK | TYNDP2026 | NT | 2035 | TWh | 133 | Sub_sector | Industry | Fertilizers | Industry (fertilizers, energetic) | Energetic | industry_fertilizers_demand_hydrogen_energetic | Hydrogen | EU | Energy demand | 0.45185 | FEC
SK | TYNDP2026 | NT | 2035 | TWh | 134 | Sub_sector | Industry | Fertilizers | Industry (fertilizers, energetic) | Energetic | industry_fertilizers_demand_methane_energetic | Methane | EU | Energy demand | 1.0798 | FEC
SK | TYNDP2026 | NT | 2035 | TWh | 135 | Sub_sector | Industry | Fertilizers | Industry (fertilizers, energetic) | Energetic | industry_fertilizers_demand_heat_energetic | Heat | EU | Energy demand | 0 | FEC
SK | TYNDP2026 | NT | 2035 | TWh | 136 | Sub_sector | Industry | Fertilizers | Industry (fertilizers, energetic) | Energetic | industry_fertilizers_demand_biomass_energetic | Biomass | EU | Energy demand | 0 | FEC
SK | TYNDP2026 | NT | 2035 | TWh | 137 | Sub_sector | Industry | Fertilizers | Industry (fertilizers, energetic) | Energetic | industry_fertilizers_demand_coal_energetic | Solids | EU | Energy demand | 0 | FEC
SK | TYNDP2026 | NT | 2035 | TWh | 138 | Sub_sector | Industry | Fertilizers | Industry (fertilizers, energetic) | Energetic | industry_fertilizers_demand_oil_energetic | Liquids | EU | Energy demand | 0 | FEC
SK | TYNDP2026 | NT | 2035 | TWh | 139 | Sub_sector | Industry | Fertilizers | Industry (fertilizers, energetic) | Energetic | industry_fertilizers_demand_others_energetic | Others | EU | Energy demand | 0 | FEC
SK | TYNDP2026 | NT | 2035 | TWh | 140 | Sub_sector | Industry | Fertilizers | Industry (fertilizers, energetic) | Energetic | industry_fertilizers_demand_ammonia_energetic | Ammonia | EU | Energy demand | 0 | FEC
SK | TYNDP2026 | NT | 2035 | TWh | 142 | Sub_sector | Industry | Fertilizers | Industry (fertilizers, non-energetic) | Non-energetic | industry_fertilizers_demand_electricity_non_energetic | Electricity | EU | Energy demand | 0 | not_included_in_FEC
SK | TYNDP2026 | NT | 2035 | TWh | 143 | Sub_sector | Industry | Fertilizers | Industry (fertilizers, non-energetic) | Non-energetic | industry_fertilizers_demand_hydrogen_non_energetic | Hydrogen | EU | Energy demand | 1.0828 | not_included_in_FEC
SK | TYNDP2026 | NT | 2035 | TWh | 144 | Sub_sector | Industry | Fertilizers | Industry (fertilizers, non-energetic) | Non-energetic | industry_fertilizers_demand_methane_non_energetic | Methane | EU | Energy demand | 3.4891 | not_included_in_FEC
SK | TYNDP2026 | NT | 2035 | TWh | 145 | Sub_sector | Industry | Fertilizers | Industry (fertilizers, non-energetic) | Non-energetic | industry_fertilizers_demand_heat_non_energetic | Heat | EU | Energy demand | 0 | not_included_in_FEC
SK | TYNDP2026 | NT | 2035 | TWh | 146 | Sub_sector | Industry | Fertilizers | Industry (fertilizers, non-energetic) | Non-energetic | industry_fertilizers_demand_biomass_non_energetic | Biomass | EU | Energy demand | 0 | not_included_in_FEC
SK | TYNDP2026 | NT | 2035 | TWh | 147 | Sub_sector | Industry | Fertilizers | Industry (fertilizers, non-energetic) | Non-energetic | industry_fertilizers_demand_coal_non_energetic | Solids | EU | Energy demand | 0 | not_included_in_FEC
SK | TYNDP2026 | NT | 2035 | TWh | 148 | Sub_sector | Industry | Fertilizers | Industry (fertilizers, non-energetic) | Non-energetic | industry_fertilizers_demand_oil_non_energetic | Liquids | EU | Energy demand | 0 | not_included_in_FEC
SK | TYNDP2026 | NT | 2035 | TWh | 149 | Sub_sector | Industry | Fertilizers | Industry (fertilizers, non-energetic) | Non-energetic | industry_fertilizers_demand_others_non_energetic | Others | EU | Energy demand | 0 | not_included_in_FEC
SK | TYNDP2026 | NT | 2035 | TWh | 150 | Sub_sector | Industry | Fertilizers | Industry (fertilizers, non-energetic) | Non-energetic | industry_fertilizers_demand_ammonia_non_energetic | Ammonia | EU | Energy demand | 0 | not_included_in_FEC
SK | TYNDP2026 | NT | 2035 | TWh | 152 | Sub_sector | Industry | Food | Industry (food) | Energetic | industry_food_demand_electricity_energetic | Electricity | EU | Energy demand | 0.87553 | FEC
SK | TYNDP2026 | NT | 2035 | TWh | 153 | Sub_sector | Industry | Food | Industry (food) | Energetic | industry_food_demand_hydrogen_energetic | Hydrogen | EU | Energy demand | 0 | FEC
SK | TYNDP2026 | NT | 2035 | TWh | 154 | Sub_sector | Industry | Food | Industry (food) | Energetic | industry_food_demand_methane_energetic | Methane | EU | Energy demand | 0.38814 | FEC
SK | TYNDP2026 | NT | 2035 | TWh | 155 | Sub_sector | Industry | Food | Industry (food) | Energetic | industry_food_demand_heat_energetic | Heat | EU | Energy demand | 0 | FEC
SK | TYNDP2026 | NT | 2035 | TWh | 156 | Sub_sector | Industry | Food | Industry (food) | Energetic | industry_food_demand_biomass_energetic | Biomass | EU | Energy demand | 0 | FEC
SK | TYNDP2026 | NT | 2035 | TWh | 157 | Sub_sector | Industry | Food | Industry (food) | Energetic | industry_food_demand_coal_energetic | Solids | EU | Energy demand | 0 | FEC
SK | TYNDP2026 | NT | 2035 | TWh | 158 | Sub_sector | Industry | Food | Industry (food) | Energetic | industry_food_demand_oil_energetic | Liquids | EU | Energy demand | 0.024757 | FEC
SK | TYNDP2026 | NT | 2035 | TWh | 159 | Sub_sector | Industry | Food | Industry (food) | Energetic | industry_food_demand_others_energetic | Others | EU | Energy demand | 0 | FEC
SK | TYNDP2026 | NT | 2035 | TWh | 160 | Sub_sector | Industry | Food | Industry (food) | Energetic | industry_food_demand_ammonia_energetic | Ammonia | EU | Energy demand | 0 | FEC
SK | TYNDP2026 | NT | 2035 | TWh | 162 | Sub_sector | Industry | Metals | Industry (metal) | Energetic | industry_metal_demand_electricity_energetic | Electricity | EU | Energy demand | 0 | FEC
SK | TYNDP2026 | NT | 2035 | TWh | 163 | Sub_sector | Industry | Metals | Industry (metal) | Energetic | industry_metal_demand_hydrogen_energetic | Hydrogen | EU | Energy demand | 0 | FEC
SK | TYNDP2026 | NT | 2035 | TWh | 164 | Sub_sector | Industry | Metals | Industry (metal) | Energetic | industry_metal_demand_methane_energetic | Methane | EU | Energy demand | 0.18308 | FEC
SK | TYNDP2026 | NT | 2035 | TWh | 165 | Sub_sector | Industry | Metals | Industry (metal) | Energetic | industry_metal_demand_heat_energetic | Heat | EU | Energy demand | 0.014584 | FEC
SK | TYNDP2026 | NT | 2035 | TWh | 166 | Sub_sector | Industry | Metals | Industry (metal) | Energetic | industry_metal_demand_biomass_energetic | Biomass | EU | Energy demand | 0 | FEC
SK | TYNDP2026 | NT | 2035 | TWh | 167 | Sub_sector | Industry | Metals | Industry (metal) | Energetic | industry_metal_demand_coal_energetic | Solids | EU | Energy demand | 0 | FEC
SK | TYNDP2026 | NT | 2035 | TWh | 168 | Sub_sector | Industry | Metals | Industry (metal) | Energetic | industry_metal_demand_oil_energetic | Liquids | EU | Energy demand | 0 | FEC
SK | TYNDP2026 | NT | 2035 | TWh | 169 | Sub_sector | Industry | Metals | Industry (metal) | Energetic | industry_metal_demand_others_energetic | Others | EU | Energy demand | 0 | FEC
SK | TYNDP2026 | NT | 2035 | TWh | 170 | Sub_sector | Industry | Metals | Industry (metal) | Energetic | industry_metal_demand_ammonia_energetic | Ammonia | EU | Energy demand | 0 | FEC
SK | TYNDP2026 | NT | 2035 | TWh | 172 | Sub_sector | Industry | Others | Industry (other, energetic) | Energetic | industry_other_demand_electricity_energetic | Electricity | EU | Energy demand | 5.5072 | FEC
SK | TYNDP2026 | NT | 2035 | TWh | 173 | Sub_sector | Industry | Others | Industry (other, energetic) | Energetic | industry_other_demand_hydrogen_energetic | Hydrogen | EU | Energy demand | 0.88936 | FEC
SK | TYNDP2026 | NT | 2035 | TWh | 174 | Sub_sector | Industry | Others | Industry (other, energetic) | Energetic | industry_other_demand_methane_energetic | Methane | EU | Energy demand | 2.6681 | FEC
SK | TYNDP2026 | NT | 2035 | TWh | 175 | Sub_sector | Industry | Others | Industry (other, energetic) | Energetic | industry_other_demand_heat_energetic | Heat | EU | Energy demand | 0 | FEC
SK | TYNDP2026 | NT | 2035 | TWh | 176 | Sub_sector | Industry | Others | Industry (other, energetic) | Energetic | industry_other_demand_biomass_energetic | Biomass | EU | Energy demand | 1.9498 | FEC
SK | TYNDP2026 | NT | 2035 | TWh | 177 | Sub_sector | Industry | Others | Industry (other, energetic) | Energetic | industry_other_demand_coal_energetic | Solids | EU | Energy demand | 0.68412 | FEC
SK | TYNDP2026 | NT | 2035 | TWh | 178 | Sub_sector | Industry | Others | Industry (other, energetic) | Energetic | industry_other_demand_oil_energetic | Liquids | EU | Energy demand | 1.984 | FEC
SK | TYNDP2026 | NT | 2035 | TWh | 179 | Sub_sector | Industry | Others | Industry (other, energetic) | Energetic | industry_other_demand_others_energetic | Others | EU | Energy demand | 0 | FEC
SK | TYNDP2026 | NT | 2035 | TWh | 180 | Sub_sector | Industry | Others | Industry (other, energetic) | Energetic | industry_other_demand_ammonia_energetic | Ammonia | EU | Energy demand | 0 | FEC
SK | TYNDP2026 | NT | 2035 | TWh | 182 | Sub_sector | Industry | Others | Industry (other, non-energetic) | Non-energetic | industry_other_demand_electricity_non_energetic | Electricity | EU | Energy demand | 0 | not_included_in_FEC
SK | TYNDP2026 | NT | 2035 | TWh | 183 | Sub_sector | Industry | Others | Industry (other, non-energetic) | Non-energetic | industry_other_demand_hydrogen_non_energetic | Hydrogen | EU | Energy demand | 0 | not_included_in_FEC
SK | TYNDP2026 | NT | 2035 | TWh | 184 | Sub_sector | Industry | Others | Industry (other, non-energetic) | Non-energetic | industry_other_demand_methane_non_energetic | Methane | EU | Energy demand | 0 | not_included_in_FEC
SK | TYNDP2026 | NT | 2035 | TWh | 185 | Sub_sector | Industry | Others | Industry (other, non-energetic) | Non-energetic | industry_other_demand_heat_non_energetic | Heat | EU | Energy demand | 0 | not_included_in_FEC
SK | TYNDP2026 | NT | 2035 | TWh | 186 | Sub_sector | Industry | Others | Industry (other, non-energetic) | Non-energetic | industry_other_demand_biomass_non_energetic | Biomass | EU | Energy demand | 0 | not_included_in_FEC
SK | TYNDP2026 | NT | 2035 | TWh | 187 | Sub_sector | Industry | Others | Industry (other, non-energetic) | Non-energetic | industry_other_demand_coal_non_energetic | Solids | EU | Energy demand | 0 | not_included_in_FEC
SK | TYNDP2026 | NT | 2035 | TWh | 188 | Sub_sector | Industry | Others | Industry (other, non-energetic) | Non-energetic | industry_other_demand_oil_non_energetic | Liquids | EU | Energy demand | 1.486 | not_included_in_FEC
SK | TYNDP2026 | NT | 2035 | TWh | 189 | Sub_sector | Industry | Others | Industry (other, non-energetic) | Non-energetic | industry_other_demand_others_non_energetic | Others | EU | Energy demand | 0 | not_included_in_FEC
SK | TYNDP2026 | NT | 2035 | TWh | 190 | Sub_sector | Industry | Others | Industry (other, non-energetic) | Non-energetic | industry_other_demand_ammonia_non_energetic | Ammonia | EU | Energy demand | 0 | not_included_in_FEC
SK | TYNDP2026 | NT | 2035 | TWh | 192 | Sub_sector | Industry | Paper | Industry (paper) | Energetic | industry_paper_demand_electricity_energetic | Electricity | EU | Energy demand | 1.9955 | FEC
SK | TYNDP2026 | NT | 2035 | TWh | 193 | Sub_sector | Industry | Paper | Industry (paper) | Energetic | industry_paper_demand_hydrogen_energetic | Hydrogen | EU | Energy demand | 0.4399 | FEC
SK | TYNDP2026 | NT | 2035 | TWh | 194 | Sub_sector | Industry | Paper | Industry (paper) | Energetic | industry_paper_demand_methane_energetic | Methane | EU | Energy demand | 0.70384 | FEC
SK | TYNDP2026 | NT | 2035 | TWh | 195 | Sub_sector | Industry | Paper | Industry (paper) | Energetic | industry_paper_demand_heat_energetic | Heat | EU | Energy demand | 0 | FEC
SK | TYNDP2026 | NT | 2035 | TWh | 196 | Sub_sector | Industry | Paper | Industry (paper) | Energetic | industry_paper_demand_biomass_energetic | Biomass | EU | Energy demand | 0.79182 | FEC
SK | TYNDP2026 | NT | 2035 | TWh | 197 | Sub_sector | Industry | Paper | Industry (paper) | Energetic | industry_paper_demand_coal_energetic | Solids | EU | Energy demand | 0.11877 | FEC
SK | TYNDP2026 | NT | 2035 | TWh | 198 | Sub_sector | Industry | Paper | Industry (paper) | Energetic | industry_paper_demand_oil_energetic | Liquids | EU | Energy demand | 0 | FEC
SK | TYNDP2026 | NT | 2035 | TWh | 199 | Sub_sector | Industry | Paper | Industry (paper) | Energetic | industry_paper_demand_others_energetic | Others | EU | Energy demand | 0 | FEC
SK | TYNDP2026 | NT | 2035 | TWh | 200 | Sub_sector | Industry | Paper | Industry (paper) | Energetic | industry_paper_demand_ammonia_energetic | Ammonia | EU | Energy demand | 0 | FEC
SK | TYNDP2026 | NT | 2035 | TWh | 202 | Sub_sector | Industry | Refineries | Industry (refineries, energetic) | Energetic | industry_refinery_demand_electricity_energetic | Electricity | EU | Energy demand | 0.29274 | not_included_in_FEC
SK | TYNDP2026 | NT | 2035 | TWh | 203 | Sub_sector | Industry | Refineries | Industry (refineries, energetic) | Energetic | industry_refinery_demand_hydrogen_energetic | Hydrogen | EU | Energy demand | 0.22908 | not_included_in_FEC
SK | TYNDP2026 | NT | 2035 | TWh | 204 | Sub_sector | Industry | Refineries | Industry (refineries, energetic) | Energetic | industry_refinery_demand_methane_energetic | Methane | EU | Energy demand | 0.50858 | not_included_in_FEC
SK | TYNDP2026 | NT | 2035 | TWh | 205 | Sub_sector | Industry | Refineries | Industry (refineries, energetic) | Energetic | industry_refinery_demand_heat_energetic | Heat | EU | Energy demand | 0 | not_included_in_FEC
SK | TYNDP2026 | NT | 2035 | TWh | 206 | Sub_sector | Industry | Refineries | Industry (refineries, energetic) | Energetic | industry_refinery_demand_biomass_energetic | Biomass | EU | Energy demand | 0 | not_included_in_FEC
SK | TYNDP2026 | NT | 2035 | TWh | 207 | Sub_sector | Industry | Refineries | Industry (refineries, energetic) | Energetic | industry_refinery_demand_coal_energetic | Solids | EU | Energy demand | 0 | not_included_in_FEC
SK | TYNDP2026 | NT | 2035 | TWh | 208 | Sub_sector | Industry | Refineries | Industry (refineries, energetic) | Energetic | industry_refinery_demand_oil_energetic | Liquids | EU | Energy demand | 1.6841 | not_included_in_FEC
SK | TYNDP2026 | NT | 2035 | TWh | 209 | Sub_sector | Industry | Refineries | Industry (refineries, energetic) | Energetic | industry_refinery_demand_others_energetic | Others | EU | Energy demand | 0 | not_included_in_FEC
SK | TYNDP2026 | NT | 2035 | TWh | 210 | Sub_sector | Industry | Refineries | Industry (refineries, energetic) | Energetic | industry_refinery_demand_ammonia_energetic | Ammonia | EU | Energy demand | 0 | not_included_in_FEC
SK | TYNDP2026 | NT | 2035 | TWh | 212 | Sub_sector | Industry | Refineries | Industry (refineries, non-energetic) | Non-energetic | industry_refinery_demand_electricity_non_energetic | Electricity | EU | Energy demand | 0 | not_included_in_FEC
SK | TYNDP2026 | NT | 2035 | TWh | 213 | Sub_sector | Industry | Refineries | Industry (refineries, non-energetic) | Non-energetic | industry_refinery_demand_hydrogen_non_energetic | Hydrogen | EU | Energy demand | 0 | not_included_in_FEC
SK | TYNDP2026 | NT | 2035 | TWh | 214 | Sub_sector | Industry | Refineries | Industry (refineries, non-energetic) | Non-energetic | industry_refinery_demand_methane_non_energetic | Methane | EU | Energy demand | 0 | not_included_in_FEC
SK | TYNDP2026 | NT | 2035 | TWh | 215 | Sub_sector | Industry | Refineries | Industry (refineries, non-energetic) | Non-energetic | industry_refinery_demand_heat_non_energetic | Heat | EU | Energy demand | 0 | not_included_in_FEC
SK | TYNDP2026 | NT | 2035 | TWh | 216 | Sub_sector | Industry | Refineries | Industry (refineries, non-energetic) | Non-energetic | industry_refinery_demand_biomass_non_energetic | Biomass | EU | Energy demand | 0 | not_included_in_FEC
SK | TYNDP2026 | NT | 2035 | TWh | 217 | Sub_sector | Industry | Refineries | Industry (refineries, non-energetic) | Non-energetic | industry_refinery_demand_coal_non_energetic | Solids | EU | Energy demand | 0 | not_included_in_FEC
SK | TYNDP2026 | NT | 2035 | TWh | 218 | Sub_sector | Industry | Refineries | Industry (refineries, non-energetic) | Non-energetic | industry_refinery_demand_oil_non_energetic | Liquids | EU | Energy demand | 0 | not_included_in_FEC
SK | TYNDP2026 | NT | 2035 | TWh | 219 | Sub_sector | Industry | Refineries | Industry (refineries, non-energetic) | Non-energetic | industry_refinery_demand_others_non_energetic | Others | EU | Energy demand | 0 | not_included_in_FEC
SK | TYNDP2026 | NT | 2035 | TWh | 220 | Sub_sector | Industry | Refineries | Industry (refineries, non-energetic) | Non-energetic | industry_refinery_demand_ammonia_non_energetic | Ammonia | EU | Energy demand | 0 | not_included_in_FEC
SK | TYNDP2026 | NT | 2035 | TWh | 222 | Sub_sector | Industry | Steel | Industry (steel) | Energetic | industry_steel_demand_electricity_energetic | Electricity | EU | Energy demand | 3.8951 | FEC
SK | TYNDP2026 | NT | 2035 | TWh | 223 | Sub_sector | Industry | Steel | Industry (steel) | Energetic | industry_steel_demand_hydrogen_energetic | Hydrogen | EU | Energy demand | 1.775 | FEC
SK | TYNDP2026 | NT | 2035 | TWh | 224 | Sub_sector | Industry | Steel | Industry (steel) | Energetic | industry_steel_demand_methane_energetic | Methane | EU | Energy demand | 3.8889 | FEC
SK | TYNDP2026 | NT | 2035 | TWh | 225 | Sub_sector | Industry | Steel | Industry (steel) | Energetic | industry_steel_demand_heat_energetic | Heat | EU | Energy demand | 0.17576 | FEC
SK | TYNDP2026 | NT | 2035 | TWh | 226 | Sub_sector | Industry | Steel | Industry (steel) | Energetic | industry_steel_demand_biomass_energetic | Biomass | EU | Energy demand | 0.025674 | FEC
SK | TYNDP2026 | NT | 2035 | TWh | 227 | Sub_sector | Industry | Steel | Industry (steel) | Energetic | industry_steel_demand_coal_energetic | Solids | EU | Energy demand | 4.0482 | FEC
SK | TYNDP2026 | NT | 2035 | TWh | 228 | Sub_sector | Industry | Steel | Industry (steel) | Energetic | industry_steel_demand_oil_energetic | Liquids | EU | Energy demand | 0.0042734 | FEC
SK | TYNDP2026 | NT | 2035 | TWh | 229 | Sub_sector | Industry | Steel | Industry (steel) | Energetic | industry_steel_demand_others_energetic | Others | EU | Energy demand | 0 | FEC
SK | TYNDP2026 | NT | 2035 | TWh | 230 | Sub_sector | Industry | Steel | Industry (steel) | Energetic | industry_steel_demand_ammonia_energetic | Ammonia | EU | Energy demand | 0 | FEC
SK | TYNDP2026 | NT | 2035 | TWh | 232 | Sub_sector | Transport | Cars | Transport (cars) | Energetic | transport_cars_final_demand_electricity | Electricity | EU | Energy demand | 1.4894 | FEC
SK | TYNDP2026 | NT | 2035 | TWh | 233 | Sub_sector | Transport | Cars | Transport (cars) | Energetic | transport_cars_final_demand_hydrogen | Hydrogen | EU | Energy demand | 0.31437 | FEC
SK | TYNDP2026 | NT | 2035 | TWh | 234 | Sub_sector | Transport | Cars | Transport (cars) | Energetic | transport_cars_final_demand_methane | Methane | EU | Energy demand | 0.59197 | FEC
SK | TYNDP2026 | NT | 2035 | TWh | 235 | Sub_sector | Transport | Cars | Transport (cars) | Energetic | transport_cars_final_demand_heat | Heat | EU | Energy demand | 0 | FEC
SK | TYNDP2026 | NT | 2035 | TWh | 236 | Sub_sector | Transport | Cars | Transport (cars) | Energetic | transport_cars_final_demand_biomass | Biomass | EU | Energy demand | 0 | FEC
SK | TYNDP2026 | NT | 2035 | TWh | 237 | Sub_sector | Transport | Cars | Transport (cars) | Energetic | transport_cars_final_demand_coal | Solids | EU | Energy demand | 0 | FEC
SK | TYNDP2026 | NT | 2035 | TWh | 238 | Sub_sector | Transport | Cars | Transport (cars) | Energetic | transport_cars_final_demand_oil | Liquids | EU | Energy demand | 12.9523 | FEC
SK | TYNDP2026 | NT | 2035 | TWh | 239 | Sub_sector | Transport | Cars | Transport (cars) | Energetic | transport_cars_final_demand_other | Others | EU | Energy demand | 0 | FEC
SK | TYNDP2026 | NT | 2035 | TWh | 240 | Sub_sector | Transport | Cars | Transport (cars) | Energetic | transport_cars_final_demand_ammonia | Ammonia | EU | Energy demand | 0 | FEC
SK | TYNDP2026 | NT | 2035 | TWh | 242 | Sub_sector | Transport | Busses | Transport (busses) | Energetic | transport_busses_final_demand_electricity | Electricity | EU | Energy demand | 0.13134 | FEC
SK | TYNDP2026 | NT | 2035 | TWh | 243 | Sub_sector | Transport | Busses | Transport (busses) | Energetic | transport_busses_final_demand_hydrogen | Hydrogen | EU | Energy demand | 0.078055 | FEC
SK | TYNDP2026 | NT | 2035 | TWh | 244 | Sub_sector | Transport | Busses | Transport (busses) | Energetic | transport_busses_final_demand_methane | Methane | EU | Energy demand | 0.16906 | FEC
SK | TYNDP2026 | NT | 2035 | TWh | 245 | Sub_sector | Transport | Busses | Transport (busses) | Energetic | transport_busses_final_demand_heat | Heat | EU | Energy demand | 0 | FEC
SK | TYNDP2026 | NT | 2035 | TWh | 246 | Sub_sector | Transport | Busses | Transport (busses) | Energetic | transport_busses_final_demand_biomass | Biomass | EU | Energy demand | 0 | FEC
SK | TYNDP2026 | NT | 2035 | TWh | 247 | Sub_sector | Transport | Busses | Transport (busses) | Energetic | transport_busses_final_demand_coal | Solids | EU | Energy demand | 0 | FEC
SK | TYNDP2026 | NT | 2035 | TWh | 248 | Sub_sector | Transport | Busses | Transport (busses) | Energetic | transport_busses_final_demand_oil | Liquids | EU | Energy demand | 1.4314 | FEC
SK | TYNDP2026 | NT | 2035 | TWh | 249 | Sub_sector | Transport | Busses | Transport (busses) | Energetic | transport_busses_final_demand_other | Others | EU | Energy demand | 0 | FEC
SK | TYNDP2026 | NT | 2035 | TWh | 250 | Sub_sector | Transport | Busses | Transport (busses) | Energetic | transport_busses_final_demand_ammonia | Ammonia | EU | Energy demand | 0 | FEC
SK | TYNDP2026 | NT | 2035 | TWh | 252 | Sub_sector | Transport | Trucks | Transport (trucks) | Energetic | transport_trucks_final_demand_electricity | Electricity | EU | Energy demand | 0.22954 | FEC
SK | TYNDP2026 | NT | 2035 | TWh | 253 | Sub_sector | Transport | Trucks | Transport (trucks) | Energetic | transport_trucks_final_demand_hydrogen | Hydrogen | EU | Energy demand | 0.43493 | FEC
SK | TYNDP2026 | NT | 2035 | TWh | 254 | Sub_sector | Transport | Trucks | Transport (trucks) | Energetic | transport_trucks_final_demand_methane | Methane | EU | Energy demand | 0.77662 | FEC
SK | TYNDP2026 | NT | 2035 | TWh | 255 | Sub_sector | Transport | Trucks | Transport (trucks) | Energetic | transport_trucks_final_demand_heat | Heat | EU | Energy demand | 0 | FEC
SK | TYNDP2026 | NT | 2035 | TWh | 256 | Sub_sector | Transport | Trucks | Transport (trucks) | Energetic | transport_trucks_final_demand_biomass | Biomass | EU | Energy demand | 0 | FEC
SK | TYNDP2026 | NT | 2035 | TWh | 257 | Sub_sector | Transport | Trucks | Transport (trucks) | Energetic | transport_trucks_final_demand_coal | Solids | EU | Energy demand | 0 | FEC
SK | TYNDP2026 | NT | 2035 | TWh | 258 | Sub_sector | Transport | Trucks | Transport (trucks) | Energetic | transport_trucks_final_demand_oil | Liquids | EU | Energy demand | 5.6213 | FEC
SK | TYNDP2026 | NT | 2035 | TWh | 259 | Sub_sector | Transport | Trucks | Transport (trucks) | Energetic | transport_trucks_final_demand_other | Others | EU | Energy demand | 0 | FEC
SK | TYNDP2026 | NT | 2035 | TWh | 260 | Sub_sector | Transport | Trucks | Transport (trucks) | Energetic | transport_trucks_final_demand_ammonia | Ammonia | EU | Energy demand | 0 | FEC
SK | TYNDP2026 | NT | 2035 | TWh | 262 | Sub_sector | Transport | Vans | Transport (vans) | Energetic | transport_vans_final_demand_electricity | Electricity | EU | Energy demand | 0.43287 | FEC
SK | TYNDP2026 | NT | 2035 | TWh | 263 | Sub_sector | Transport | Vans | Transport (vans) | Energetic | transport_vans_final_demand_hydrogen | Hydrogen | EU | Energy demand | 0.12611 | FEC
SK | TYNDP2026 | NT | 2035 | TWh | 264 | Sub_sector | Transport | Vans | Transport (vans) | Energetic | transport_vans_final_demand_methane | Methane | EU | Energy demand | 0.12718 | FEC
SK | TYNDP2026 | NT | 2035 | TWh | 265 | Sub_sector | Transport | Vans | Transport (vans) | Energetic | transport_vans_final_demand_heat | Heat | EU | Energy demand | 0 | FEC
SK | TYNDP2026 | NT | 2035 | TWh | 266 | Sub_sector | Transport | Vans | Transport (vans) | Energetic | transport_vans_final_demand_biomass | Biomass | EU | Energy demand | 0 | FEC
SK | TYNDP2026 | NT | 2035 | TWh | 267 | Sub_sector | Transport | Vans | Transport (vans) | Energetic | transport_vans_final_demand_coal | Solids | EU | Energy demand | 0 | FEC
SK | TYNDP2026 | NT | 2035 | TWh | 268 | Sub_sector | Transport | Vans | Transport (vans) | Energetic | transport_vans_final_demand_oil | Liquids | EU | Energy demand | 2.7258 | FEC
SK | TYNDP2026 | NT | 2035 | TWh | 269 | Sub_sector | Transport | Vans | Transport (vans) | Energetic | transport_vans_final_demand_other | Others | EU | Energy demand | 0 | FEC
SK | TYNDP2026 | NT | 2035 | TWh | 270 | Sub_sector | Transport | Vans | Transport (vans) | Energetic | transport_vans_final_demand_ammonia | Ammonia | EU | Energy demand | 0 | FEC
SK | TYNDP2026 | NT | 2035 | TWh | 272 | Sub_sector | Transport | Freight trains | Transport (trains) | Energetic | transport_trains_final_demand_electricity | Electricity | EU | Energy demand | 1.0353 | FEC
SK | TYNDP2026 | NT | 2035 | TWh | 273 | Sub_sector | Transport | Freight trains | Transport (trains) | Energetic | transport_trains_final_demand_hydrogen | Hydrogen | EU | Energy demand | 0.11986 | FEC
SK | TYNDP2026 | NT | 2035 | TWh | 274 | Sub_sector | Transport | Freight trains | Transport (trains) | Energetic | transport_trains_final_demand_methane | Methane | EU | Energy demand | 0 | FEC
SK | TYNDP2026 | NT | 2035 | TWh | 275 | Sub_sector | Transport | Freight trains | Transport (trains) | Energetic | transport_trains_final_demand_heat | Heat | EU | Energy demand | 0 | FEC
SK | TYNDP2026 | NT | 2035 | TWh | 276 | Sub_sector | Transport | Freight trains | Transport (trains) | Energetic | transport_trains_final_demand_biomass | Biomass | EU | Energy demand | 0 | FEC
SK | TYNDP2026 | NT | 2035 | TWh | 277 | Sub_sector | Transport | Freight trains | Transport (trains) | Energetic | transport_trains_final_demand_coal | Solids | EU | Energy demand | 0 | FEC
SK | TYNDP2026 | NT | 2035 | TWh | 278 | Sub_sector | Transport | Freight trains | Transport (trains) | Energetic | transport_trains_final_demand_oil | Liquids | EU | Energy demand | 0.28499 | FEC
SK | TYNDP2026 | NT | 2035 | TWh | 279 | Sub_sector | Transport | Freight trains | Transport (trains) | Energetic | transport_trains_final_demand_other | Others | EU | Energy demand | 0 | FEC
SK | TYNDP2026 | NT | 2035 | TWh | 280 | Sub_sector | Transport | Freight trains | Transport (trains) | Energetic | transport_trains_final_demand_ammonia | Ammonia | EU | Energy demand | 0 | FEC
SK | TYNDP2026 | NT | 2035 | TWh | 282 | Sub_sector | Transport | Ships | Transport (ships) | Energetic | transport_ships_final_demand_electricity | Electricity | EU | Energy demand | 0 | FEC
SK | TYNDP2026 | NT | 2035 | TWh | 283 | Sub_sector | Transport | Ships | Transport (ships) | Energetic | transport_ships_final_demand_hydrogen | Hydrogen | EU | Energy demand | 0 | FEC
SK | TYNDP2026 | NT | 2035 | TWh | 284 | Sub_sector | Transport | Ships | Transport (ships) | Energetic | transport_ships_final_demand_methane | Methane | EU | Energy demand | 0 | FEC
SK | TYNDP2026 | NT | 2035 | TWh | 285 | Sub_sector | Transport | Ships | Transport (ships) | Energetic | transport_ships_final_demand_heat | Heat | EU | Energy demand | 0 | FEC
SK | TYNDP2026 | NT | 2035 | TWh | 286 | Sub_sector | Transport | Ships | Transport (ships) | Energetic | transport_ships_final_demand_biomass | Biomass | EU | Energy demand | 0 | FEC
SK | TYNDP2026 | NT | 2035 | TWh | 287 | Sub_sector | Transport | Ships | Transport (ships) | Energetic | transport_ships_final_demand_coal | Solids | EU | Energy demand | 0 | FEC
SK | TYNDP2026 | NT | 2035 | TWh | 288 | Sub_sector | Transport | Ships | Transport (ships) | Energetic | transport_ships_final_demand_oil | Liquids | EU | Energy demand | 0 | FEC
SK | TYNDP2026 | NT | 2035 | TWh | 289 | Sub_sector | Transport | Ships | Transport (ships) | Energetic | transport_ships_final_demand_other | Others | EU | Energy demand | 0 | FEC
SK | TYNDP2026 | NT | 2035 | TWh | 290 | Sub_sector | Transport | Ships | Transport (ships) | Energetic | transport_ships_final_demand_ammonia | Ammonia | EU | Energy demand | 0 | FEC
SK | TYNDP2026 | NT | 2035 | TWh | 292 | Sub_sector | Transport | Planes | Transport (planes) | Energetic | transport_planes_final_demand_electricity | Electricity | EU | Energy demand | 0 | FEC
SK | TYNDP2026 | NT | 2035 | TWh | 293 | Sub_sector | Transport | Planes | Transport (planes) | Energetic | transport_planes_final_demand_hydrogen | Hydrogen | EU | Energy demand | 0 | FEC
SK | TYNDP2026 | NT | 2035 | TWh | 294 | Sub_sector | Transport | Planes | Transport (planes) | Energetic | transport_planes_final_demand_methane | Methane | EU | Energy demand | 0 | FEC
SK | TYNDP2026 | NT | 2035 | TWh | 295 | Sub_sector | Transport | Planes | Transport (planes) | Energetic | transport_planes_final_demand_heat | Heat | EU | Energy demand | 0 | FEC
SK | TYNDP2026 | NT | 2035 | TWh | 296 | Sub_sector | Transport | Planes | Transport (planes) | Energetic | transport_planes_final_demand_biomass | Biomass | EU | Energy demand | 0 | FEC
SK | TYNDP2026 | NT | 2035 | TWh | 297 | Sub_sector | Transport | Planes | Transport (planes) | Energetic | transport_planes_final_demand_coal | Solids | EU | Energy demand | 0 | FEC
SK | TYNDP2026 | NT | 2035 | TWh | 298 | Sub_sector | Transport | Planes | Transport (planes) | Energetic | transport_planes_final_demand_oil | Liquids | EU | Energy demand | 0 | FEC
SK | TYNDP2026 | NT | 2035 | TWh | 299 | Sub_sector | Transport | Planes | Transport (planes) | Energetic | transport_planes_final_demand_other | Others | EU | Energy demand | 0 | FEC
SK | TYNDP2026 | NT | 2035 | TWh | 300 | Sub_sector | Transport | Planes | Transport (planes) | Energetic | transport_planes_final_demand_ammonia | Ammonia | EU | Energy demand | 0 | FEC
SK | TYNDP2026 | NT | 2035 | TWh | 302 | Sub_sector | Transport | Others | Transport (others) | Energetic | transport_other_final_demand_electricity | Electricity | EU | Energy demand | 0.0024232 | FEC
SK | TYNDP2026 | NT | 2035 | TWh | 303 | Sub_sector | Transport | Others | Transport (others) | Energetic | transport_other_final_demand_hydrogen | Hydrogen | EU | Energy demand | 0 | FEC
SK | TYNDP2026 | NT | 2035 | TWh | 304 | Sub_sector | Transport | Others | Transport (others) | Energetic | transport_other_final_demand_methane | Methane | EU | Energy demand | 0 | FEC
SK | TYNDP2026 | NT | 2035 | TWh | 305 | Sub_sector | Transport | Others | Transport (others) | Energetic | transport_other_final_demand_heat | Heat | EU | Energy demand | 0 | FEC
SK | TYNDP2026 | NT | 2035 | TWh | 306 | Sub_sector | Transport | Others | Transport (others) | Energetic | transport_other_final_demand_biomass | Biomass | EU | Energy demand | 0 | FEC
SK | TYNDP2026 | NT | 2035 | TWh | 307 | Sub_sector | Transport | Others | Transport (others) | Energetic | transport_other_final_demand_coal | Solids | EU | Energy demand | 0 | FEC
SK | TYNDP2026 | NT | 2035 | TWh | 308 | Sub_sector | Transport | Others | Transport (others) | Energetic | transport_other_final_demand_oil | Liquids | EU | Energy demand | 0.15621 | FEC
SK | TYNDP2026 | NT | 2035 | TWh | 309 | Sub_sector | Transport | Others | Transport (others) | Energetic | transport_other_final_demand_other | Others | EU | Energy demand | 0 | FEC
SK | TYNDP2026 | NT | 2035 | TWh | 310 | Sub_sector | Transport | Others | Transport (others) | Energetic | transport_other_final_demand_ammonia | Ammonia | EU | Energy demand | 0 | FEC
SK | TYNDP2026 | NT | 2035 | TWh | 312 | Sub_sector | International transport | International aviation | Transport (int. aviation) | Energetic | transport_int_aviation_final_demand_electricity | Electricity | EU | Energy demand | 0 | FEC
SK | TYNDP2026 | NT | 2035 | TWh | 313 | Sub_sector | International transport | International aviation | Transport (int. aviation) | Energetic | transport_int_aviation_final_demand_hydrogen | Hydrogen | EU | Energy demand | 0 | FEC
SK | TYNDP2026 | NT | 2035 | TWh | 314 | Sub_sector | International transport | International aviation | Transport (int. aviation) | Energetic | transport_int_aviation_final_demand_methane | Methane | EU | Energy demand | 0 | FEC
SK | TYNDP2026 | NT | 2035 | TWh | 315 | Sub_sector | International transport | International aviation | Transport (int. aviation) | Energetic | transport_int_aviation_final_demand_heat | Heat | EU | Energy demand | 0 | FEC
SK | TYNDP2026 | NT | 2035 | TWh | 316 | Sub_sector | International transport | International aviation | Transport (int. aviation) | Energetic | transport_int_aviation_final_demand_biofuels | Biomass | EU | Energy demand | 0 | FEC
SK | TYNDP2026 | NT | 2035 | TWh | 317 | Sub_sector | International transport | International aviation | Transport (int. aviation) | Energetic | transport_int_aviation_final_demand_coal | Solids | EU | Energy demand | 0 | FEC
SK | TYNDP2026 | NT | 2035 | TWh | 318 | Sub_sector | International transport | International aviation | Transport (int. aviation) | Energetic | transport_int_aviation_final_demand_oil | Liquids | EU | Energy demand | 0.47939 | FEC
SK | TYNDP2026 | NT | 2035 | TWh | 319 | Sub_sector | International transport | International aviation | Transport (int. aviation) | Energetic | transport_int_aviation_final_demand_other | Others | EU | Energy demand | 0 | FEC
SK | TYNDP2026 | NT | 2035 | TWh | 320 | Sub_sector | International transport | International aviation | Transport (int. aviation) | Energetic | transport_int_aviation_final_demand_ammonia | Ammonia | EU | Energy demand | 0 | FEC
SK | TYNDP2026 | NT | 2035 | TWh | 322 | Sub_sector | International transport | International shipping | Transport (int. shipping) | Energetic | transport_int_shipping_final_demand_electricity | Electricity | EU | Energy demand | 0 | not_included_in_FEC
SK | TYNDP2026 | NT | 2035 | TWh | 323 | Sub_sector | International transport | International shipping | Transport (int. shipping) | Energetic | transport_int_shipping_final_demand_hydrogen | Hydrogen | EU | Energy demand | 0 | not_included_in_FEC
SK | TYNDP2026 | NT | 2035 | TWh | 324 | Sub_sector | International transport | International shipping | Transport (int. shipping) | Energetic | transport_int_shipping_final_demand_methane | Methane | EU | Energy demand | 0 | not_included_in_FEC
SK | TYNDP2026 | NT | 2035 | TWh | 325 | Sub_sector | International transport | International shipping | Transport (int. shipping) | Energetic | transport_int_shipping_final_demand_heat | Heat | EU | Energy demand | 0 | not_included_in_FEC
SK | TYNDP2026 | NT | 2035 | TWh | 326 | Sub_sector | International transport | International shipping | Transport (int. shipping) | Energetic | transport_int_shipping_final_demand_biofuels | Biomass | EU | Energy demand | 0 | not_included_in_FEC
SK | TYNDP2026 | NT | 2035 | TWh | 327 | Sub_sector | International transport | International shipping | Transport (int. shipping) | Energetic | transport_int_shipping_final_demand_coal | Solids | EU | Energy demand | 0 | not_included_in_FEC
SK | TYNDP2026 | NT | 2035 | TWh | 328 | Sub_sector | International transport | International shipping | Transport (int. shipping) | Energetic | transport_int_shipping_final_demand_oil | Liquids | EU | Energy demand | 0 | not_included_in_FEC
SK | TYNDP2026 | NT | 2035 | TWh | 329 | Sub_sector | International transport | International shipping | Transport (int. shipping) | Energetic | transport_int_shipping_final_demand_other | Others | EU | Energy demand | 0 | not_included_in_FEC
SK | TYNDP2026 | NT | 2035 | TWh | 330 | Sub_sector | International transport | International shipping | Transport (int. shipping) | Energetic | transport_int_shipping_final_demand_ammonia | Ammonia | EU | Energy demand | 0 | not_included_in_FEC
SK | TYNDP2026 | NT | 2035 | TWh | 332 | Sub_sector | Households | Space heating | Households (heating) | Energetic | households_heating_final_demand_electricity | Electricity | EU | Energy demand | 3.649 | FEC
SK | TYNDP2026 | NT | 2035 | TWh | 333 | Sub_sector | Households | Space heating | Households (heating) | Energetic | households_heating_final_demand_hydrogen | Hydrogen | EU | Energy demand | 1.4097 | FEC
SK | TYNDP2026 | NT | 2035 | TWh | 334 | Sub_sector | Households | Space heating | Households (heating) | Energetic | households_heating_final_demand_methane | Methane | EU | Energy demand | 6.9759 | FEC
SK | TYNDP2026 | NT | 2035 | TWh | 335 | Sub_sector | Households | Space heating | Households (heating) | Energetic | households_heating_final_demand_heat | Heat | EU | Energy demand | 3.1977 | FEC
SK | TYNDP2026 | NT | 2035 | TWh | 336 | Sub_sector | Households | Space heating | Households (heating) | Energetic | households_heating_final_demand_biomass | Biomass | EU | Energy demand | 0.14477 | FEC
SK | TYNDP2026 | NT | 2035 | TWh | 337 | Sub_sector | Households | Space heating | Households (heating) | Energetic | households_heating_final_demand_coal | Solids | EU | Energy demand | 0.14518 | FEC
SK | TYNDP2026 | NT | 2035 | TWh | 338 | Sub_sector | Households | Space heating | Households (heating) | Energetic | households_heating_final_demand_oil | Liquids | EU | Energy demand | 0.01795 | FEC
SK | TYNDP2026 | NT | 2035 | TWh | 339 | Sub_sector | Households | Space heating | Households (heating) | Energetic | households_heating_final_demand_other | Others | EU | Energy demand | 0.47117 | FEC
SK | TYNDP2026 | NT | 2035 | TWh | 340 | Sub_sector | Households | Space heating | Households (heating) | Energetic | households_heating_final_demand_ammonia | Ammonia | EU | Energy demand | 0 | FEC
SK | TYNDP2026 | NT | 2035 | TWh | 343 | Sub_sector | Households | Cooling | Households (cooling) | Energetic | households_cooling_final_demand_electricity | Electricity | EU | Energy demand | 0.040899 | FEC
SK | TYNDP2026 | NT | 2035 | TWh | 344 | Sub_sector | Households | Cooling | Households (cooling) | Energetic | households_cooling_final_demand_hydrogen | Hydrogen | EU | Energy demand | 0 | FEC
SK | TYNDP2026 | NT | 2035 | TWh | 345 | Sub_sector | Households | Cooling | Households (cooling) | Energetic | households_cooling_final_demand_methane | Methane | EU | Energy demand | 0 | FEC
SK | TYNDP2026 | NT | 2035 | TWh | 346 | Sub_sector | Households | Cooling | Households (cooling) | Energetic | households_cooling_final_demand_heat | Heat | EU | Energy demand | 0 | FEC
SK | TYNDP2026 | NT | 2035 | TWh | 347 | Sub_sector | Households | Cooling | Households (cooling) | Energetic | households_cooling_final_demand_biomass | Biomass | EU | Energy demand | 0 | FEC
SK | TYNDP2026 | NT | 2035 | TWh | 348 | Sub_sector | Households | Cooling | Households (cooling) | Energetic | households_cooling_final_demand_coal | Solids | EU | Energy demand | 0 | FEC
SK | TYNDP2026 | NT | 2035 | TWh | 349 | Sub_sector | Households | Cooling | Households (cooling) | Energetic | households_cooling_final_demand_oil | Liquids | EU | Energy demand | 0 | FEC
SK | TYNDP2026 | NT | 2035 | TWh | 350 | Sub_sector | Households | Cooling | Households (cooling) | Energetic | households_cooling_final_demand_other | Others | EU | Energy demand | 0 | FEC
SK | TYNDP2026 | NT | 2035 | TWh | 351 | Sub_sector | Households | Cooling | Households (cooling) | Energetic | households_cooling_final_demand_ammonia | Ammonia | EU | Energy demand | 0 | FEC
SK | TYNDP2026 | NT | 2035 | TWh | 354 | Sub_sector | Households | Hot water | Households (hot water) | Energetic | households_hot_water_final_demand_electricity | Electricity | EU | Energy demand | 0.65265 | FEC
SK | TYNDP2026 | NT | 2035 | TWh | 355 | Sub_sector | Households | Hot water | Households (hot water) | Energetic | households_hot_water_final_demand_hydrogen | Hydrogen | EU | Energy demand | 0.39797 | FEC
SK | TYNDP2026 | NT | 2035 | TWh | 356 | Sub_sector | Households | Hot water | Households (hot water) | Energetic | households_hot_water_final_demand_methane | Methane | EU | Energy demand | 1.5058 | FEC
SK | TYNDP2026 | NT | 2035 | TWh | 357 | Sub_sector | Households | Hot water | Households (hot water) | Energetic | households_hot_water_final_demand_heat | Heat | EU | Energy demand | 0.49661 | FEC
SK | TYNDP2026 | NT | 2035 | TWh | 358 | Sub_sector | Households | Hot water | Households (hot water) | Energetic | households_hot_water_final_demand_biomass | Biomass | EU | Energy demand | 0.019966 | FEC
SK | TYNDP2026 | NT | 2035 | TWh | 359 | Sub_sector | Households | Hot water | Households (hot water) | Energetic | households_hot_water_final_demand_coal | Solids | EU | Energy demand | 0.020023 | FEC
SK | TYNDP2026 | NT | 2035 | TWh | 360 | Sub_sector | Households | Hot water | Households (hot water) | Energetic | households_hot_water_final_demand_oil | Liquids | EU | Energy demand | 0.0024757 | FEC
SK | TYNDP2026 | NT | 2035 | TWh | 361 | Sub_sector | Households | Hot water | Households (hot water) | Energetic | households_hot_water_final_demand_other | Others | EU | Energy demand | 0.16554 | FEC
SK | TYNDP2026 | NT | 2035 | TWh | 362 | Sub_sector | Households | Hot water | Households (hot water) | Energetic | households_hot_water_final_demand_ammonia | Ammonia | EU | Energy demand | 0 | FEC
SK | TYNDP2026 | NT | 2035 | TWh | 365 | Sub_sector | Households | Appliances | Households (appliances) | Energetic | households_appliances_final_demand_electricity | Electricity | EU | Energy demand | 2.7095 | FEC
SK | TYNDP2026 | NT | 2035 | TWh | 366 | Sub_sector | Households | Appliances | Households (appliances) | Energetic | households_appliances_final_demand_hydrogen | Hydrogen | EU | Energy demand | 0 | FEC
SK | TYNDP2026 | NT | 2035 | TWh | 367 | Sub_sector | Households | Appliances | Households (appliances) | Energetic | households_appliances_final_demand_methane | Methane | EU | Energy demand | 0.8317 | FEC
SK | TYNDP2026 | NT | 2035 | TWh | 368 | Sub_sector | Households | Appliances | Households (appliances) | Energetic | households_appliances_final_demand_heat | Heat | EU | Energy demand | 0 | FEC
SK | TYNDP2026 | NT | 2035 | TWh | 369 | Sub_sector | Households | Appliances | Households (appliances) | Energetic | households_appliances_final_demand_biomass | Biomass | EU | Energy demand | 0.0019112 | FEC
SK | TYNDP2026 | NT | 2035 | TWh | 370 | Sub_sector | Households | Appliances | Households (appliances) | Energetic | households_appliances_final_demand_coal | Solids | EU | Energy demand | 0 | FEC
SK | TYNDP2026 | NT | 2035 | TWh | 371 | Sub_sector | Households | Appliances | Households (appliances) | Energetic | households_appliances_final_demand_oil | Liquids | EU | Energy demand | 0 | FEC
SK | TYNDP2026 | NT | 2035 | TWh | 372 | Sub_sector | Households | Appliances | Households (appliances) | Energetic | households_appliances_final_demand_other | Others | EU | Energy demand | 0 | FEC
SK | TYNDP2026 | NT | 2035 | TWh | 373 | Sub_sector | Households | Appliances | Households (appliances) | Energetic | households_appliances_final_demand_ammonia | Ammonia | EU | Energy demand | 0 | FEC
SK | TYNDP2026 | NT | 2035 | TWh | 375 | Sub_sector | Buildings | Space heating | Buildings (heat) | Energetic | buildings_heat_final_demand_electricity | Electricity | EU | Energy demand | 1.8459 | FEC
SK | TYNDP2026 | NT | 2035 | TWh | 376 | Sub_sector | Buildings | Space heating | Buildings (heat) | Energetic | buildings_heat_final_demand_hydrogen | Hydrogen | EU | Energy demand | 0.43999 | FEC
SK | TYNDP2026 | NT | 2035 | TWh | 377 | Sub_sector | Buildings | Space heating | Buildings (heat) | Energetic | buildings_heat_final_demand_methane | Methane | EU | Energy demand | 2.1827 | FEC
SK | TYNDP2026 | NT | 2035 | TWh | 378 | Sub_sector | Buildings | Space heating | Buildings (heat) | Energetic | buildings_heat_final_demand_heat | Heat | EU | Energy demand | 0.89164 | FEC
SK | TYNDP2026 | NT | 2035 | TWh | 379 | Sub_sector | Buildings | Space heating | Buildings (heat) | Energetic | buildings_heat_final_demand_biomass | Biomass | EU | Energy demand | 0.092026 | FEC
SK | TYNDP2026 | NT | 2035 | TWh | 380 | Sub_sector | Buildings | Space heating | Buildings (heat) | Energetic | buildings_heat_final_demand_coal | Solids | EU | Energy demand | 0.50735 | FEC
SK | TYNDP2026 | NT | 2035 | TWh | 381 | Sub_sector | Buildings | Space heating | Buildings (heat) | Energetic | buildings_heat_final_demand_oil | Liquids | EU | Energy demand | 0.036693 | FEC
SK | TYNDP2026 | NT | 2035 | TWh | 382 | Sub_sector | Buildings | Space heating | Buildings (heat) | Energetic | buildings_heat_final_demand_other | Others | EU | Energy demand | 0.0010833 | FEC
SK | TYNDP2026 | NT | 2035 | TWh | 383 | Sub_sector | Buildings | Space heating | Buildings (heat) | Energetic | buildings_heat_final_demand_ammonia | Ammonia | EU | Energy demand | 0 | FEC
SK | TYNDP2026 | NT | 2035 | TWh | 386 | Sub_sector | Buildings | Cooling | Buildings (cooling) | Energetic | buildings_cooling_final_demand_electricity | Electricity | EU | Energy demand | 0.27114 | FEC
SK | TYNDP2026 | NT | 2035 | TWh | 387 | Sub_sector | Buildings | Cooling | Buildings (cooling) | Energetic | buildings_cooling_final_demand_hydrogen | Hydrogen | EU | Energy demand | 0 | FEC
SK | TYNDP2026 | NT | 2035 | TWh | 388 | Sub_sector | Buildings | Cooling | Buildings (cooling) | Energetic | buildings_cooling_final_demand_methane | Methane | EU | Energy demand | 0 | FEC
SK | TYNDP2026 | NT | 2035 | TWh | 389 | Sub_sector | Buildings | Cooling | Buildings (cooling) | Energetic | buildings_cooling_final_demand_heat | Heat | EU | Energy demand | 0 | FEC
SK | TYNDP2026 | NT | 2035 | TWh | 390 | Sub_sector | Buildings | Cooling | Buildings (cooling) | Energetic | buildings_cooling_final_demand_biomass | Biomass | EU | Energy demand | 0 | FEC
SK | TYNDP2026 | NT | 2035 | TWh | 391 | Sub_sector | Buildings | Cooling | Buildings (cooling) | Energetic | buildings_cooling_final_demand_coal | Solids | EU | Energy demand | 0 | FEC
SK | TYNDP2026 | NT | 2035 | TWh | 392 | Sub_sector | Buildings | Cooling | Buildings (cooling) | Energetic | buildings_cooling_final_demand_oil | Liquids | EU | Energy demand | 0 | FEC
SK | TYNDP2026 | NT | 2035 | TWh | 393 | Sub_sector | Buildings | Cooling | Buildings (cooling) | Energetic | buildings_cooling_final_demand_other | Others | EU | Energy demand | 0 | FEC
SK | TYNDP2026 | NT | 2035 | TWh | 394 | Sub_sector | Buildings | Cooling | Buildings (cooling) | Energetic | buildings_cooling_final_demand_ammonia | Ammonia | EU | Energy demand | 0 | FEC
SK | TYNDP2026 | NT | 2035 | TWh | 397 | Sub_sector | Buildings | Appliances | Buildings (appliances) | Energetic | buildings_appliances_final_demand_electricity | Electricity | EU | Energy demand | 4.0448 | FEC
SK | TYNDP2026 | NT | 2035 | TWh | 398 | Sub_sector | Buildings | Appliances | Buildings (appliances) | Energetic | buildings_appliances_final_demand_hydrogen | Hydrogen | EU | Energy demand | 0 | FEC
SK | TYNDP2026 | NT | 2035 | TWh | 399 | Sub_sector | Buildings | Appliances | Buildings (appliances) | Energetic | buildings_appliances_final_demand_methane | Methane | EU | Energy demand | 0.81897 | FEC
SK | TYNDP2026 | NT | 2035 | TWh | 400 | Sub_sector | Buildings | Appliances | Buildings (appliances) | Energetic | buildings_appliances_final_demand_heat | Heat | EU | Energy demand | 0 | FEC
SK | TYNDP2026 | NT | 2035 | TWh | 401 | Sub_sector | Buildings | Appliances | Buildings (appliances) | Energetic | buildings_appliances_final_demand_biomass | Biomass | EU | Energy demand | 0 | FEC
SK | TYNDP2026 | NT | 2035 | TWh | 402 | Sub_sector | Buildings | Appliances | Buildings (appliances) | Energetic | buildings_appliances_final_demand_coal | Solids | EU | Energy demand | 0 | FEC
SK | TYNDP2026 | NT | 2035 | TWh | 403 | Sub_sector | Buildings | Appliances | Buildings (appliances) | Energetic | buildings_appliances_final_demand_oil | Liquids | EU | Energy demand | 0 | FEC
SK | TYNDP2026 | NT | 2035 | TWh | 404 | Sub_sector | Buildings | Appliances | Buildings (appliances) | Energetic | buildings_appliances_final_demand_other | Others | EU | Energy demand | 0 | FEC
SK | TYNDP2026 | NT | 2035 | TWh | 405 | Sub_sector | Buildings | Appliances | Buildings (appliances) | Energetic | buildings_appliances_final_demand_ammonia | Ammonia | EU | Energy demand | 0 | FEC
SK | TYNDP2026 | NT | 2035 | TWh | 407 | Sub_sector | Buildings | Datacenters | Datacenters & ICT | Energetic | datacentres_final_demand_electricity_energetic | Electricity | EU | Energy demand | 1.4499 | FEC
SK | TYNDP2026 | NT | 2035 | TWh | 408 | Sub_sector | Buildings | Datacenters | Datacenters & ICT | Energetic | datacentres_final_demand_hydrogen_energetic | Hydrogen | EU | Energy demand | 0 | FEC
SK | TYNDP2026 | NT | 2035 | TWh | 409 | Sub_sector | Buildings | Datacenters | Datacenters & ICT | Energetic | datacentres_final_demand_methane_energetic | Methane | EU | Energy demand | 0 | FEC
SK | TYNDP2026 | NT | 2035 | TWh | 410 | Sub_sector | Buildings | Datacenters | Datacenters & ICT | Energetic | datacentres_final_demand_heat_energetic | Heat | EU | Energy demand | 0 | FEC
SK | TYNDP2026 | NT | 2035 | TWh | 411 | Sub_sector | Buildings | Datacenters | Datacenters & ICT | Energetic | datacentres_final_demand_biomass_energetic | Biomass | EU | Energy demand | 0 | FEC
SK | TYNDP2026 | NT | 2035 | TWh | 412 | Sub_sector | Buildings | Datacenters | Datacenters & ICT | Energetic | datacentres_final_demand_coal_energetic | Solids | EU | Energy demand | 0 | FEC
SK | TYNDP2026 | NT | 2035 | TWh | 413 | Sub_sector | Buildings | Datacenters | Datacenters & ICT | Energetic | datacentres_final_demand_oil_energetic | Liquids | EU | Energy demand | 0 | FEC
SK | TYNDP2026 | NT | 2035 | TWh | 414 | Sub_sector | Buildings | Datacenters | Datacenters & ICT | Energetic | datacentres_final_demand_other_energetic | Others | EU | Energy demand | 0 | FEC
SK | TYNDP2026 | NT | 2035 | TWh | 415 | Sub_sector | Buildings | Datacenters | Datacenters & ICT | Energetic | datacentres_final_demand_ammonia_energetic | Ammonia | EU | Energy demand | 0 | FEC
SK | TYNDP2026 | NT | 2035 | TWh | 417 | Sub_sector | Transport | Others_Sector | Others_Sector | Energetic | other_final_demand_electricity_energetic | Electricity | EU | Energy demand | 0 | FEC
SK | TYNDP2026 | NT | 2035 | TWh | 418 | Sub_sector | Transport | Others_Sector | Others_Sector | Energetic | other_final_demand_hydrogen_energetic | Hydrogen | EU | Energy demand | 0 | FEC
SK | TYNDP2026 | NT | 2035 | TWh | 419 | Sub_sector | Transport | Pipeline Transport | Others_Sector | Energetic | other_final_demand_methane_energetic | Methane | EU | Energy demand | 2.0728 | FEC
SK | TYNDP2026 | NT | 2035 | TWh | 420 | Sub_sector | Transport | Others_Sector | Others_Sector | Energetic | other_final_demand_heat_energetic | Heat | EU | Energy demand | 0 | FEC
SK | TYNDP2026 | NT | 2035 | TWh | 421 | Sub_sector | Transport | Others_Sector | Others_Sector | Energetic | other_final_demand_biomass_energetic | Biomass | EU | Energy demand | 0 | FEC
SK | TYNDP2026 | NT | 2035 | TWh | 422 | Sub_sector | Transport | Others_Sector | Others_Sector | Energetic | other_final_demand_coal_energetic | Solids | EU | Energy demand | 0 | FEC
SK | TYNDP2026 | NT | 2035 | TWh | 423 | Sub_sector | Transport | Others_Sector | Others_Sector | Energetic | other_final_demand_oil_energetic | Liquids | EU | Energy demand | 0.55114 | FEC
SK | TYNDP2026 | NT | 2035 | TWh | 424 | Sub_sector | Others_Sector | Others_Sector | Others_Sector | Non-energetic | other_final_demand_oil_non_energetic | Liquids | EU | Energy demand | 0.43604 | not_included_in_FEC
SK | TYNDP2026 | NT | 2035 | TWh | 425 | Sub_sector | Transport | Others_Sector | Others_Sector | Energetic | other_final_demand_other_energetic | Others | EU | Energy demand | 0 | FEC
SK | TYNDP2026 | NT | 2035 | TWh | 426 | Sub_sector | Transport | Others_Sector | Others_Sector | Energetic | other_final_demand_ammonia_energetic | Ammonia | EU | Energy demand | 0 | FEC
SK | TYNDP2026 | NT | 2035 | TWh | 427 | Sub_sector | Industry | Surplus_Heat_in_Industry | Surplus_Heat_in_Industry | Energetic | final_demand_of_industry_unused_local_production_steam_hot_water | Heat | EU | Energy demand | 0 | FEC
SK | TYNDP2026 | NT | 2035 | TWh | 429 | Sub_sector | Agriculture | Total | Agriculture | Energetic | agriculture_final_demand_electricity_energetic | Electricity | EU | Energy demand | 0.33286 | FEC
SK | TYNDP2026 | NT | 2035 | TWh | 430 | Sub_sector | Agriculture | Total | Agriculture | Energetic | agriculture_final_demand_hydrogen_energetic | Hydrogen | EU | Energy demand | 0 | FEC
SK | TYNDP2026 | NT | 2035 | TWh | 431 | Sub_sector | Agriculture | Total | Agriculture | Energetic | agriculture_final_demand_methane_energetic | Methane | EU | Energy demand | 0.43695 | FEC
SK | TYNDP2026 | NT | 2035 | TWh | 432 | Sub_sector | Agriculture | Total | Agriculture | Energetic | agriculture_final_demand_heat_energetic | Heat | EU | Energy demand | 0.010713 | FEC
SK | TYNDP2026 | NT | 2035 | TWh | 433 | Sub_sector | Agriculture | Total | Agriculture | Energetic | agriculture_final_demand_biomass_energetic | Biomass | EU | Energy demand | 0.13471 | FEC
SK | TYNDP2026 | NT | 2035 | TWh | 434 | Sub_sector | Agriculture | Total | Agriculture | Energetic | agriculture_final_demand_coal_energetic | Solids | EU | Energy demand | 0 | FEC
SK | TYNDP2026 | NT | 2035 | TWh | 435 | Sub_sector | Agriculture | Total | Agriculture | Energetic | agriculture_final_demand_oil_energetic | Liquids | EU | Energy demand | 0.44548 | FEC
SK | TYNDP2026 | NT | 2035 | TWh | 436 | Sub_sector | Agriculture | Total | Agriculture | Energetic | agriculture_final_demand_other_energetic | Others | EU | Energy demand | 0 | FEC
SK | TYNDP2026 | NT | 2035 | TWh | 437 | Sub_sector | Agriculture | Total | Agriculture | Energetic | agriculture_final_demand_ammonia_energetic | Ammonia | EU | Energy demand | 0 | FEC
SK | TYNDP2026 | NT | 2035 | TWh | 447 | Sub_sector | Buildings | Surplus Energy | Buildings | Energetic | GAP | Electricity | EU | Energy demand | 0 | FEC
SK | TYNDP2026 | NT | 2035 | TWh | 448 | Sub_sector | Buildings | Surplus Energy | Buildings | Energetic | GAP | Hydrogen | EU | Energy demand | 0 | FEC
SK | TYNDP2026 | NT | 2035 | TWh | 449 | Sub_sector | Buildings | Surplus Energy | Buildings | Energetic | GAP | Methane | EU | Energy demand | 0 | FEC
SK | TYNDP2026 | NT | 2035 | TWh | 450 | Sub_sector | Buildings | Surplus Energy | Buildings | Energetic | GAP | Heat | EU | Energy demand | 0 | FEC
SK | TYNDP2026 | NT | 2035 | TWh | 451 | Sub_sector | Buildings | Surplus Energy | Buildings | Energetic | GAP | Biomass | EU | Energy demand | 0.00018181 | FEC
SK | TYNDP2026 | NT | 2035 | TWh | 452 | Sub_sector | Buildings | Surplus Energy | Buildings | Energetic | GAP | Solids | EU | Energy demand | 0.10898 | FEC
SK | TYNDP2026 | NT | 2035 | TWh | 453 | Sub_sector | Buildings | Surplus Energy | Buildings | Energetic | GAP | Liquids | EU | Energy demand | 0.0004858 | FEC
SK | TYNDP2026 | NT | 2035 | TWh | 454 | Sub_sector | Buildings | Surplus Energy | Buildings | Energetic | GAP | Others | EU | Energy demand | 0 | FEC
SK | TYNDP2026 | NT | 2035 | TWh | 455 | Sub_sector | Buildings | Surplus Energy | Buildings | Energetic | GAP | Ammonia | EU | Energy demand | 0 | FEC
SK | TYNDP2026 | NT | 2035 | TWh | 456 | Sub_sector | Households | Surplus Energy | Households | Energetic | GAP | Electricity | EU | Energy demand | 0 | FEC
SK | TYNDP2026 | NT | 2035 | TWh | 457 | Sub_sector | Households | Surplus Energy | Households | Energetic | GAP | Hydrogen | EU | Energy demand | 0 | FEC
SK | TYNDP2026 | NT | 2035 | TWh | 458 | Sub_sector | Households | Surplus Energy | Households | Energetic | GAP | Methane | EU | Energy demand | 0 | FEC
SK | TYNDP2026 | NT | 2035 | TWh | 459 | Sub_sector | Households | Surplus Energy | Households | Energetic | GAP | Heat | EU | Energy demand | 0 | FEC
SK | TYNDP2026 | NT | 2035 | TWh | 460 | Sub_sector | Households | Surplus Energy | Households | Energetic | GAP | Biomass | EU | Energy demand | 0 | FEC
SK | TYNDP2026 | NT | 2035 | TWh | 461 | Sub_sector | Households | Surplus Energy | Households | Energetic | GAP | Solids | EU | Energy demand | 0 | FEC
SK | TYNDP2026 | NT | 2035 | TWh | 462 | Sub_sector | Households | Surplus Energy | Households | Energetic | GAP | Liquids | EU | Energy demand | 0 | FEC
SK | TYNDP2026 | NT | 2035 | TWh | 463 | Sub_sector | Households | Surplus Energy | Households | Energetic | GAP | Others | EU | Energy demand | 0 | FEC
SK | TYNDP2026 | NT | 2035 | TWh | 464 | Sub_sector | Households | Surplus Energy | Households | Energetic | GAP | Ammonia | EU | Energy demand | 0 | FEC
SK | TYNDP2026 | NT | 2040 | TWh | 102 | Sub_sector | Industry | Aluminium | Industry (aluminium) | Energetic | industry_aluminium_demand_electricity_energetic | Electricity | EU | Energy demand | 1.2081 | FEC
SK | TYNDP2026 | NT | 2040 | TWh | 103 | Sub_sector | Industry | Aluminium | Industry (aluminium) | Energetic | industry_aluminium_demand_hydrogen_energetic | Hydrogen | EU | Energy demand | 0 | FEC
SK | TYNDP2026 | NT | 2040 | TWh | 104 | Sub_sector | Industry | Aluminium | Industry (aluminium) | Energetic | industry_aluminium_demand_methane_energetic | Methane | EU | Energy demand | 0.19374 | FEC
SK | TYNDP2026 | NT | 2040 | TWh | 105 | Sub_sector | Industry | Aluminium | Industry (aluminium) | Energetic | industry_aluminium_demand_heat_energetic | Heat | EU | Energy demand | 0 | FEC
SK | TYNDP2026 | NT | 2040 | TWh | 106 | Sub_sector | Industry | Aluminium | Industry (aluminium) | Energetic | industry_aluminium_demand_biomass_energetic | Biomass | EU | Energy demand | 0 | FEC
SK | TYNDP2026 | NT | 2040 | TWh | 107 | Sub_sector | Industry | Aluminium | Industry (aluminium) | Energetic | industry_aluminium_demand_coal_energetic | Solids | EU | Energy demand | 0 | FEC
SK | TYNDP2026 | NT | 2040 | TWh | 108 | Sub_sector | Industry | Aluminium | Industry (aluminium) | Energetic | industry_aluminium_demand_oil_energetic | Liquids | EU | Energy demand | 0 | FEC
SK | TYNDP2026 | NT | 2040 | TWh | 109 | Sub_sector | Industry | Aluminium | Industry (aluminium) | Energetic | industry_aluminium_demand_others_energetic | Others | EU | Energy demand | 0 | FEC
SK | TYNDP2026 | NT | 2040 | TWh | 110 | Sub_sector | Industry | Aluminium | Industry (aluminium) | Energetic | industry_ammonia_demand_others_energetic | Ammonia | EU | Energy demand | 0 | FEC
SK | TYNDP2026 | NT | 2040 | TWh | 112 | Sub_sector | Industry | Chemicals | Industry (chemicals, energetic) | Energetic | industry_chemical_demand_electricity_energetic | Electricity | EU | Energy demand | 1.8647 | FEC
SK | TYNDP2026 | NT | 2040 | TWh | 113 | Sub_sector | Industry | Chemicals | Industry (chemicals, energetic) | Energetic | industry_chemical_demand_hydrogen_energetic | Hydrogen | EU | Energy demand | 0.30142 | FEC
SK | TYNDP2026 | NT | 2040 | TWh | 114 | Sub_sector | Industry | Chemicals | Industry (chemicals, energetic) | Energetic | industry_chemical_demand_methane_energetic | Methane | EU | Energy demand | 0.32653 | FEC
SK | TYNDP2026 | NT | 2040 | TWh | 115 | Sub_sector | Industry | Chemicals | Industry (chemicals, energetic) | Energetic | industry_chemical_demand_heat_energetic | Heat | EU | Energy demand | 0.24867 | FEC
SK | TYNDP2026 | NT | 2040 | TWh | 116 | Sub_sector | Industry | Chemicals | Industry (chemicals, energetic) | Energetic | industry_chemical_demand_biomass_energetic | Biomass | EU | Energy demand | 0.45212 | FEC
SK | TYNDP2026 | NT | 2040 | TWh | 117 | Sub_sector | Industry | Chemicals | Industry (chemicals, energetic) | Energetic | industry_chemical_demand_coal_energetic | Solids | EU | Energy demand | 0 | FEC
SK | TYNDP2026 | NT | 2040 | TWh | 118 | Sub_sector | Industry | Chemicals | Industry (chemicals, energetic) | Energetic | industry_chemical_demand_oil_energetic | Liquids | EU | Energy demand | 0 | FEC
SK | TYNDP2026 | NT | 2040 | TWh | 119 | Sub_sector | Industry | Chemicals | Industry (chemicals, energetic) | Energetic | industry_chemical_demand_others_energetic | Others | EU | Energy demand | 0 | FEC
SK | TYNDP2026 | NT | 2040 | TWh | 120 | Sub_sector | Industry | Chemicals | Industry (chemicals, energetic) | Energetic | industry_chemical_demand_ammonia_energetic | Ammonia | EU | Energy demand | 0 | FEC
SK | TYNDP2026 | NT | 2040 | TWh | 122 | Sub_sector | Industry | Chemicals | Industry (chemicals, non-energetic) | Non-energetic | industry_chemical_demand_electricity_non_energetic | Electricity | EU | Energy demand | 0 | not_included_in_FEC
SK | TYNDP2026 | NT | 2040 | TWh | 123 | Sub_sector | Industry | Chemicals | Industry (chemicals, non-energetic) | Non-energetic | industry_chemical_demand_hydrogen_non_energetic | Hydrogen | EU | Energy demand | 1.9964 | not_included_in_FEC
SK | TYNDP2026 | NT | 2040 | TWh | 124 | Sub_sector | Industry | Chemicals | Industry (chemicals, non-energetic) | Non-energetic | industry_chemical_demand_methane_non_energetic | Methane | EU | Energy demand | 0.40788 | not_included_in_FEC
SK | TYNDP2026 | NT | 2040 | TWh | 125 | Sub_sector | Industry | Chemicals | Industry (chemicals, non-energetic) | Non-energetic | industry_chemical_demand_heat_non_energetic | Heat | EU | Energy demand | 0 | not_included_in_FEC
SK | TYNDP2026 | NT | 2040 | TWh | 126 | Sub_sector | Industry | Chemicals | Industry (chemicals, non-energetic) | Non-energetic | industry_chemical_demand_biomass_non_energetic | Biomass | EU | Energy demand | 0.63493 | not_included_in_FEC
SK | TYNDP2026 | NT | 2040 | TWh | 127 | Sub_sector | Industry | Chemicals | Industry (chemicals, non-energetic) | Non-energetic | industry_chemical_demand_coal_non_energetic | Solids | EU | Energy demand | 0.0048797 | not_included_in_FEC
SK | TYNDP2026 | NT | 2040 | TWh | 128 | Sub_sector | Industry | Chemicals | Industry (chemicals, non-energetic) | Non-energetic | industry_chemical_demand_oil_non_energetic | Liquids | EU | Energy demand | 2.6967 | not_included_in_FEC
SK | TYNDP2026 | NT | 2040 | TWh | 129 | Sub_sector | Industry | Chemicals | Industry (chemicals, non-energetic) | Non-energetic | industry_chemical_demand_others_non_energetic | Others | EU | Energy demand | 0 | not_included_in_FEC
SK | TYNDP2026 | NT | 2040 | TWh | 130 | Sub_sector | Industry | Chemicals | Industry (chemicals, non-energetic) | Non-energetic | industry_chemical_demand_ammonia_non_energetic | Ammonia | EU | Energy demand | 0 | not_included_in_FEC
SK | TYNDP2026 | NT | 2040 | TWh | 132 | Sub_sector | Industry | Fertilizers | Industry (fertilizers, energetic) | Energetic | industry_fertilizers_demand_electricity_energetic | Electricity | EU | Energy demand | 0.2131 | FEC
SK | TYNDP2026 | NT | 2040 | TWh | 133 | Sub_sector | Industry | Fertilizers | Industry (fertilizers, energetic) | Energetic | industry_fertilizers_demand_hydrogen_energetic | Hydrogen | EU | Energy demand | 0.60634 | FEC
SK | TYNDP2026 | NT | 2040 | TWh | 134 | Sub_sector | Industry | Fertilizers | Industry (fertilizers, energetic) | Energetic | industry_fertilizers_demand_methane_energetic | Methane | EU | Energy demand | 0.87254 | FEC
SK | TYNDP2026 | NT | 2040 | TWh | 135 | Sub_sector | Industry | Fertilizers | Industry (fertilizers, energetic) | Energetic | industry_fertilizers_demand_heat_energetic | Heat | EU | Energy demand | 0 | FEC
SK | TYNDP2026 | NT | 2040 | TWh | 136 | Sub_sector | Industry | Fertilizers | Industry (fertilizers, energetic) | Energetic | industry_fertilizers_demand_biomass_energetic | Biomass | EU | Energy demand | 0 | FEC
SK | TYNDP2026 | NT | 2040 | TWh | 137 | Sub_sector | Industry | Fertilizers | Industry (fertilizers, energetic) | Energetic | industry_fertilizers_demand_coal_energetic | Solids | EU | Energy demand | 0 | FEC
SK | TYNDP2026 | NT | 2040 | TWh | 138 | Sub_sector | Industry | Fertilizers | Industry (fertilizers, energetic) | Energetic | industry_fertilizers_demand_oil_energetic | Liquids | EU | Energy demand | 0 | FEC
SK | TYNDP2026 | NT | 2040 | TWh | 139 | Sub_sector | Industry | Fertilizers | Industry (fertilizers, energetic) | Energetic | industry_fertilizers_demand_others_energetic | Others | EU | Energy demand | 0 | FEC
SK | TYNDP2026 | NT | 2040 | TWh | 140 | Sub_sector | Industry | Fertilizers | Industry (fertilizers, energetic) | Energetic | industry_fertilizers_demand_ammonia_energetic | Ammonia | EU | Energy demand | 0 | FEC
SK | TYNDP2026 | NT | 2040 | TWh | 142 | Sub_sector | Industry | Fertilizers | Industry (fertilizers, non-energetic) | Non-energetic | industry_fertilizers_demand_electricity_non_energetic | Electricity | EU | Energy demand | 0 | not_included_in_FEC
SK | TYNDP2026 | NT | 2040 | TWh | 143 | Sub_sector | Industry | Fertilizers | Industry (fertilizers, non-energetic) | Non-energetic | industry_fertilizers_demand_hydrogen_non_energetic | Hydrogen | EU | Energy demand | 1.5373 | not_included_in_FEC
SK | TYNDP2026 | NT | 2040 | TWh | 144 | Sub_sector | Industry | Fertilizers | Industry (fertilizers, non-energetic) | Non-energetic | industry_fertilizers_demand_methane_non_energetic | Methane | EU | Energy demand | 3.1441 | not_included_in_FEC
SK | TYNDP2026 | NT | 2040 | TWh | 145 | Sub_sector | Industry | Fertilizers | Industry (fertilizers, non-energetic) | Non-energetic | industry_fertilizers_demand_heat_non_energetic | Heat | EU | Energy demand | 0 | not_included_in_FEC
SK | TYNDP2026 | NT | 2040 | TWh | 146 | Sub_sector | Industry | Fertilizers | Industry (fertilizers, non-energetic) | Non-energetic | industry_fertilizers_demand_biomass_non_energetic | Biomass | EU | Energy demand | 0 | not_included_in_FEC
SK | TYNDP2026 | NT | 2040 | TWh | 147 | Sub_sector | Industry | Fertilizers | Industry (fertilizers, non-energetic) | Non-energetic | industry_fertilizers_demand_coal_non_energetic | Solids | EU | Energy demand | 0 | not_included_in_FEC
SK | TYNDP2026 | NT | 2040 | TWh | 148 | Sub_sector | Industry | Fertilizers | Industry (fertilizers, non-energetic) | Non-energetic | industry_fertilizers_demand_oil_non_energetic | Liquids | EU | Energy demand | 0 | not_included_in_FEC
SK | TYNDP2026 | NT | 2040 | TWh | 149 | Sub_sector | Industry | Fertilizers | Industry (fertilizers, non-energetic) | Non-energetic | industry_fertilizers_demand_others_non_energetic | Others | EU | Energy demand | 0 | not_included_in_FEC
SK | TYNDP2026 | NT | 2040 | TWh | 150 | Sub_sector | Industry | Fertilizers | Industry (fertilizers, non-energetic) | Non-energetic | industry_fertilizers_demand_ammonia_non_energetic | Ammonia | EU | Energy demand | 0 | not_included_in_FEC
SK | TYNDP2026 | NT | 2040 | TWh | 152 | Sub_sector | Industry | Food | Industry (food) | Energetic | industry_food_demand_electricity_energetic | Electricity | EU | Energy demand | 0.86608 | FEC
SK | TYNDP2026 | NT | 2040 | TWh | 153 | Sub_sector | Industry | Food | Industry (food) | Energetic | industry_food_demand_hydrogen_energetic | Hydrogen | EU | Energy demand | 0 | FEC
SK | TYNDP2026 | NT | 2040 | TWh | 154 | Sub_sector | Industry | Food | Industry (food) | Energetic | industry_food_demand_methane_energetic | Methane | EU | Energy demand | 0.28312 | FEC
SK | TYNDP2026 | NT | 2040 | TWh | 155 | Sub_sector | Industry | Food | Industry (food) | Energetic | industry_food_demand_heat_energetic | Heat | EU | Energy demand | 0 | FEC
SK | TYNDP2026 | NT | 2040 | TWh | 156 | Sub_sector | Industry | Food | Industry (food) | Energetic | industry_food_demand_biomass_energetic | Biomass | EU | Energy demand | 0 | FEC
SK | TYNDP2026 | NT | 2040 | TWh | 157 | Sub_sector | Industry | Food | Industry (food) | Energetic | industry_food_demand_coal_energetic | Solids | EU | Energy demand | 0 | FEC
SK | TYNDP2026 | NT | 2040 | TWh | 158 | Sub_sector | Industry | Food | Industry (food) | Energetic | industry_food_demand_oil_energetic | Liquids | EU | Energy demand | 0.018059 | FEC
SK | TYNDP2026 | NT | 2040 | TWh | 159 | Sub_sector | Industry | Food | Industry (food) | Energetic | industry_food_demand_others_energetic | Others | EU | Energy demand | 0 | FEC
SK | TYNDP2026 | NT | 2040 | TWh | 160 | Sub_sector | Industry | Food | Industry (food) | Energetic | industry_food_demand_ammonia_energetic | Ammonia | EU | Energy demand | 0 | FEC
SK | TYNDP2026 | NT | 2040 | TWh | 162 | Sub_sector | Industry | Metals | Industry (metal) | Energetic | industry_metal_demand_electricity_energetic | Electricity | EU | Energy demand | 0 | FEC
SK | TYNDP2026 | NT | 2040 | TWh | 163 | Sub_sector | Industry | Metals | Industry (metal) | Energetic | industry_metal_demand_hydrogen_energetic | Hydrogen | EU | Energy demand | 0 | FEC
SK | TYNDP2026 | NT | 2040 | TWh | 164 | Sub_sector | Industry | Metals | Industry (metal) | Energetic | industry_metal_demand_methane_energetic | Methane | EU | Energy demand | 0.18308 | FEC
SK | TYNDP2026 | NT | 2040 | TWh | 165 | Sub_sector | Industry | Metals | Industry (metal) | Energetic | industry_metal_demand_heat_energetic | Heat | EU | Energy demand | 0.014584 | FEC
SK | TYNDP2026 | NT | 2040 | TWh | 166 | Sub_sector | Industry | Metals | Industry (metal) | Energetic | industry_metal_demand_biomass_energetic | Biomass | EU | Energy demand | 0 | FEC
SK | TYNDP2026 | NT | 2040 | TWh | 167 | Sub_sector | Industry | Metals | Industry (metal) | Energetic | industry_metal_demand_coal_energetic | Solids | EU | Energy demand | 0 | FEC
SK | TYNDP2026 | NT | 2040 | TWh | 168 | Sub_sector | Industry | Metals | Industry (metal) | Energetic | industry_metal_demand_oil_energetic | Liquids | EU | Energy demand | 0 | FEC
SK | TYNDP2026 | NT | 2040 | TWh | 169 | Sub_sector | Industry | Metals | Industry (metal) | Energetic | industry_metal_demand_others_energetic | Others | EU | Energy demand | 0 | FEC
SK | TYNDP2026 | NT | 2040 | TWh | 170 | Sub_sector | Industry | Metals | Industry (metal) | Energetic | industry_metal_demand_ammonia_energetic | Ammonia | EU | Energy demand | 0 | FEC
SK | TYNDP2026 | NT | 2040 | TWh | 172 | Sub_sector | Industry | Others | Industry (other, energetic) | Energetic | industry_other_demand_electricity_energetic | Electricity | EU | Energy demand | 6.1987 | FEC
SK | TYNDP2026 | NT | 2040 | TWh | 173 | Sub_sector | Industry | Others | Industry (other, energetic) | Energetic | industry_other_demand_hydrogen_energetic | Hydrogen | EU | Energy demand | 1.4415 | FEC
SK | TYNDP2026 | NT | 2040 | TWh | 174 | Sub_sector | Industry | Others | Industry (other, energetic) | Energetic | industry_other_demand_methane_energetic | Methane | EU | Energy demand | 2.1623 | FEC
SK | TYNDP2026 | NT | 2040 | TWh | 175 | Sub_sector | Industry | Others | Industry (other, energetic) | Energetic | industry_other_demand_heat_energetic | Heat | EU | Energy demand | 0 | FEC
SK | TYNDP2026 | NT | 2040 | TWh | 176 | Sub_sector | Industry | Others | Industry (other, energetic) | Energetic | industry_other_demand_biomass_energetic | Biomass | EU | Energy demand | 1.9461 | FEC
SK | TYNDP2026 | NT | 2040 | TWh | 177 | Sub_sector | Industry | Others | Industry (other, energetic) | Energetic | industry_other_demand_coal_energetic | Solids | EU | Energy demand | 0.6487 | FEC
SK | TYNDP2026 | NT | 2040 | TWh | 178 | Sub_sector | Industry | Others | Industry (other, energetic) | Energetic | industry_other_demand_oil_energetic | Liquids | EU | Energy demand | 2.0182 | FEC
SK | TYNDP2026 | NT | 2040 | TWh | 179 | Sub_sector | Industry | Others | Industry (other, energetic) | Energetic | industry_other_demand_others_energetic | Others | EU | Energy demand | 0 | FEC
SK | TYNDP2026 | NT | 2040 | TWh | 180 | Sub_sector | Industry | Others | Industry (other, energetic) | Energetic | industry_other_demand_ammonia_energetic | Ammonia | EU | Energy demand | 0 | FEC
SK | TYNDP2026 | NT | 2040 | TWh | 182 | Sub_sector | Industry | Others | Industry (other, non-energetic) | Non-energetic | industry_other_demand_electricity_non_energetic | Electricity | EU | Energy demand | 0 | not_included_in_FEC
SK | TYNDP2026 | NT | 2040 | TWh | 183 | Sub_sector | Industry | Others | Industry (other, non-energetic) | Non-energetic | industry_other_demand_hydrogen_non_energetic | Hydrogen | EU | Energy demand | 0 | not_included_in_FEC
SK | TYNDP2026 | NT | 2040 | TWh | 184 | Sub_sector | Industry | Others | Industry (other, non-energetic) | Non-energetic | industry_other_demand_methane_non_energetic | Methane | EU | Energy demand | 0 | not_included_in_FEC
SK | TYNDP2026 | NT | 2040 | TWh | 185 | Sub_sector | Industry | Others | Industry (other, non-energetic) | Non-energetic | industry_other_demand_heat_non_energetic | Heat | EU | Energy demand | 0 | not_included_in_FEC
SK | TYNDP2026 | NT | 2040 | TWh | 186 | Sub_sector | Industry | Others | Industry (other, non-energetic) | Non-energetic | industry_other_demand_biomass_non_energetic | Biomass | EU | Energy demand | 0 | not_included_in_FEC
SK | TYNDP2026 | NT | 2040 | TWh | 187 | Sub_sector | Industry | Others | Industry (other, non-energetic) | Non-energetic | industry_other_demand_coal_non_energetic | Solids | EU | Energy demand | 0 | not_included_in_FEC
SK | TYNDP2026 | NT | 2040 | TWh | 188 | Sub_sector | Industry | Others | Industry (other, non-energetic) | Non-energetic | industry_other_demand_oil_non_energetic | Liquids | EU | Energy demand | 1.5656 | not_included_in_FEC
SK | TYNDP2026 | NT | 2040 | TWh | 189 | Sub_sector | Industry | Others | Industry (other, non-energetic) | Non-energetic | industry_other_demand_others_non_energetic | Others | EU | Energy demand | 0 | not_included_in_FEC
SK | TYNDP2026 | NT | 2040 | TWh | 190 | Sub_sector | Industry | Others | Industry (other, non-energetic) | Non-energetic | industry_other_demand_ammonia_non_energetic | Ammonia | EU | Energy demand | 0 | not_included_in_FEC
SK | TYNDP2026 | NT | 2040 | TWh | 192 | Sub_sector | Industry | Paper | Industry (paper) | Energetic | industry_paper_demand_electricity_energetic | Electricity | EU | Energy demand | 1.921 | FEC
SK | TYNDP2026 | NT | 2040 | TWh | 193 | Sub_sector | Industry | Paper | Industry (paper) | Energetic | industry_paper_demand_hydrogen_energetic | Hydrogen | EU | Energy demand | 0.54549 | FEC
SK | TYNDP2026 | NT | 2040 | TWh | 194 | Sub_sector | Industry | Paper | Industry (paper) | Energetic | industry_paper_demand_methane_energetic | Methane | EU | Energy demand | 0.44923 | FEC
SK | TYNDP2026 | NT | 2040 | TWh | 195 | Sub_sector | Industry | Paper | Industry (paper) | Energetic | industry_paper_demand_heat_energetic | Heat | EU | Energy demand | 0 | FEC
SK | TYNDP2026 | NT | 2040 | TWh | 196 | Sub_sector | Industry | Paper | Industry (paper) | Energetic | industry_paper_demand_biomass_energetic | Biomass | EU | Energy demand | 0.68588 | FEC
SK | TYNDP2026 | NT | 2040 | TWh | 197 | Sub_sector | Industry | Paper | Industry (paper) | Energetic | industry_paper_demand_coal_energetic | Solids | EU | Energy demand | 0.072197 | FEC
SK | TYNDP2026 | NT | 2040 | TWh | 198 | Sub_sector | Industry | Paper | Industry (paper) | Energetic | industry_paper_demand_oil_energetic | Liquids | EU | Energy demand | 0 | FEC
SK | TYNDP2026 | NT | 2040 | TWh | 199 | Sub_sector | Industry | Paper | Industry (paper) | Energetic | industry_paper_demand_others_energetic | Others | EU | Energy demand | 0 | FEC
SK | TYNDP2026 | NT | 2040 | TWh | 200 | Sub_sector | Industry | Paper | Industry (paper) | Energetic | industry_paper_demand_ammonia_energetic | Ammonia | EU | Energy demand | 0 | FEC
SK | TYNDP2026 | NT | 2040 | TWh | 202 | Sub_sector | Industry | Refineries | Industry (refineries, energetic) | Energetic | industry_refinery_demand_electricity_energetic | Electricity | EU | Energy demand | 0.24395 | not_included_in_FEC
SK | TYNDP2026 | NT | 2040 | TWh | 203 | Sub_sector | Industry | Refineries | Industry (refineries, energetic) | Energetic | industry_refinery_demand_hydrogen_energetic | Hydrogen | EU | Energy demand | 0.3818 | not_included_in_FEC
SK | TYNDP2026 | NT | 2040 | TWh | 204 | Sub_sector | Industry | Refineries | Industry (refineries, energetic) | Energetic | industry_refinery_demand_methane_energetic | Methane | EU | Energy demand | 0.42381 | not_included_in_FEC
SK | TYNDP2026 | NT | 2040 | TWh | 205 | Sub_sector | Industry | Refineries | Industry (refineries, energetic) | Energetic | industry_refinery_demand_heat_energetic | Heat | EU | Energy demand | 0 | not_included_in_FEC
SK | TYNDP2026 | NT | 2040 | TWh | 206 | Sub_sector | Industry | Refineries | Industry (refineries, energetic) | Energetic | industry_refinery_demand_biomass_energetic | Biomass | EU | Energy demand | 0 | not_included_in_FEC
SK | TYNDP2026 | NT | 2040 | TWh | 207 | Sub_sector | Industry | Refineries | Industry (refineries, energetic) | Energetic | industry_refinery_demand_coal_energetic | Solids | EU | Energy demand | 0 | not_included_in_FEC
SK | TYNDP2026 | NT | 2040 | TWh | 208 | Sub_sector | Industry | Refineries | Industry (refineries, energetic) | Energetic | industry_refinery_demand_oil_energetic | Liquids | EU | Energy demand | 1.1964 | not_included_in_FEC
SK | TYNDP2026 | NT | 2040 | TWh | 209 | Sub_sector | Industry | Refineries | Industry (refineries, energetic) | Energetic | industry_refinery_demand_others_energetic | Others | EU | Energy demand | 0 | not_included_in_FEC
SK | TYNDP2026 | NT | 2040 | TWh | 210 | Sub_sector | Industry | Refineries | Industry (refineries, energetic) | Energetic | industry_refinery_demand_ammonia_energetic | Ammonia | EU | Energy demand | 0 | not_included_in_FEC
SK | TYNDP2026 | NT | 2040 | TWh | 212 | Sub_sector | Industry | Refineries | Industry (refineries, non-energetic) | Non-energetic | industry_refinery_demand_electricity_non_energetic | Electricity | EU | Energy demand | 0 | not_included_in_FEC
SK | TYNDP2026 | NT | 2040 | TWh | 213 | Sub_sector | Industry | Refineries | Industry (refineries, non-energetic) | Non-energetic | industry_refinery_demand_hydrogen_non_energetic | Hydrogen | EU | Energy demand | 0 | not_included_in_FEC
SK | TYNDP2026 | NT | 2040 | TWh | 214 | Sub_sector | Industry | Refineries | Industry (refineries, non-energetic) | Non-energetic | industry_refinery_demand_methane_non_energetic | Methane | EU | Energy demand | 0 | not_included_in_FEC
SK | TYNDP2026 | NT | 2040 | TWh | 215 | Sub_sector | Industry | Refineries | Industry (refineries, non-energetic) | Non-energetic | industry_refinery_demand_heat_non_energetic | Heat | EU | Energy demand | 0 | not_included_in_FEC
SK | TYNDP2026 | NT | 2040 | TWh | 216 | Sub_sector | Industry | Refineries | Industry (refineries, non-energetic) | Non-energetic | industry_refinery_demand_biomass_non_energetic | Biomass | EU | Energy demand | 0 | not_included_in_FEC
SK | TYNDP2026 | NT | 2040 | TWh | 217 | Sub_sector | Industry | Refineries | Industry (refineries, non-energetic) | Non-energetic | industry_refinery_demand_coal_non_energetic | Solids | EU | Energy demand | 0 | not_included_in_FEC
SK | TYNDP2026 | NT | 2040 | TWh | 218 | Sub_sector | Industry | Refineries | Industry (refineries, non-energetic) | Non-energetic | industry_refinery_demand_oil_non_energetic | Liquids | EU | Energy demand | 0 | not_included_in_FEC
SK | TYNDP2026 | NT | 2040 | TWh | 219 | Sub_sector | Industry | Refineries | Industry (refineries, non-energetic) | Non-energetic | industry_refinery_demand_others_non_energetic | Others | EU | Energy demand | 0 | not_included_in_FEC
SK | TYNDP2026 | NT | 2040 | TWh | 220 | Sub_sector | Industry | Refineries | Industry (refineries, non-energetic) | Non-energetic | industry_refinery_demand_ammonia_non_energetic | Ammonia | EU | Energy demand | 0 | not_included_in_FEC
SK | TYNDP2026 | NT | 2040 | TWh | 222 | Sub_sector | Industry | Steel | Industry (steel) | Energetic | industry_steel_demand_electricity_energetic | Electricity | EU | Energy demand | 4.1246 | FEC
SK | TYNDP2026 | NT | 2040 | TWh | 223 | Sub_sector | Industry | Steel | Industry (steel) | Energetic | industry_steel_demand_hydrogen_energetic | Hydrogen | EU | Energy demand | 2.5059 | FEC
SK | TYNDP2026 | NT | 2040 | TWh | 224 | Sub_sector | Industry | Steel | Industry (steel) | Energetic | industry_steel_demand_methane_energetic | Methane | EU | Energy demand | 4.0767 | FEC
SK | TYNDP2026 | NT | 2040 | TWh | 225 | Sub_sector | Industry | Steel | Industry (steel) | Energetic | industry_steel_demand_heat_energetic | Heat | EU | Energy demand | 0.10339 | FEC
SK | TYNDP2026 | NT | 2040 | TWh | 226 | Sub_sector | Industry | Steel | Industry (steel) | Energetic | industry_steel_demand_biomass_energetic | Biomass | EU | Energy demand | 0.015102 | FEC
SK | TYNDP2026 | NT | 2040 | TWh | 227 | Sub_sector | Industry | Steel | Industry (steel) | Energetic | industry_steel_demand_coal_energetic | Solids | EU | Energy demand | 2.5924 | FEC
SK | TYNDP2026 | NT | 2040 | TWh | 228 | Sub_sector | Industry | Steel | Industry (steel) | Energetic | industry_steel_demand_oil_energetic | Liquids | EU | Energy demand | 0.0025138 | FEC
SK | TYNDP2026 | NT | 2040 | TWh | 229 | Sub_sector | Industry | Steel | Industry (steel) | Energetic | industry_steel_demand_others_energetic | Others | EU | Energy demand | 0 | FEC
SK | TYNDP2026 | NT | 2040 | TWh | 230 | Sub_sector | Industry | Steel | Industry (steel) | Energetic | industry_steel_demand_ammonia_energetic | Ammonia | EU | Energy demand | 0 | FEC
SK | TYNDP2026 | NT | 2040 | TWh | 232 | Sub_sector | Transport | Cars | Transport (cars) | Energetic | transport_cars_final_demand_electricity | Electricity | EU | Energy demand | 2.2324 | FEC
SK | TYNDP2026 | NT | 2040 | TWh | 233 | Sub_sector | Transport | Cars | Transport (cars) | Energetic | transport_cars_final_demand_hydrogen | Hydrogen | EU | Energy demand | 0.54336 | FEC
SK | TYNDP2026 | NT | 2040 | TWh | 234 | Sub_sector | Transport | Cars | Transport (cars) | Energetic | transport_cars_final_demand_methane | Methane | EU | Energy demand | 0.61763 | FEC
SK | TYNDP2026 | NT | 2040 | TWh | 235 | Sub_sector | Transport | Cars | Transport (cars) | Energetic | transport_cars_final_demand_heat | Heat | EU | Energy demand | 0 | FEC
SK | TYNDP2026 | NT | 2040 | TWh | 236 | Sub_sector | Transport | Cars | Transport (cars) | Energetic | transport_cars_final_demand_biomass | Biomass | EU | Energy demand | 0 | FEC
SK | TYNDP2026 | NT | 2040 | TWh | 237 | Sub_sector | Transport | Cars | Transport (cars) | Energetic | transport_cars_final_demand_coal | Solids | EU | Energy demand | 0 | FEC
SK | TYNDP2026 | NT | 2040 | TWh | 238 | Sub_sector | Transport | Cars | Transport (cars) | Energetic | transport_cars_final_demand_oil | Liquids | EU | Energy demand | 10.1829 | FEC
SK | TYNDP2026 | NT | 2040 | TWh | 239 | Sub_sector | Transport | Cars | Transport (cars) | Energetic | transport_cars_final_demand_other | Others | EU | Energy demand | 0 | FEC
SK | TYNDP2026 | NT | 2040 | TWh | 240 | Sub_sector | Transport | Cars | Transport (cars) | Energetic | transport_cars_final_demand_ammonia | Ammonia | EU | Energy demand | 0 | FEC
SK | TYNDP2026 | NT | 2040 | TWh | 242 | Sub_sector | Transport | Busses | Transport (busses) | Energetic | transport_busses_final_demand_electricity | Electricity | EU | Energy demand | 0.22526 | FEC
SK | TYNDP2026 | NT | 2040 | TWh | 243 | Sub_sector | Transport | Busses | Transport (busses) | Energetic | transport_busses_final_demand_hydrogen | Hydrogen | EU | Energy demand | 0.13638 | FEC
SK | TYNDP2026 | NT | 2040 | TWh | 244 | Sub_sector | Transport | Busses | Transport (busses) | Energetic | transport_busses_final_demand_methane | Methane | EU | Energy demand | 0.19184 | FEC
SK | TYNDP2026 | NT | 2040 | TWh | 245 | Sub_sector | Transport | Busses | Transport (busses) | Energetic | transport_busses_final_demand_heat | Heat | EU | Energy demand | 0 | FEC
SK | TYNDP2026 | NT | 2040 | TWh | 246 | Sub_sector | Transport | Busses | Transport (busses) | Energetic | transport_busses_final_demand_biomass | Biomass | EU | Energy demand | 0 | FEC
SK | TYNDP2026 | NT | 2040 | TWh | 247 | Sub_sector | Transport | Busses | Transport (busses) | Energetic | transport_busses_final_demand_coal | Solids | EU | Energy demand | 0 | FEC
SK | TYNDP2026 | NT | 2040 | TWh | 248 | Sub_sector | Transport | Busses | Transport (busses) | Energetic | transport_busses_final_demand_oil | Liquids | EU | Energy demand | 1.111 | FEC
SK | TYNDP2026 | NT | 2040 | TWh | 249 | Sub_sector | Transport | Busses | Transport (busses) | Energetic | transport_busses_final_demand_other | Others | EU | Energy demand | 0 | FEC
SK | TYNDP2026 | NT | 2040 | TWh | 250 | Sub_sector | Transport | Busses | Transport (busses) | Energetic | transport_busses_final_demand_ammonia | Ammonia | EU | Energy demand | 0 | FEC
SK | TYNDP2026 | NT | 2040 | TWh | 252 | Sub_sector | Transport | Trucks | Transport (trucks) | Energetic | transport_trucks_final_demand_electricity | Electricity | EU | Energy demand | 0.39425 | FEC
SK | TYNDP2026 | NT | 2040 | TWh | 253 | Sub_sector | Transport | Trucks | Transport (trucks) | Energetic | transport_trucks_final_demand_hydrogen | Hydrogen | EU | Energy demand | 0.72653 | FEC
SK | TYNDP2026 | NT | 2040 | TWh | 254 | Sub_sector | Transport | Trucks | Transport (trucks) | Energetic | transport_trucks_final_demand_methane | Methane | EU | Energy demand | 0.9157 | FEC
SK | TYNDP2026 | NT | 2040 | TWh | 255 | Sub_sector | Transport | Trucks | Transport (trucks) | Energetic | transport_trucks_final_demand_heat | Heat | EU | Energy demand | 0 | FEC
SK | TYNDP2026 | NT | 2040 | TWh | 256 | Sub_sector | Transport | Trucks | Transport (trucks) | Energetic | transport_trucks_final_demand_biomass | Biomass | EU | Energy demand | 0 | FEC
SK | TYNDP2026 | NT | 2040 | TWh | 257 | Sub_sector | Transport | Trucks | Transport (trucks) | Energetic | transport_trucks_final_demand_coal | Solids | EU | Energy demand | 0 | FEC
SK | TYNDP2026 | NT | 2040 | TWh | 258 | Sub_sector | Transport | Trucks | Transport (trucks) | Energetic | transport_trucks_final_demand_oil | Liquids | EU | Energy demand | 4.1885 | FEC
SK | TYNDP2026 | NT | 2040 | TWh | 259 | Sub_sector | Transport | Trucks | Transport (trucks) | Energetic | transport_trucks_final_demand_other | Others | EU | Energy demand | 0 | FEC
SK | TYNDP2026 | NT | 2040 | TWh | 260 | Sub_sector | Transport | Trucks | Transport (trucks) | Energetic | transport_trucks_final_demand_ammonia | Ammonia | EU | Energy demand | 0 | FEC
SK | TYNDP2026 | NT | 2040 | TWh | 262 | Sub_sector | Transport | Vans | Transport (vans) | Energetic | transport_vans_final_demand_electricity | Electricity | EU | Energy demand | 0.78773 | FEC
SK | TYNDP2026 | NT | 2040 | TWh | 263 | Sub_sector | Transport | Vans | Transport (vans) | Energetic | transport_vans_final_demand_hydrogen | Hydrogen | EU | Energy demand | 0.26444 | FEC
SK | TYNDP2026 | NT | 2040 | TWh | 264 | Sub_sector | Transport | Vans | Transport (vans) | Energetic | transport_vans_final_demand_methane | Methane | EU | Energy demand | 0.16584 | FEC
SK | TYNDP2026 | NT | 2040 | TWh | 265 | Sub_sector | Transport | Vans | Transport (vans) | Energetic | transport_vans_final_demand_heat | Heat | EU | Energy demand | 0 | FEC
SK | TYNDP2026 | NT | 2040 | TWh | 266 | Sub_sector | Transport | Vans | Transport (vans) | Energetic | transport_vans_final_demand_biomass | Biomass | EU | Energy demand | 0 | FEC
SK | TYNDP2026 | NT | 2040 | TWh | 267 | Sub_sector | Transport | Vans | Transport (vans) | Energetic | transport_vans_final_demand_coal | Solids | EU | Energy demand | 0 | FEC
SK | TYNDP2026 | NT | 2040 | TWh | 268 | Sub_sector | Transport | Vans | Transport (vans) | Energetic | transport_vans_final_demand_oil | Liquids | EU | Energy demand | 2.4298 | FEC
SK | TYNDP2026 | NT | 2040 | TWh | 269 | Sub_sector | Transport | Vans | Transport (vans) | Energetic | transport_vans_final_demand_other | Others | EU | Energy demand | 0 | FEC
SK | TYNDP2026 | NT | 2040 | TWh | 270 | Sub_sector | Transport | Vans | Transport (vans) | Energetic | transport_vans_final_demand_ammonia | Ammonia | EU | Energy demand | 0 | FEC
SK | TYNDP2026 | NT | 2040 | TWh | 272 | Sub_sector | Transport | Freight trains | Transport (trains) | Energetic | transport_trains_final_demand_electricity | Electricity | EU | Energy demand | 0.99562 | FEC
SK | TYNDP2026 | NT | 2040 | TWh | 273 | Sub_sector | Transport | Freight trains | Transport (trains) | Energetic | transport_trains_final_demand_hydrogen | Hydrogen | EU | Energy demand | 0.14533 | FEC
SK | TYNDP2026 | NT | 2040 | TWh | 274 | Sub_sector | Transport | Freight trains | Transport (trains) | Energetic | transport_trains_final_demand_methane | Methane | EU | Energy demand | 0 | FEC
SK | TYNDP2026 | NT | 2040 | TWh | 275 | Sub_sector | Transport | Freight trains | Transport (trains) | Energetic | transport_trains_final_demand_heat | Heat | EU | Energy demand | 0 | FEC
SK | TYNDP2026 | NT | 2040 | TWh | 276 | Sub_sector | Transport | Freight trains | Transport (trains) | Energetic | transport_trains_final_demand_biomass | Biomass | EU | Energy demand | 0 | FEC
SK | TYNDP2026 | NT | 2040 | TWh | 277 | Sub_sector | Transport | Freight trains | Transport (trains) | Energetic | transport_trains_final_demand_coal | Solids | EU | Energy demand | 0 | FEC
SK | TYNDP2026 | NT | 2040 | TWh | 278 | Sub_sector | Transport | Freight trains | Transport (trains) | Energetic | transport_trains_final_demand_oil | Liquids | EU | Energy demand | 0.20505 | FEC
SK | TYNDP2026 | NT | 2040 | TWh | 279 | Sub_sector | Transport | Freight trains | Transport (trains) | Energetic | transport_trains_final_demand_other | Others | EU | Energy demand | 0 | FEC
SK | TYNDP2026 | NT | 2040 | TWh | 280 | Sub_sector | Transport | Freight trains | Transport (trains) | Energetic | transport_trains_final_demand_ammonia | Ammonia | EU | Energy demand | 0 | FEC
SK | TYNDP2026 | NT | 2040 | TWh | 282 | Sub_sector | Transport | Ships | Transport (ships) | Energetic | transport_ships_final_demand_electricity | Electricity | EU | Energy demand | 0 | FEC
SK | TYNDP2026 | NT | 2040 | TWh | 283 | Sub_sector | Transport | Ships | Transport (ships) | Energetic | transport_ships_final_demand_hydrogen | Hydrogen | EU | Energy demand | 0 | FEC
SK | TYNDP2026 | NT | 2040 | TWh | 284 | Sub_sector | Transport | Ships | Transport (ships) | Energetic | transport_ships_final_demand_methane | Methane | EU | Energy demand | 0 | FEC
SK | TYNDP2026 | NT | 2040 | TWh | 285 | Sub_sector | Transport | Ships | Transport (ships) | Energetic | transport_ships_final_demand_heat | Heat | EU | Energy demand | 0 | FEC
SK | TYNDP2026 | NT | 2040 | TWh | 286 | Sub_sector | Transport | Ships | Transport (ships) | Energetic | transport_ships_final_demand_biomass | Biomass | EU | Energy demand | 0 | FEC
SK | TYNDP2026 | NT | 2040 | TWh | 287 | Sub_sector | Transport | Ships | Transport (ships) | Energetic | transport_ships_final_demand_coal | Solids | EU | Energy demand | 0 | FEC
SK | TYNDP2026 | NT | 2040 | TWh | 288 | Sub_sector | Transport | Ships | Transport (ships) | Energetic | transport_ships_final_demand_oil | Liquids | EU | Energy demand | 0 | FEC
SK | TYNDP2026 | NT | 2040 | TWh | 289 | Sub_sector | Transport | Ships | Transport (ships) | Energetic | transport_ships_final_demand_other | Others | EU | Energy demand | 0 | FEC
SK | TYNDP2026 | NT | 2040 | TWh | 290 | Sub_sector | Transport | Ships | Transport (ships) | Energetic | transport_ships_final_demand_ammonia | Ammonia | EU | Energy demand | 0 | FEC
SK | TYNDP2026 | NT | 2040 | TWh | 292 | Sub_sector | Transport | Planes | Transport (planes) | Energetic | transport_planes_final_demand_electricity | Electricity | EU | Energy demand | 0 | FEC
SK | TYNDP2026 | NT | 2040 | TWh | 293 | Sub_sector | Transport | Planes | Transport (planes) | Energetic | transport_planes_final_demand_hydrogen | Hydrogen | EU | Energy demand | 0 | FEC
SK | TYNDP2026 | NT | 2040 | TWh | 294 | Sub_sector | Transport | Planes | Transport (planes) | Energetic | transport_planes_final_demand_methane | Methane | EU | Energy demand | 0 | FEC
SK | TYNDP2026 | NT | 2040 | TWh | 295 | Sub_sector | Transport | Planes | Transport (planes) | Energetic | transport_planes_final_demand_heat | Heat | EU | Energy demand | 0 | FEC
SK | TYNDP2026 | NT | 2040 | TWh | 296 | Sub_sector | Transport | Planes | Transport (planes) | Energetic | transport_planes_final_demand_biomass | Biomass | EU | Energy demand | 0 | FEC
SK | TYNDP2026 | NT | 2040 | TWh | 297 | Sub_sector | Transport | Planes | Transport (planes) | Energetic | transport_planes_final_demand_coal | Solids | EU | Energy demand | 0 | FEC
SK | TYNDP2026 | NT | 2040 | TWh | 298 | Sub_sector | Transport | Planes | Transport (planes) | Energetic | transport_planes_final_demand_oil | Liquids | EU | Energy demand | 0 | FEC
SK | TYNDP2026 | NT | 2040 | TWh | 299 | Sub_sector | Transport | Planes | Transport (planes) | Energetic | transport_planes_final_demand_other | Others | EU | Energy demand | 0 | FEC
SK | TYNDP2026 | NT | 2040 | TWh | 300 | Sub_sector | Transport | Planes | Transport (planes) | Energetic | transport_planes_final_demand_ammonia | Ammonia | EU | Energy demand | 0 | FEC
SK | TYNDP2026 | NT | 2040 | TWh | 302 | Sub_sector | Transport | Others | Transport (others) | Energetic | transport_other_final_demand_electricity | Electricity | EU | Energy demand | 0.0036693 | FEC
SK | TYNDP2026 | NT | 2040 | TWh | 303 | Sub_sector | Transport | Others | Transport (others) | Energetic | transport_other_final_demand_hydrogen | Hydrogen | EU | Energy demand | 0 | FEC
SK | TYNDP2026 | NT | 2040 | TWh | 304 | Sub_sector | Transport | Others | Transport (others) | Energetic | transport_other_final_demand_methane | Methane | EU | Energy demand | 0 | FEC
SK | TYNDP2026 | NT | 2040 | TWh | 305 | Sub_sector | Transport | Others | Transport (others) | Energetic | transport_other_final_demand_heat | Heat | EU | Energy demand | 0 | FEC
SK | TYNDP2026 | NT | 2040 | TWh | 306 | Sub_sector | Transport | Others | Transport (others) | Energetic | transport_other_final_demand_biomass | Biomass | EU | Energy demand | 0 | FEC
SK | TYNDP2026 | NT | 2040 | TWh | 307 | Sub_sector | Transport | Others | Transport (others) | Energetic | transport_other_final_demand_coal | Solids | EU | Energy demand | 0 | FEC
SK | TYNDP2026 | NT | 2040 | TWh | 308 | Sub_sector | Transport | Others | Transport (others) | Energetic | transport_other_final_demand_oil | Liquids | EU | Energy demand | 0.14693 | FEC
SK | TYNDP2026 | NT | 2040 | TWh | 309 | Sub_sector | Transport | Others | Transport (others) | Energetic | transport_other_final_demand_other | Others | EU | Energy demand | 0 | FEC
SK | TYNDP2026 | NT | 2040 | TWh | 310 | Sub_sector | Transport | Others | Transport (others) | Energetic | transport_other_final_demand_ammonia | Ammonia | EU | Energy demand | 0 | FEC
SK | TYNDP2026 | NT | 2040 | TWh | 312 | Sub_sector | International transport | International aviation | Transport (int. aviation) | Energetic | transport_int_aviation_final_demand_electricity | Electricity | EU | Energy demand | 0 | FEC
SK | TYNDP2026 | NT | 2040 | TWh | 313 | Sub_sector | International transport | International aviation | Transport (int. aviation) | Energetic | transport_int_aviation_final_demand_hydrogen | Hydrogen | EU | Energy demand | 0 | FEC
SK | TYNDP2026 | NT | 2040 | TWh | 314 | Sub_sector | International transport | International aviation | Transport (int. aviation) | Energetic | transport_int_aviation_final_demand_methane | Methane | EU | Energy demand | 0 | FEC
SK | TYNDP2026 | NT | 2040 | TWh | 315 | Sub_sector | International transport | International aviation | Transport (int. aviation) | Energetic | transport_int_aviation_final_demand_heat | Heat | EU | Energy demand | 0 | FEC
SK | TYNDP2026 | NT | 2040 | TWh | 316 | Sub_sector | International transport | International aviation | Transport (int. aviation) | Energetic | transport_int_aviation_final_demand_biofuels | Biomass | EU | Energy demand | 0 | FEC
SK | TYNDP2026 | NT | 2040 | TWh | 317 | Sub_sector | International transport | International aviation | Transport (int. aviation) | Energetic | transport_int_aviation_final_demand_coal | Solids | EU | Energy demand | 0 | FEC
SK | TYNDP2026 | NT | 2040 | TWh | 318 | Sub_sector | International transport | International aviation | Transport (int. aviation) | Energetic | transport_int_aviation_final_demand_oil | Liquids | EU | Energy demand | 0.4648 | FEC
SK | TYNDP2026 | NT | 2040 | TWh | 319 | Sub_sector | International transport | International aviation | Transport (int. aviation) | Energetic | transport_int_aviation_final_demand_other | Others | EU | Energy demand | 0 | FEC
SK | TYNDP2026 | NT | 2040 | TWh | 320 | Sub_sector | International transport | International aviation | Transport (int. aviation) | Energetic | transport_int_aviation_final_demand_ammonia | Ammonia | EU | Energy demand | 0 | FEC
SK | TYNDP2026 | NT | 2040 | TWh | 322 | Sub_sector | International transport | International shipping | Transport (int. shipping) | Energetic | transport_int_shipping_final_demand_electricity | Electricity | EU | Energy demand | 0 | not_included_in_FEC
SK | TYNDP2026 | NT | 2040 | TWh | 323 | Sub_sector | International transport | International shipping | Transport (int. shipping) | Energetic | transport_int_shipping_final_demand_hydrogen | Hydrogen | EU | Energy demand | 0 | not_included_in_FEC
SK | TYNDP2026 | NT | 2040 | TWh | 324 | Sub_sector | International transport | International shipping | Transport (int. shipping) | Energetic | transport_int_shipping_final_demand_methane | Methane | EU | Energy demand | 0 | not_included_in_FEC
SK | TYNDP2026 | NT | 2040 | TWh | 325 | Sub_sector | International transport | International shipping | Transport (int. shipping) | Energetic | transport_int_shipping_final_demand_heat | Heat | EU | Energy demand | 0 | not_included_in_FEC
SK | TYNDP2026 | NT | 2040 | TWh | 326 | Sub_sector | International transport | International shipping | Transport (int. shipping) | Energetic | transport_int_shipping_final_demand_biofuels | Biomass | EU | Energy demand | 0 | not_included_in_FEC
SK | TYNDP2026 | NT | 2040 | TWh | 327 | Sub_sector | International transport | International shipping | Transport (int. shipping) | Energetic | transport_int_shipping_final_demand_coal | Solids | EU | Energy demand | 0 | not_included_in_FEC
SK | TYNDP2026 | NT | 2040 | TWh | 328 | Sub_sector | International transport | International shipping | Transport (int. shipping) | Energetic | transport_int_shipping_final_demand_oil | Liquids | EU | Energy demand | 0 | not_included_in_FEC
SK | TYNDP2026 | NT | 2040 | TWh | 329 | Sub_sector | International transport | International shipping | Transport (int. shipping) | Energetic | transport_int_shipping_final_demand_other | Others | EU | Energy demand | 0 | not_included_in_FEC
SK | TYNDP2026 | NT | 2040 | TWh | 330 | Sub_sector | International transport | International shipping | Transport (int. shipping) | Energetic | transport_int_shipping_final_demand_ammonia | Ammonia | EU | Energy demand | 0 | not_included_in_FEC
SK | TYNDP2026 | NT | 2040 | TWh | 332 | Sub_sector | Households | Space heating | Households (heating) | Energetic | households_heating_final_demand_electricity | Electricity | EU | Energy demand | 4.0693 | FEC
SK | TYNDP2026 | NT | 2040 | TWh | 333 | Sub_sector | Households | Space heating | Households (heating) | Energetic | households_heating_final_demand_hydrogen | Hydrogen | EU | Energy demand | 2.1912 | FEC
SK | TYNDP2026 | NT | 2040 | TWh | 334 | Sub_sector | Households | Space heating | Households (heating) | Energetic | households_heating_final_demand_methane | Methane | EU | Energy demand | 3.9002 | FEC
SK | TYNDP2026 | NT | 2040 | TWh | 335 | Sub_sector | Households | Space heating | Households (heating) | Energetic | households_heating_final_demand_heat | Heat | EU | Energy demand | 3.166 | FEC
SK | TYNDP2026 | NT | 2040 | TWh | 336 | Sub_sector | Households | Space heating | Households (heating) | Energetic | households_heating_final_demand_biomass | Biomass | EU | Energy demand | 0.13544 | FEC
SK | TYNDP2026 | NT | 2040 | TWh | 337 | Sub_sector | Households | Space heating | Households (heating) | Energetic | households_heating_final_demand_coal | Solids | EU | Energy demand | 0.059641 | FEC
SK | TYNDP2026 | NT | 2040 | TWh | 338 | Sub_sector | Households | Space heating | Households (heating) | Energetic | households_heating_final_demand_oil | Liquids | EU | Energy demand | 0.0073715 | FEC
SK | TYNDP2026 | NT | 2040 | TWh | 339 | Sub_sector | Households | Space heating | Households (heating) | Energetic | households_heating_final_demand_other | Others | EU | Energy demand | 0.70095 | FEC
SK | TYNDP2026 | NT | 2040 | TWh | 340 | Sub_sector | Households | Space heating | Households (heating) | Energetic | households_heating_final_demand_ammonia | Ammonia | EU | Energy demand | 0 | FEC
SK | TYNDP2026 | NT | 2040 | TWh | 343 | Sub_sector | Households | Cooling | Households (cooling) | Energetic | households_cooling_final_demand_electricity | Electricity | EU | Energy demand | 0.041143 | FEC
SK | TYNDP2026 | NT | 2040 | TWh | 344 | Sub_sector | Households | Cooling | Households (cooling) | Energetic | households_cooling_final_demand_hydrogen | Hydrogen | EU | Energy demand | 0 | FEC
SK | TYNDP2026 | NT | 2040 | TWh | 345 | Sub_sector | Households | Cooling | Households (cooling) | Energetic | households_cooling_final_demand_methane | Methane | EU | Energy demand | 0 | FEC
SK | TYNDP2026 | NT | 2040 | TWh | 346 | Sub_sector | Households | Cooling | Households (cooling) | Energetic | households_cooling_final_demand_heat | Heat | EU | Energy demand | 0 | FEC
SK | TYNDP2026 | NT | 2040 | TWh | 347 | Sub_sector | Households | Cooling | Households (cooling) | Energetic | households_cooling_final_demand_biomass | Biomass | EU | Energy demand | 0 | FEC
SK | TYNDP2026 | NT | 2040 | TWh | 348 | Sub_sector | Households | Cooling | Households (cooling) | Energetic | households_cooling_final_demand_coal | Solids | EU | Energy demand | 0 | FEC
SK | TYNDP2026 | NT | 2040 | TWh | 349 | Sub_sector | Households | Cooling | Households (cooling) | Energetic | households_cooling_final_demand_oil | Liquids | EU | Energy demand | 0 | FEC
SK | TYNDP2026 | NT | 2040 | TWh | 350 | Sub_sector | Households | Cooling | Households (cooling) | Energetic | households_cooling_final_demand_other | Others | EU | Energy demand | 0 | FEC
SK | TYNDP2026 | NT | 2040 | TWh | 351 | Sub_sector | Households | Cooling | Households (cooling) | Energetic | households_cooling_final_demand_ammonia | Ammonia | EU | Energy demand | 0 | FEC
SK | TYNDP2026 | NT | 2040 | TWh | 354 | Sub_sector | Households | Hot water | Households (hot water) | Energetic | households_hot_water_final_demand_electricity | Electricity | EU | Energy demand | 0.76406 | FEC
SK | TYNDP2026 | NT | 2040 | TWh | 355 | Sub_sector | Households | Hot water | Households (hot water) | Energetic | households_hot_water_final_demand_hydrogen | Hydrogen | EU | Energy demand | 0.52068 | FEC
SK | TYNDP2026 | NT | 2040 | TWh | 356 | Sub_sector | Households | Hot water | Households (hot water) | Energetic | households_hot_water_final_demand_methane | Methane | EU | Energy demand | 1.0423 | FEC
SK | TYNDP2026 | NT | 2040 | TWh | 357 | Sub_sector | Households | Hot water | Households (hot water) | Energetic | households_hot_water_final_demand_heat | Heat | EU | Energy demand | 0.52255 | FEC
SK | TYNDP2026 | NT | 2040 | TWh | 358 | Sub_sector | Households | Hot water | Households (hot water) | Energetic | households_hot_water_final_demand_biomass | Biomass | EU | Energy demand | 0.019689 | FEC
SK | TYNDP2026 | NT | 2040 | TWh | 359 | Sub_sector | Households | Hot water | Households (hot water) | Energetic | households_hot_water_final_demand_coal | Solids | EU | Energy demand | 0.0086702 | FEC
SK | TYNDP2026 | NT | 2040 | TWh | 360 | Sub_sector | Households | Hot water | Households (hot water) | Energetic | households_hot_water_final_demand_oil | Liquids | EU | Energy demand | 0.0010716 | FEC
SK | TYNDP2026 | NT | 2040 | TWh | 361 | Sub_sector | Households | Hot water | Households (hot water) | Energetic | households_hot_water_final_demand_other | Others | EU | Energy demand | 0.17724 | FEC
SK | TYNDP2026 | NT | 2040 | TWh | 362 | Sub_sector | Households | Hot water | Households (hot water) | Energetic | households_hot_water_final_demand_ammonia | Ammonia | EU | Energy demand | 0 | FEC
SK | TYNDP2026 | NT | 2040 | TWh | 365 | Sub_sector | Households | Appliances | Households (appliances) | Energetic | households_appliances_final_demand_electricity | Electricity | EU | Energy demand | 2.3625 | FEC
SK | TYNDP2026 | NT | 2040 | TWh | 366 | Sub_sector | Households | Appliances | Households (appliances) | Energetic | households_appliances_final_demand_hydrogen | Hydrogen | EU | Energy demand | 0 | FEC
SK | TYNDP2026 | NT | 2040 | TWh | 367 | Sub_sector | Households | Appliances | Households (appliances) | Energetic | households_appliances_final_demand_methane | Methane | EU | Energy demand | 0.81303 | FEC
SK | TYNDP2026 | NT | 2040 | TWh | 368 | Sub_sector | Households | Appliances | Households (appliances) | Energetic | households_appliances_final_demand_heat | Heat | EU | Energy demand | 0 | FEC
SK | TYNDP2026 | NT | 2040 | TWh | 369 | Sub_sector | Households | Appliances | Households (appliances) | Energetic | households_appliances_final_demand_biomass | Biomass | EU | Energy demand | 0.013389 | FEC
SK | TYNDP2026 | NT | 2040 | TWh | 370 | Sub_sector | Households | Appliances | Households (appliances) | Energetic | households_appliances_final_demand_coal | Solids | EU | Energy demand | 0 | FEC
SK | TYNDP2026 | NT | 2040 | TWh | 371 | Sub_sector | Households | Appliances | Households (appliances) | Energetic | households_appliances_final_demand_oil | Liquids | EU | Energy demand | 0 | FEC
SK | TYNDP2026 | NT | 2040 | TWh | 372 | Sub_sector | Households | Appliances | Households (appliances) | Energetic | households_appliances_final_demand_other | Others | EU | Energy demand | 0 | FEC
SK | TYNDP2026 | NT | 2040 | TWh | 373 | Sub_sector | Households | Appliances | Households (appliances) | Energetic | households_appliances_final_demand_ammonia | Ammonia | EU | Energy demand | 0 | FEC
SK | TYNDP2026 | NT | 2040 | TWh | 375 | Sub_sector | Buildings | Space heating | Buildings (heat) | Energetic | buildings_heat_final_demand_electricity | Electricity | EU | Energy demand | 1.8337 | FEC
SK | TYNDP2026 | NT | 2040 | TWh | 376 | Sub_sector | Buildings | Space heating | Buildings (heat) | Energetic | buildings_heat_final_demand_hydrogen | Hydrogen | EU | Energy demand | 0.725 | FEC
SK | TYNDP2026 | NT | 2040 | TWh | 377 | Sub_sector | Buildings | Space heating | Buildings (heat) | Energetic | buildings_heat_final_demand_methane | Methane | EU | Energy demand | 1.6816 | FEC
SK | TYNDP2026 | NT | 2040 | TWh | 378 | Sub_sector | Buildings | Space heating | Buildings (heat) | Energetic | buildings_heat_final_demand_heat | Heat | EU | Energy demand | 1.0389 | FEC
SK | TYNDP2026 | NT | 2040 | TWh | 379 | Sub_sector | Buildings | Space heating | Buildings (heat) | Energetic | buildings_heat_final_demand_biomass | Biomass | EU | Energy demand | 0.079774 | FEC
SK | TYNDP2026 | NT | 2040 | TWh | 380 | Sub_sector | Buildings | Space heating | Buildings (heat) | Energetic | buildings_heat_final_demand_coal | Solids | EU | Energy demand | 0.2421 | FEC
SK | TYNDP2026 | NT | 2040 | TWh | 381 | Sub_sector | Buildings | Space heating | Buildings (heat) | Energetic | buildings_heat_final_demand_oil | Liquids | EU | Energy demand | 0.025514 | FEC
SK | TYNDP2026 | NT | 2040 | TWh | 382 | Sub_sector | Buildings | Space heating | Buildings (heat) | Energetic | buildings_heat_final_demand_other | Others | EU | Energy demand | 0.0010833 | FEC
SK | TYNDP2026 | NT | 2040 | TWh | 383 | Sub_sector | Buildings | Space heating | Buildings (heat) | Energetic | buildings_heat_final_demand_ammonia | Ammonia | EU | Energy demand | 0 | FEC
SK | TYNDP2026 | NT | 2040 | TWh | 386 | Sub_sector | Buildings | Cooling | Buildings (cooling) | Energetic | buildings_cooling_final_demand_electricity | Electricity | EU | Energy demand | 0.26924 | FEC
SK | TYNDP2026 | NT | 2040 | TWh | 387 | Sub_sector | Buildings | Cooling | Buildings (cooling) | Energetic | buildings_cooling_final_demand_hydrogen | Hydrogen | EU | Energy demand | 0 | FEC
SK | TYNDP2026 | NT | 2040 | TWh | 388 | Sub_sector | Buildings | Cooling | Buildings (cooling) | Energetic | buildings_cooling_final_demand_methane | Methane | EU | Energy demand | 0 | FEC
SK | TYNDP2026 | NT | 2040 | TWh | 389 | Sub_sector | Buildings | Cooling | Buildings (cooling) | Energetic | buildings_cooling_final_demand_heat | Heat | EU | Energy demand | 0 | FEC
SK | TYNDP2026 | NT | 2040 | TWh | 390 | Sub_sector | Buildings | Cooling | Buildings (cooling) | Energetic | buildings_cooling_final_demand_biomass | Biomass | EU | Energy demand | 0 | FEC
SK | TYNDP2026 | NT | 2040 | TWh | 391 | Sub_sector | Buildings | Cooling | Buildings (cooling) | Energetic | buildings_cooling_final_demand_coal | Solids | EU | Energy demand | 0 | FEC
SK | TYNDP2026 | NT | 2040 | TWh | 392 | Sub_sector | Buildings | Cooling | Buildings (cooling) | Energetic | buildings_cooling_final_demand_oil | Liquids | EU | Energy demand | 0 | FEC
SK | TYNDP2026 | NT | 2040 | TWh | 393 | Sub_sector | Buildings | Cooling | Buildings (cooling) | Energetic | buildings_cooling_final_demand_other | Others | EU | Energy demand | 0 | FEC
SK | TYNDP2026 | NT | 2040 | TWh | 394 | Sub_sector | Buildings | Cooling | Buildings (cooling) | Energetic | buildings_cooling_final_demand_ammonia | Ammonia | EU | Energy demand | 0 | FEC
SK | TYNDP2026 | NT | 2040 | TWh | 397 | Sub_sector | Buildings | Appliances | Buildings (appliances) | Energetic | buildings_appliances_final_demand_electricity | Electricity | EU | Energy demand | 3.9494 | FEC
SK | TYNDP2026 | NT | 2040 | TWh | 398 | Sub_sector | Buildings | Appliances | Buildings (appliances) | Energetic | buildings_appliances_final_demand_hydrogen | Hydrogen | EU | Energy demand | 0 | FEC
SK | TYNDP2026 | NT | 2040 | TWh | 399 | Sub_sector | Buildings | Appliances | Buildings (appliances) | Energetic | buildings_appliances_final_demand_methane | Methane | EU | Energy demand | 0.77363 | FEC
SK | TYNDP2026 | NT | 2040 | TWh | 400 | Sub_sector | Buildings | Appliances | Buildings (appliances) | Energetic | buildings_appliances_final_demand_heat | Heat | EU | Energy demand | 0 | FEC
SK | TYNDP2026 | NT | 2040 | TWh | 401 | Sub_sector | Buildings | Appliances | Buildings (appliances) | Energetic | buildings_appliances_final_demand_biomass | Biomass | EU | Energy demand | 0 | FEC
SK | TYNDP2026 | NT | 2040 | TWh | 402 | Sub_sector | Buildings | Appliances | Buildings (appliances) | Energetic | buildings_appliances_final_demand_coal | Solids | EU | Energy demand | 0 | FEC
SK | TYNDP2026 | NT | 2040 | TWh | 403 | Sub_sector | Buildings | Appliances | Buildings (appliances) | Energetic | buildings_appliances_final_demand_oil | Liquids | EU | Energy demand | 0 | FEC
SK | TYNDP2026 | NT | 2040 | TWh | 404 | Sub_sector | Buildings | Appliances | Buildings (appliances) | Energetic | buildings_appliances_final_demand_other | Others | EU | Energy demand | 0 | FEC
SK | TYNDP2026 | NT | 2040 | TWh | 405 | Sub_sector | Buildings | Appliances | Buildings (appliances) | Energetic | buildings_appliances_final_demand_ammonia | Ammonia | EU | Energy demand | 0 | FEC
SK | TYNDP2026 | NT | 2040 | TWh | 407 | Sub_sector | Buildings | Datacenters | Datacenters & ICT | Energetic | datacentres_final_demand_electricity_energetic | Electricity | EU | Energy demand | 1.6507 | FEC
SK | TYNDP2026 | NT | 2040 | TWh | 408 | Sub_sector | Buildings | Datacenters | Datacenters & ICT | Energetic | datacentres_final_demand_hydrogen_energetic | Hydrogen | EU | Energy demand | 0 | FEC
SK | TYNDP2026 | NT | 2040 | TWh | 409 | Sub_sector | Buildings | Datacenters | Datacenters & ICT | Energetic | datacentres_final_demand_methane_energetic | Methane | EU | Energy demand | 0 | FEC
SK | TYNDP2026 | NT | 2040 | TWh | 410 | Sub_sector | Buildings | Datacenters | Datacenters & ICT | Energetic | datacentres_final_demand_heat_energetic | Heat | EU | Energy demand | 0 | FEC
SK | TYNDP2026 | NT | 2040 | TWh | 411 | Sub_sector | Buildings | Datacenters | Datacenters & ICT | Energetic | datacentres_final_demand_biomass_energetic | Biomass | EU | Energy demand | 0 | FEC
SK | TYNDP2026 | NT | 2040 | TWh | 412 | Sub_sector | Buildings | Datacenters | Datacenters & ICT | Energetic | datacentres_final_demand_coal_energetic | Solids | EU | Energy demand | 0 | FEC
SK | TYNDP2026 | NT | 2040 | TWh | 413 | Sub_sector | Buildings | Datacenters | Datacenters & ICT | Energetic | datacentres_final_demand_oil_energetic | Liquids | EU | Energy demand | 0 | FEC
SK | TYNDP2026 | NT | 2040 | TWh | 414 | Sub_sector | Buildings | Datacenters | Datacenters & ICT | Energetic | datacentres_final_demand_other_energetic | Others | EU | Energy demand | 0 | FEC
SK | TYNDP2026 | NT | 2040 | TWh | 415 | Sub_sector | Buildings | Datacenters | Datacenters & ICT | Energetic | datacentres_final_demand_ammonia_energetic | Ammonia | EU | Energy demand | 0 | FEC
SK | TYNDP2026 | NT | 2040 | TWh | 417 | Sub_sector | Transport | Others_Sector | Others_Sector | Energetic | other_final_demand_electricity_energetic | Electricity | EU | Energy demand | 0 | FEC
SK | TYNDP2026 | NT | 2040 | TWh | 418 | Sub_sector | Transport | Others_Sector | Others_Sector | Energetic | other_final_demand_hydrogen_energetic | Hydrogen | EU | Energy demand | 0 | FEC
SK | TYNDP2026 | NT | 2040 | TWh | 419 | Sub_sector | Transport | Pipeline Transport | Others_Sector | Energetic | other_final_demand_methane_energetic | Methane | EU | Energy demand | 2.0728 | FEC
SK | TYNDP2026 | NT | 2040 | TWh | 420 | Sub_sector | Transport | Others_Sector | Others_Sector | Energetic | other_final_demand_heat_energetic | Heat | EU | Energy demand | 0 | FEC
SK | TYNDP2026 | NT | 2040 | TWh | 421 | Sub_sector | Transport | Others_Sector | Others_Sector | Energetic | other_final_demand_biomass_energetic | Biomass | EU | Energy demand | 0 | FEC
SK | TYNDP2026 | NT | 2040 | TWh | 422 | Sub_sector | Transport | Others_Sector | Others_Sector | Energetic | other_final_demand_coal_energetic | Solids | EU | Energy demand | 0 | FEC
SK | TYNDP2026 | NT | 2040 | TWh | 423 | Sub_sector | Transport | Others_Sector | Others_Sector | Energetic | other_final_demand_oil_energetic | Liquids | EU | Energy demand | 0.55114 | FEC
SK | TYNDP2026 | NT | 2040 | TWh | 424 | Sub_sector | Others_Sector | Others_Sector | Others_Sector | Non-energetic | other_final_demand_oil_non_energetic | Liquids | EU | Energy demand | 0.43604 | not_included_in_FEC
SK | TYNDP2026 | NT | 2040 | TWh | 425 | Sub_sector | Transport | Others_Sector | Others_Sector | Energetic | other_final_demand_other_energetic | Others | EU | Energy demand | 0 | FEC
SK | TYNDP2026 | NT | 2040 | TWh | 426 | Sub_sector | Transport | Others_Sector | Others_Sector | Energetic | other_final_demand_ammonia_energetic | Ammonia | EU | Energy demand | 0 | FEC
SK | TYNDP2026 | NT | 2040 | TWh | 427 | Sub_sector | Industry | Surplus_Heat_in_Industry | Surplus_Heat_in_Industry | Energetic | final_demand_of_industry_unused_local_production_steam_hot_water | Heat | EU | Energy demand | 0 | FEC
SK | TYNDP2026 | NT | 2040 | TWh | 429 | Sub_sector | Agriculture | Total | Agriculture | Energetic | agriculture_final_demand_electricity_energetic | Electricity | EU | Energy demand | 0.34431 | FEC
SK | TYNDP2026 | NT | 2040 | TWh | 430 | Sub_sector | Agriculture | Total | Agriculture | Energetic | agriculture_final_demand_hydrogen_energetic | Hydrogen | EU | Energy demand | 0 | FEC
SK | TYNDP2026 | NT | 2040 | TWh | 431 | Sub_sector | Agriculture | Total | Agriculture | Energetic | agriculture_final_demand_methane_energetic | Methane | EU | Energy demand | 0.48528 | FEC
SK | TYNDP2026 | NT | 2040 | TWh | 432 | Sub_sector | Agriculture | Total | Agriculture | Energetic | agriculture_final_demand_heat_energetic | Heat | EU | Energy demand | 0.01106 | FEC
SK | TYNDP2026 | NT | 2040 | TWh | 433 | Sub_sector | Agriculture | Total | Agriculture | Energetic | agriculture_final_demand_biomass_energetic | Biomass | EU | Energy demand | 0.15071 | FEC
SK | TYNDP2026 | NT | 2040 | TWh | 434 | Sub_sector | Agriculture | Total | Agriculture | Energetic | agriculture_final_demand_coal_energetic | Solids | EU | Energy demand | 0 | FEC
SK | TYNDP2026 | NT | 2040 | TWh | 435 | Sub_sector | Agriculture | Total | Agriculture | Energetic | agriculture_final_demand_oil_energetic | Liquids | EU | Energy demand | 0.39022 | FEC
SK | TYNDP2026 | NT | 2040 | TWh | 436 | Sub_sector | Agriculture | Total | Agriculture | Energetic | agriculture_final_demand_other_energetic | Others | EU | Energy demand | 0 | FEC
SK | TYNDP2026 | NT | 2040 | TWh | 437 | Sub_sector | Agriculture | Total | Agriculture | Energetic | agriculture_final_demand_ammonia_energetic | Ammonia | EU | Energy demand | 0 | FEC
SK | TYNDP2026 | NT | 2040 | TWh | 447 | Sub_sector | Buildings | Surplus Energy | Buildings | Energetic | GAP | Electricity | EU | Energy demand | 0 | FEC
SK | TYNDP2026 | NT | 2040 | TWh | 448 | Sub_sector | Buildings | Surplus Energy | Buildings | Energetic | GAP | Hydrogen | EU | Energy demand | 0 | FEC
SK | TYNDP2026 | NT | 2040 | TWh | 449 | Sub_sector | Buildings | Surplus Energy | Buildings | Energetic | GAP | Methane | EU | Energy demand | 0.010724 | FEC
SK | TYNDP2026 | NT | 2040 | TWh | 450 | Sub_sector | Buildings | Surplus Energy | Buildings | Energetic | GAP | Heat | EU | Energy demand | 0 | FEC
SK | TYNDP2026 | NT | 2040 | TWh | 451 | Sub_sector | Buildings | Surplus Energy | Buildings | Energetic | GAP | Biomass | EU | Energy demand | 0.00017413 | FEC
SK | TYNDP2026 | NT | 2040 | TWh | 452 | Sub_sector | Buildings | Surplus Energy | Buildings | Energetic | GAP | Solids | EU | Energy demand | 0.10437 | FEC
SK | TYNDP2026 | NT | 2040 | TWh | 453 | Sub_sector | Buildings | Surplus Energy | Buildings | Energetic | GAP | Liquids | EU | Energy demand | 0.00046527 | FEC
SK | TYNDP2026 | NT | 2040 | TWh | 454 | Sub_sector | Buildings | Surplus Energy | Buildings | Energetic | GAP | Others | EU | Energy demand | 0 | FEC
SK | TYNDP2026 | NT | 2040 | TWh | 455 | Sub_sector | Buildings | Surplus Energy | Buildings | Energetic | GAP | Ammonia | EU | Energy demand | 0 | FEC
SK | TYNDP2026 | NT | 2040 | TWh | 456 | Sub_sector | Households | Surplus Energy | Households | Energetic | GAP | Electricity | EU | Energy demand | 0 | FEC
SK | TYNDP2026 | NT | 2040 | TWh | 457 | Sub_sector | Households | Surplus Energy | Households | Energetic | GAP | Hydrogen | EU | Energy demand | 0 | FEC
SK | TYNDP2026 | NT | 2040 | TWh | 458 | Sub_sector | Households | Surplus Energy | Households | Energetic | GAP | Methane | EU | Energy demand | 0.079779 | FEC
SK | TYNDP2026 | NT | 2040 | TWh | 459 | Sub_sector | Households | Surplus Energy | Households | Energetic | GAP | Heat | EU | Energy demand | 0 | FEC
SK | TYNDP2026 | NT | 2040 | TWh | 460 | Sub_sector | Households | Surplus Energy | Households | Energetic | GAP | Biomass | EU | Energy demand | 0 | FEC
SK | TYNDP2026 | NT | 2040 | TWh | 461 | Sub_sector | Households | Surplus Energy | Households | Energetic | GAP | Solids | EU | Energy demand | 0 | FEC
SK | TYNDP2026 | NT | 2040 | TWh | 462 | Sub_sector | Households | Surplus Energy | Households | Energetic | GAP | Liquids | EU | Energy demand | 0 | FEC
SK | TYNDP2026 | NT | 2040 | TWh | 463 | Sub_sector | Households | Surplus Energy | Households | Energetic | GAP | Others | EU | Energy demand | 0 | FEC
SK | TYNDP2026 | NT | 2040 | TWh | 464 | Sub_sector | Households | Surplus Energy | Households | Energetic | GAP | Ammonia | EU | Energy demand | 0 | FEC
SK | TYNDP2026 | NT | 2050 | TWh | 102 | Sub_sector | Industry | Aluminium | Industry (aluminium) | Energetic | industry_aluminium_demand_electricity_energetic | Electricity | EU | Energy demand | 1.203 | FEC
SK | TYNDP2026 | NT | 2050 | TWh | 103 | Sub_sector | Industry | Aluminium | Industry (aluminium) | Energetic | industry_aluminium_demand_hydrogen_energetic | Hydrogen | EU | Energy demand | 0 | FEC
SK | TYNDP2026 | NT | 2050 | TWh | 104 | Sub_sector | Industry | Aluminium | Industry (aluminium) | Energetic | industry_aluminium_demand_methane_energetic | Methane | EU | Energy demand | 0.18191 | FEC
SK | TYNDP2026 | NT | 2050 | TWh | 105 | Sub_sector | Industry | Aluminium | Industry (aluminium) | Energetic | industry_aluminium_demand_heat_energetic | Heat | EU | Energy demand | 0 | FEC
SK | TYNDP2026 | NT | 2050 | TWh | 106 | Sub_sector | Industry | Aluminium | Industry (aluminium) | Energetic | industry_aluminium_demand_biomass_energetic | Biomass | EU | Energy demand | 0 | FEC
SK | TYNDP2026 | NT | 2050 | TWh | 107 | Sub_sector | Industry | Aluminium | Industry (aluminium) | Energetic | industry_aluminium_demand_coal_energetic | Solids | EU | Energy demand | 0 | FEC
SK | TYNDP2026 | NT | 2050 | TWh | 108 | Sub_sector | Industry | Aluminium | Industry (aluminium) | Energetic | industry_aluminium_demand_oil_energetic | Liquids | EU | Energy demand | 0 | FEC
SK | TYNDP2026 | NT | 2050 | TWh | 109 | Sub_sector | Industry | Aluminium | Industry (aluminium) | Energetic | industry_aluminium_demand_others_energetic | Others | EU | Energy demand | 0 | FEC
SK | TYNDP2026 | NT | 2050 | TWh | 110 | Sub_sector | Industry | Aluminium | Industry (aluminium) | Energetic | industry_ammonia_demand_others_energetic | Ammonia | EU | Energy demand | 0 | FEC
SK | TYNDP2026 | NT | 2050 | TWh | 112 | Sub_sector | Industry | Chemicals | Industry (chemicals, energetic) | Energetic | industry_chemical_demand_electricity_energetic | Electricity | EU | Energy demand | 2.0033 | FEC
SK | TYNDP2026 | NT | 2050 | TWh | 113 | Sub_sector | Industry | Chemicals | Industry (chemicals, energetic) | Energetic | industry_chemical_demand_hydrogen_energetic | Hydrogen | EU | Energy demand | 0.42149 | FEC
SK | TYNDP2026 | NT | 2050 | TWh | 114 | Sub_sector | Industry | Chemicals | Industry (chemicals, energetic) | Energetic | industry_chemical_demand_methane_energetic | Methane | EU | Energy demand | 0.13172 | FEC
SK | TYNDP2026 | NT | 2050 | TWh | 115 | Sub_sector | Industry | Chemicals | Industry (chemicals, energetic) | Energetic | industry_chemical_demand_heat_energetic | Heat | EU | Energy demand | 0.28451 | FEC
SK | TYNDP2026 | NT | 2050 | TWh | 116 | Sub_sector | Industry | Chemicals | Industry (chemicals, energetic) | Energetic | industry_chemical_demand_biomass_energetic | Biomass | EU | Energy demand | 0.50381 | FEC
SK | TYNDP2026 | NT | 2050 | TWh | 117 | Sub_sector | Industry | Chemicals | Industry (chemicals, energetic) | Energetic | industry_chemical_demand_coal_energetic | Solids | EU | Energy demand | 0 | FEC
SK | TYNDP2026 | NT | 2050 | TWh | 118 | Sub_sector | Industry | Chemicals | Industry (chemicals, energetic) | Energetic | industry_chemical_demand_oil_energetic | Liquids | EU | Energy demand | 0 | FEC
SK | TYNDP2026 | NT | 2050 | TWh | 119 | Sub_sector | Industry | Chemicals | Industry (chemicals, energetic) | Energetic | industry_chemical_demand_others_energetic | Others | EU | Energy demand | 0 | FEC
SK | TYNDP2026 | NT | 2050 | TWh | 120 | Sub_sector | Industry | Chemicals | Industry (chemicals, energetic) | Energetic | industry_chemical_demand_ammonia_energetic | Ammonia | EU | Energy demand | 0 | FEC
SK | TYNDP2026 | NT | 2050 | TWh | 122 | Sub_sector | Industry | Chemicals | Industry (chemicals, non-energetic) | Non-energetic | industry_chemical_demand_electricity_non_energetic | Electricity | EU | Energy demand | 0 | not_included_in_FEC
SK | TYNDP2026 | NT | 2050 | TWh | 123 | Sub_sector | Industry | Chemicals | Industry (chemicals, non-energetic) | Non-energetic | industry_chemical_demand_hydrogen_non_energetic | Hydrogen | EU | Energy demand | 3.3082 | not_included_in_FEC
SK | TYNDP2026 | NT | 2050 | TWh | 124 | Sub_sector | Industry | Chemicals | Industry (chemicals, non-energetic) | Non-energetic | industry_chemical_demand_methane_non_energetic | Methane | EU | Energy demand | 0.17912 | not_included_in_FEC
SK | TYNDP2026 | NT | 2050 | TWh | 125 | Sub_sector | Industry | Chemicals | Industry (chemicals, non-energetic) | Non-energetic | industry_chemical_demand_heat_non_energetic | Heat | EU | Energy demand | 0 | not_included_in_FEC
SK | TYNDP2026 | NT | 2050 | TWh | 126 | Sub_sector | Industry | Chemicals | Industry (chemicals, non-energetic) | Non-energetic | industry_chemical_demand_biomass_non_energetic | Biomass | EU | Energy demand | 0.66922 | not_included_in_FEC
SK | TYNDP2026 | NT | 2050 | TWh | 127 | Sub_sector | Industry | Chemicals | Industry (chemicals, non-energetic) | Non-energetic | industry_chemical_demand_coal_non_energetic | Solids | EU | Energy demand | 0.007225 | not_included_in_FEC
SK | TYNDP2026 | NT | 2050 | TWh | 128 | Sub_sector | Industry | Chemicals | Industry (chemicals, non-energetic) | Non-energetic | industry_chemical_demand_oil_non_energetic | Liquids | EU | Energy demand | 1.8571 | not_included_in_FEC
SK | TYNDP2026 | NT | 2050 | TWh | 129 | Sub_sector | Industry | Chemicals | Industry (chemicals, non-energetic) | Non-energetic | industry_chemical_demand_others_non_energetic | Others | EU | Energy demand | 0 | not_included_in_FEC
SK | TYNDP2026 | NT | 2050 | TWh | 130 | Sub_sector | Industry | Chemicals | Industry (chemicals, non-energetic) | Non-energetic | industry_chemical_demand_ammonia_non_energetic | Ammonia | EU | Energy demand | 0 | not_included_in_FEC
SK | TYNDP2026 | NT | 2050 | TWh | 132 | Sub_sector | Industry | Fertilizers | Industry (fertilizers, energetic) | Energetic | industry_fertilizers_demand_electricity_energetic | Electricity | EU | Energy demand | 0.22163 | FEC
SK | TYNDP2026 | NT | 2050 | TWh | 133 | Sub_sector | Industry | Fertilizers | Industry (fertilizers, energetic) | Energetic | industry_fertilizers_demand_hydrogen_energetic | Hydrogen | EU | Energy demand | 0.9031 | FEC
SK | TYNDP2026 | NT | 2050 | TWh | 134 | Sub_sector | Industry | Fertilizers | Industry (fertilizers, energetic) | Energetic | industry_fertilizers_demand_methane_energetic | Methane | EU | Energy demand | 0.46007 | FEC
SK | TYNDP2026 | NT | 2050 | TWh | 135 | Sub_sector | Industry | Fertilizers | Industry (fertilizers, energetic) | Energetic | industry_fertilizers_demand_heat_energetic | Heat | EU | Energy demand | 0 | FEC
SK | TYNDP2026 | NT | 2050 | TWh | 136 | Sub_sector | Industry | Fertilizers | Industry (fertilizers, energetic) | Energetic | industry_fertilizers_demand_biomass_energetic | Biomass | EU | Energy demand | 0 | FEC
SK | TYNDP2026 | NT | 2050 | TWh | 137 | Sub_sector | Industry | Fertilizers | Industry (fertilizers, energetic) | Energetic | industry_fertilizers_demand_coal_energetic | Solids | EU | Energy demand | 0 | FEC
SK | TYNDP2026 | NT | 2050 | TWh | 138 | Sub_sector | Industry | Fertilizers | Industry (fertilizers, energetic) | Energetic | industry_fertilizers_demand_oil_energetic | Liquids | EU | Energy demand | 0 | FEC
SK | TYNDP2026 | NT | 2050 | TWh | 139 | Sub_sector | Industry | Fertilizers | Industry (fertilizers, energetic) | Energetic | industry_fertilizers_demand_others_energetic | Others | EU | Energy demand | 0 | FEC
SK | TYNDP2026 | NT | 2050 | TWh | 140 | Sub_sector | Industry | Fertilizers | Industry (fertilizers, energetic) | Energetic | industry_fertilizers_demand_ammonia_energetic | Ammonia | EU | Energy demand | 0 | FEC
SK | TYNDP2026 | NT | 2050 | TWh | 142 | Sub_sector | Industry | Fertilizers | Industry (fertilizers, non-energetic) | Non-energetic | industry_fertilizers_demand_electricity_non_energetic | Electricity | EU | Energy demand | 0 | not_included_in_FEC
SK | TYNDP2026 | NT | 2050 | TWh | 143 | Sub_sector | Industry | Fertilizers | Industry (fertilizers, non-energetic) | Non-energetic | industry_fertilizers_demand_hydrogen_non_energetic | Hydrogen | EU | Energy demand | 2.4981 | not_included_in_FEC
SK | TYNDP2026 | NT | 2050 | TWh | 144 | Sub_sector | Industry | Fertilizers | Industry (fertilizers, non-energetic) | Non-energetic | industry_fertilizers_demand_methane_non_energetic | Methane | EU | Energy demand | 2.4043 | not_included_in_FEC
SK | TYNDP2026 | NT | 2050 | TWh | 145 | Sub_sector | Industry | Fertilizers | Industry (fertilizers, non-energetic) | Non-energetic | industry_fertilizers_demand_heat_non_energetic | Heat | EU | Energy demand | 0 | not_included_in_FEC
SK | TYNDP2026 | NT | 2050 | TWh | 146 | Sub_sector | Industry | Fertilizers | Industry (fertilizers, non-energetic) | Non-energetic | industry_fertilizers_demand_biomass_non_energetic | Biomass | EU | Energy demand | 0 | not_included_in_FEC
SK | TYNDP2026 | NT | 2050 | TWh | 147 | Sub_sector | Industry | Fertilizers | Industry (fertilizers, non-energetic) | Non-energetic | industry_fertilizers_demand_coal_non_energetic | Solids | EU | Energy demand | 0 | not_included_in_FEC
SK | TYNDP2026 | NT | 2050 | TWh | 148 | Sub_sector | Industry | Fertilizers | Industry (fertilizers, non-energetic) | Non-energetic | industry_fertilizers_demand_oil_non_energetic | Liquids | EU | Energy demand | 0 | not_included_in_FEC
SK | TYNDP2026 | NT | 2050 | TWh | 149 | Sub_sector | Industry | Fertilizers | Industry (fertilizers, non-energetic) | Non-energetic | industry_fertilizers_demand_others_non_energetic | Others | EU | Energy demand | 0 | not_included_in_FEC
SK | TYNDP2026 | NT | 2050 | TWh | 150 | Sub_sector | Industry | Fertilizers | Industry (fertilizers, non-energetic) | Non-energetic | industry_fertilizers_demand_ammonia_non_energetic | Ammonia | EU | Energy demand | 0 | not_included_in_FEC
SK | TYNDP2026 | NT | 2050 | TWh | 152 | Sub_sector | Industry | Food | Industry (food) | Energetic | industry_food_demand_electricity_energetic | Electricity | EU | Energy demand | 0.80769 | FEC
SK | TYNDP2026 | NT | 2050 | TWh | 153 | Sub_sector | Industry | Food | Industry (food) | Energetic | industry_food_demand_hydrogen_energetic | Hydrogen | EU | Energy demand | 0 | FEC
SK | TYNDP2026 | NT | 2050 | TWh | 154 | Sub_sector | Industry | Food | Industry (food) | Energetic | industry_food_demand_methane_energetic | Methane | EU | Energy demand | 0.13846 | FEC
SK | TYNDP2026 | NT | 2050 | TWh | 155 | Sub_sector | Industry | Food | Industry (food) | Energetic | industry_food_demand_heat_energetic | Heat | EU | Energy demand | 0 | FEC
SK | TYNDP2026 | NT | 2050 | TWh | 156 | Sub_sector | Industry | Food | Industry (food) | Energetic | industry_food_demand_biomass_energetic | Biomass | EU | Energy demand | 0 | FEC
SK | TYNDP2026 | NT | 2050 | TWh | 157 | Sub_sector | Industry | Food | Industry (food) | Energetic | industry_food_demand_coal_energetic | Solids | EU | Energy demand | 0 | FEC
SK | TYNDP2026 | NT | 2050 | TWh | 158 | Sub_sector | Industry | Food | Industry (food) | Energetic | industry_food_demand_oil_energetic | Liquids | EU | Energy demand | 0.015013 | FEC
SK | TYNDP2026 | NT | 2050 | TWh | 159 | Sub_sector | Industry | Food | Industry (food) | Energetic | industry_food_demand_others_energetic | Others | EU | Energy demand | 0 | FEC
SK | TYNDP2026 | NT | 2050 | TWh | 160 | Sub_sector | Industry | Food | Industry (food) | Energetic | industry_food_demand_ammonia_energetic | Ammonia | EU | Energy demand | 0 | FEC
SK | TYNDP2026 | NT | 2050 | TWh | 162 | Sub_sector | Industry | Metals | Industry (metal) | Energetic | industry_metal_demand_electricity_energetic | Electricity | EU | Energy demand | 0 | FEC
SK | TYNDP2026 | NT | 2050 | TWh | 163 | Sub_sector | Industry | Metals | Industry (metal) | Energetic | industry_metal_demand_hydrogen_energetic | Hydrogen | EU | Energy demand | 0 | FEC
SK | TYNDP2026 | NT | 2050 | TWh | 164 | Sub_sector | Industry | Metals | Industry (metal) | Energetic | industry_metal_demand_methane_energetic | Methane | EU | Energy demand | 0.18308 | FEC
SK | TYNDP2026 | NT | 2050 | TWh | 165 | Sub_sector | Industry | Metals | Industry (metal) | Energetic | industry_metal_demand_heat_energetic | Heat | EU | Energy demand | 0.014584 | FEC
SK | TYNDP2026 | NT | 2050 | TWh | 166 | Sub_sector | Industry | Metals | Industry (metal) | Energetic | industry_metal_demand_biomass_energetic | Biomass | EU | Energy demand | 0 | FEC
SK | TYNDP2026 | NT | 2050 | TWh | 167 | Sub_sector | Industry | Metals | Industry (metal) | Energetic | industry_metal_demand_coal_energetic | Solids | EU | Energy demand | 0 | FEC
SK | TYNDP2026 | NT | 2050 | TWh | 168 | Sub_sector | Industry | Metals | Industry (metal) | Energetic | industry_metal_demand_oil_energetic | Liquids | EU | Energy demand | 0 | FEC
SK | TYNDP2026 | NT | 2050 | TWh | 169 | Sub_sector | Industry | Metals | Industry (metal) | Energetic | industry_metal_demand_others_energetic | Others | EU | Energy demand | 0 | FEC
SK | TYNDP2026 | NT | 2050 | TWh | 170 | Sub_sector | Industry | Metals | Industry (metal) | Energetic | industry_metal_demand_ammonia_energetic | Ammonia | EU | Energy demand | 0 | FEC
SK | TYNDP2026 | NT | 2050 | TWh | 172 | Sub_sector | Industry | Others | Industry (other, energetic) | Energetic | industry_other_demand_electricity_energetic | Electricity | EU | Energy demand | 7.8992 | FEC
SK | TYNDP2026 | NT | 2050 | TWh | 173 | Sub_sector | Industry | Others | Industry (other, energetic) | Energetic | industry_other_demand_hydrogen_energetic | Hydrogen | EU | Energy demand | 3.0553 | FEC
SK | TYNDP2026 | NT | 2050 | TWh | 174 | Sub_sector | Industry | Others | Industry (other, energetic) | Energetic | industry_other_demand_methane_energetic | Methane | EU | Energy demand | 1.0433 | FEC
SK | TYNDP2026 | NT | 2050 | TWh | 175 | Sub_sector | Industry | Others | Industry (other, energetic) | Energetic | industry_other_demand_heat_energetic | Heat | EU | Energy demand | 0 | FEC
SK | TYNDP2026 | NT | 2050 | TWh | 176 | Sub_sector | Industry | Others | Industry (other, energetic) | Energetic | industry_other_demand_biomass_energetic | Biomass | EU | Energy demand | 2.0121 | FEC
SK | TYNDP2026 | NT | 2050 | TWh | 177 | Sub_sector | Industry | Others | Industry (other, energetic) | Energetic | industry_other_demand_coal_energetic | Solids | EU | Energy demand | 0 | FEC
SK | TYNDP2026 | NT | 2050 | TWh | 178 | Sub_sector | Industry | Others | Industry (other, energetic) | Energetic | industry_other_demand_oil_energetic | Liquids | EU | Energy demand | 0.89425 | FEC
SK | TYNDP2026 | NT | 2050 | TWh | 179 | Sub_sector | Industry | Others | Industry (other, energetic) | Energetic | industry_other_demand_others_energetic | Others | EU | Energy demand | 0 | FEC
SK | TYNDP2026 | NT | 2050 | TWh | 180 | Sub_sector | Industry | Others | Industry (other, energetic) | Energetic | industry_other_demand_ammonia_energetic | Ammonia | EU | Energy demand | 0 | FEC
SK | TYNDP2026 | NT | 2050 | TWh | 182 | Sub_sector | Industry | Others | Industry (other, non-energetic) | Non-energetic | industry_other_demand_electricity_non_energetic | Electricity | EU | Energy demand | 0 | not_included_in_FEC
SK | TYNDP2026 | NT | 2050 | TWh | 183 | Sub_sector | Industry | Others | Industry (other, non-energetic) | Non-energetic | industry_other_demand_hydrogen_non_energetic | Hydrogen | EU | Energy demand | 0 | not_included_in_FEC
SK | TYNDP2026 | NT | 2050 | TWh | 184 | Sub_sector | Industry | Others | Industry (other, non-energetic) | Non-energetic | industry_other_demand_methane_non_energetic | Methane | EU | Energy demand | 0 | not_included_in_FEC
SK | TYNDP2026 | NT | 2050 | TWh | 185 | Sub_sector | Industry | Others | Industry (other, non-energetic) | Non-energetic | industry_other_demand_heat_non_energetic | Heat | EU | Energy demand | 0 | not_included_in_FEC
SK | TYNDP2026 | NT | 2050 | TWh | 186 | Sub_sector | Industry | Others | Industry (other, non-energetic) | Non-energetic | industry_other_demand_biomass_non_energetic | Biomass | EU | Energy demand | 0 | not_included_in_FEC
SK | TYNDP2026 | NT | 2050 | TWh | 187 | Sub_sector | Industry | Others | Industry (other, non-energetic) | Non-energetic | industry_other_demand_coal_non_energetic | Solids | EU | Energy demand | 0 | not_included_in_FEC
SK | TYNDP2026 | NT | 2050 | TWh | 188 | Sub_sector | Industry | Others | Industry (other, non-energetic) | Non-energetic | industry_other_demand_oil_non_energetic | Liquids | EU | Energy demand | 1.6187 | not_included_in_FEC
SK | TYNDP2026 | NT | 2050 | TWh | 189 | Sub_sector | Industry | Others | Industry (other, non-energetic) | Non-energetic | industry_other_demand_others_non_energetic | Others | EU | Energy demand | 0 | not_included_in_FEC
SK | TYNDP2026 | NT | 2050 | TWh | 190 | Sub_sector | Industry | Others | Industry (other, non-energetic) | Non-energetic | industry_other_demand_ammonia_non_energetic | Ammonia | EU | Energy demand | 0 | not_included_in_FEC
SK | TYNDP2026 | NT | 2050 | TWh | 192 | Sub_sector | Industry | Paper | Industry (paper) | Energetic | industry_paper_demand_electricity_energetic | Electricity | EU | Energy demand | 1.5971 | FEC
SK | TYNDP2026 | NT | 2050 | TWh | 193 | Sub_sector | Industry | Paper | Industry (paper) | Energetic | industry_paper_demand_hydrogen_energetic | Hydrogen | EU | Energy demand | 0.907 | FEC
SK | TYNDP2026 | NT | 2050 | TWh | 194 | Sub_sector | Industry | Paper | Industry (paper) | Energetic | industry_paper_demand_methane_energetic | Methane | EU | Energy demand | 0.10671 | FEC
SK | TYNDP2026 | NT | 2050 | TWh | 195 | Sub_sector | Industry | Paper | Industry (paper) | Energetic | industry_paper_demand_heat_energetic | Heat | EU | Energy demand | 0 | FEC
SK | TYNDP2026 | NT | 2050 | TWh | 196 | Sub_sector | Industry | Paper | Industry (paper) | Energetic | industry_paper_demand_biomass_energetic | Biomass | EU | Energy demand | 0.42015 | FEC
SK | TYNDP2026 | NT | 2050 | TWh | 197 | Sub_sector | Industry | Paper | Industry (paper) | Energetic | industry_paper_demand_coal_energetic | Solids | EU | Energy demand | 0 | FEC
SK | TYNDP2026 | NT | 2050 | TWh | 198 | Sub_sector | Industry | Paper | Industry (paper) | Energetic | industry_paper_demand_oil_energetic | Liquids | EU | Energy demand | 0 | FEC
SK | TYNDP2026 | NT | 2050 | TWh | 199 | Sub_sector | Industry | Paper | Industry (paper) | Energetic | industry_paper_demand_others_energetic | Others | EU | Energy demand | 0 | FEC
SK | TYNDP2026 | NT | 2050 | TWh | 200 | Sub_sector | Industry | Paper | Industry (paper) | Energetic | industry_paper_demand_ammonia_energetic | Ammonia | EU | Energy demand | 0 | FEC
SK | TYNDP2026 | NT | 2050 | TWh | 202 | Sub_sector | Industry | Refineries | Industry (refineries, energetic) | Energetic | industry_refinery_demand_electricity_energetic | Electricity | EU | Energy demand | 0.14149 | not_included_in_FEC
SK | TYNDP2026 | NT | 2050 | TWh | 203 | Sub_sector | Industry | Refineries | Industry (refineries, energetic) | Energetic | industry_refinery_demand_hydrogen_energetic | Hydrogen | EU | Energy demand | 0.44289 | not_included_in_FEC
SK | TYNDP2026 | NT | 2050 | TWh | 204 | Sub_sector | Industry | Refineries | Industry (refineries, energetic) | Energetic | industry_refinery_demand_methane_energetic | Methane | EU | Energy demand | 0.24581 | not_included_in_FEC
SK | TYNDP2026 | NT | 2050 | TWh | 205 | Sub_sector | Industry | Refineries | Industry (refineries, energetic) | Energetic | industry_refinery_demand_heat_energetic | Heat | EU | Energy demand | 0 | not_included_in_FEC
SK | TYNDP2026 | NT | 2050 | TWh | 206 | Sub_sector | Industry | Refineries | Industry (refineries, energetic) | Energetic | industry_refinery_demand_biomass_energetic | Biomass | EU | Energy demand | 0 | not_included_in_FEC
SK | TYNDP2026 | NT | 2050 | TWh | 207 | Sub_sector | Industry | Refineries | Industry (refineries, energetic) | Energetic | industry_refinery_demand_coal_energetic | Solids | EU | Energy demand | 0 | not_included_in_FEC
SK | TYNDP2026 | NT | 2050 | TWh | 208 | Sub_sector | Industry | Refineries | Industry (refineries, energetic) | Energetic | industry_refinery_demand_oil_energetic | Liquids | EU | Energy demand | 0.45382 | not_included_in_FEC
SK | TYNDP2026 | NT | 2050 | TWh | 209 | Sub_sector | Industry | Refineries | Industry (refineries, energetic) | Energetic | industry_refinery_demand_others_energetic | Others | EU | Energy demand | 0 | not_included_in_FEC
SK | TYNDP2026 | NT | 2050 | TWh | 210 | Sub_sector | Industry | Refineries | Industry (refineries, energetic) | Energetic | industry_refinery_demand_ammonia_energetic | Ammonia | EU | Energy demand | 0 | not_included_in_FEC
SK | TYNDP2026 | NT | 2050 | TWh | 212 | Sub_sector | Industry | Refineries | Industry (refineries, non-energetic) | Non-energetic | industry_refinery_demand_electricity_non_energetic | Electricity | EU | Energy demand | 0 | not_included_in_FEC
SK | TYNDP2026 | NT | 2050 | TWh | 213 | Sub_sector | Industry | Refineries | Industry (refineries, non-energetic) | Non-energetic | industry_refinery_demand_hydrogen_non_energetic | Hydrogen | EU | Energy demand | 0 | not_included_in_FEC
SK | TYNDP2026 | NT | 2050 | TWh | 214 | Sub_sector | Industry | Refineries | Industry (refineries, non-energetic) | Non-energetic | industry_refinery_demand_methane_non_energetic | Methane | EU | Energy demand | 0 | not_included_in_FEC
SK | TYNDP2026 | NT | 2050 | TWh | 215 | Sub_sector | Industry | Refineries | Industry (refineries, non-energetic) | Non-energetic | industry_refinery_demand_heat_non_energetic | Heat | EU | Energy demand | 0 | not_included_in_FEC
SK | TYNDP2026 | NT | 2050 | TWh | 216 | Sub_sector | Industry | Refineries | Industry (refineries, non-energetic) | Non-energetic | industry_refinery_demand_biomass_non_energetic | Biomass | EU | Energy demand | 0 | not_included_in_FEC
SK | TYNDP2026 | NT | 2050 | TWh | 217 | Sub_sector | Industry | Refineries | Industry (refineries, non-energetic) | Non-energetic | industry_refinery_demand_coal_non_energetic | Solids | EU | Energy demand | 0 | not_included_in_FEC
SK | TYNDP2026 | NT | 2050 | TWh | 218 | Sub_sector | Industry | Refineries | Industry (refineries, non-energetic) | Non-energetic | industry_refinery_demand_oil_non_energetic | Liquids | EU | Energy demand | 0 | not_included_in_FEC
SK | TYNDP2026 | NT | 2050 | TWh | 219 | Sub_sector | Industry | Refineries | Industry (refineries, non-energetic) | Non-energetic | industry_refinery_demand_others_non_energetic | Others | EU | Energy demand | 0 | not_included_in_FEC
SK | TYNDP2026 | NT | 2050 | TWh | 220 | Sub_sector | Industry | Refineries | Industry (refineries, non-energetic) | Non-energetic | industry_refinery_demand_ammonia_non_energetic | Ammonia | EU | Energy demand | 0 | not_included_in_FEC
SK | TYNDP2026 | NT | 2050 | TWh | 222 | Sub_sector | Industry | Steel | Industry (steel) | Energetic | industry_steel_demand_electricity_energetic | Electricity | EU | Energy demand | 4.4171 | FEC
SK | TYNDP2026 | NT | 2050 | TWh | 223 | Sub_sector | Industry | Steel | Industry (steel) | Energetic | industry_steel_demand_hydrogen_energetic | Hydrogen | EU | Energy demand | 3.4805 | FEC
SK | TYNDP2026 | NT | 2050 | TWh | 224 | Sub_sector | Industry | Steel | Industry (steel) | Energetic | industry_steel_demand_methane_energetic | Methane | EU | Energy demand | 4.47 | FEC
SK | TYNDP2026 | NT | 2050 | TWh | 225 | Sub_sector | Industry | Steel | Industry (steel) | Energetic | industry_steel_demand_heat_energetic | Heat | EU | Energy demand | 0 | FEC
SK | TYNDP2026 | NT | 2050 | TWh | 226 | Sub_sector | Industry | Steel | Industry (steel) | Energetic | industry_steel_demand_biomass_energetic | Biomass | EU | Energy demand | 0 | FEC
SK | TYNDP2026 | NT | 2050 | TWh | 227 | Sub_sector | Industry | Steel | Industry (steel) | Energetic | industry_steel_demand_coal_energetic | Solids | EU | Energy demand | 0.51996 | FEC
SK | TYNDP2026 | NT | 2050 | TWh | 228 | Sub_sector | Industry | Steel | Industry (steel) | Energetic | industry_steel_demand_oil_energetic | Liquids | EU | Energy demand | 0 | FEC
SK | TYNDP2026 | NT | 2050 | TWh | 229 | Sub_sector | Industry | Steel | Industry (steel) | Energetic | industry_steel_demand_others_energetic | Others | EU | Energy demand | 0 | FEC
SK | TYNDP2026 | NT | 2050 | TWh | 230 | Sub_sector | Industry | Steel | Industry (steel) | Energetic | industry_steel_demand_ammonia_energetic | Ammonia | EU | Energy demand | 0 | FEC
SK | TYNDP2026 | NT | 2050 | TWh | 232 | Sub_sector | Transport | Cars | Transport (cars) | Energetic | transport_cars_final_demand_electricity | Electricity | EU | Energy demand | 5.0436 | FEC
SK | TYNDP2026 | NT | 2050 | TWh | 233 | Sub_sector | Transport | Cars | Transport (cars) | Energetic | transport_cars_final_demand_hydrogen | Hydrogen | EU | Energy demand | 1.0139 | FEC
SK | TYNDP2026 | NT | 2050 | TWh | 234 | Sub_sector | Transport | Cars | Transport (cars) | Energetic | transport_cars_final_demand_methane | Methane | EU | Energy demand | 0.67026 | FEC
SK | TYNDP2026 | NT | 2050 | TWh | 235 | Sub_sector | Transport | Cars | Transport (cars) | Energetic | transport_cars_final_demand_heat | Heat | EU | Energy demand | 0 | FEC
SK | TYNDP2026 | NT | 2050 | TWh | 236 | Sub_sector | Transport | Cars | Transport (cars) | Energetic | transport_cars_final_demand_biomass | Biomass | EU | Energy demand | 0 | FEC
SK | TYNDP2026 | NT | 2050 | TWh | 237 | Sub_sector | Transport | Cars | Transport (cars) | Energetic | transport_cars_final_demand_coal | Solids | EU | Energy demand | 0 | FEC
SK | TYNDP2026 | NT | 2050 | TWh | 238 | Sub_sector | Transport | Cars | Transport (cars) | Energetic | transport_cars_final_demand_oil | Liquids | EU | Energy demand | 0.57451 | FEC
SK | TYNDP2026 | NT | 2050 | TWh | 239 | Sub_sector | Transport | Cars | Transport (cars) | Energetic | transport_cars_final_demand_other | Others | EU | Energy demand | 0 | FEC
SK | TYNDP2026 | NT | 2050 | TWh | 240 | Sub_sector | Transport | Cars | Transport (cars) | Energetic | transport_cars_final_demand_ammonia | Ammonia | EU | Energy demand | 0 | FEC
SK | TYNDP2026 | NT | 2050 | TWh | 242 | Sub_sector | Transport | Busses | Transport (busses) | Energetic | transport_busses_final_demand_electricity | Electricity | EU | Energy demand | 0.42701 | FEC
SK | TYNDP2026 | NT | 2050 | TWh | 243 | Sub_sector | Transport | Busses | Transport (busses) | Energetic | transport_busses_final_demand_hydrogen | Hydrogen | EU | Energy demand | 0.26187 | FEC
SK | TYNDP2026 | NT | 2050 | TWh | 244 | Sub_sector | Transport | Busses | Transport (busses) | Energetic | transport_busses_final_demand_methane | Methane | EU | Energy demand | 0.24407 | FEC
SK | TYNDP2026 | NT | 2050 | TWh | 245 | Sub_sector | Transport | Busses | Transport (busses) | Energetic | transport_busses_final_demand_heat | Heat | EU | Energy demand | 0 | FEC
SK | TYNDP2026 | NT | 2050 | TWh | 246 | Sub_sector | Transport | Busses | Transport (busses) | Energetic | transport_busses_final_demand_biomass | Biomass | EU | Energy demand | 0 | FEC
SK | TYNDP2026 | NT | 2050 | TWh | 247 | Sub_sector | Transport | Busses | Transport (busses) | Energetic | transport_busses_final_demand_coal | Solids | EU | Energy demand | 0 | FEC
SK | TYNDP2026 | NT | 2050 | TWh | 248 | Sub_sector | Transport | Busses | Transport (busses) | Energetic | transport_busses_final_demand_oil | Liquids | EU | Energy demand | 0.48502 | FEC
SK | TYNDP2026 | NT | 2050 | TWh | 249 | Sub_sector | Transport | Busses | Transport (busses) | Energetic | transport_busses_final_demand_other | Others | EU | Energy demand | 0 | FEC
SK | TYNDP2026 | NT | 2050 | TWh | 250 | Sub_sector | Transport | Busses | Transport (busses) | Energetic | transport_busses_final_demand_ammonia | Ammonia | EU | Energy demand | 0 | FEC
SK | TYNDP2026 | NT | 2050 | TWh | 252 | Sub_sector | Transport | Trucks | Transport (trucks) | Energetic | transport_trucks_final_demand_electricity | Electricity | EU | Energy demand | 1.2122 | FEC
SK | TYNDP2026 | NT | 2050 | TWh | 253 | Sub_sector | Transport | Trucks | Transport (trucks) | Energetic | transport_trucks_final_demand_hydrogen | Hydrogen | EU | Energy demand | 1.5791 | FEC
SK | TYNDP2026 | NT | 2050 | TWh | 254 | Sub_sector | Transport | Trucks | Transport (trucks) | Energetic | transport_trucks_final_demand_methane | Methane | EU | Energy demand | 1.4623 | FEC
SK | TYNDP2026 | NT | 2050 | TWh | 255 | Sub_sector | Transport | Trucks | Transport (trucks) | Energetic | transport_trucks_final_demand_heat | Heat | EU | Energy demand | 0 | FEC
SK | TYNDP2026 | NT | 2050 | TWh | 256 | Sub_sector | Transport | Trucks | Transport (trucks) | Energetic | transport_trucks_final_demand_biomass | Biomass | EU | Energy demand | 0 | FEC
SK | TYNDP2026 | NT | 2050 | TWh | 257 | Sub_sector | Transport | Trucks | Transport (trucks) | Energetic | transport_trucks_final_demand_coal | Solids | EU | Energy demand | 0 | FEC
SK | TYNDP2026 | NT | 2050 | TWh | 258 | Sub_sector | Transport | Trucks | Transport (trucks) | Energetic | transport_trucks_final_demand_oil | Liquids | EU | Energy demand | 2.001 | FEC
SK | TYNDP2026 | NT | 2050 | TWh | 259 | Sub_sector | Transport | Trucks | Transport (trucks) | Energetic | transport_trucks_final_demand_other | Others | EU | Energy demand | 0 | FEC
SK | TYNDP2026 | NT | 2050 | TWh | 260 | Sub_sector | Transport | Trucks | Transport (trucks) | Energetic | transport_trucks_final_demand_ammonia | Ammonia | EU | Energy demand | 0 | FEC
SK | TYNDP2026 | NT | 2050 | TWh | 262 | Sub_sector | Transport | Vans | Transport (vans) | Energetic | transport_vans_final_demand_electricity | Electricity | EU | Energy demand | 1.7007 | FEC
SK | TYNDP2026 | NT | 2050 | TWh | 263 | Sub_sector | Transport | Vans | Transport (vans) | Energetic | transport_vans_final_demand_hydrogen | Hydrogen | EU | Energy demand | 0.61826 | FEC
SK | TYNDP2026 | NT | 2050 | TWh | 264 | Sub_sector | Transport | Vans | Transport (vans) | Energetic | transport_vans_final_demand_methane | Methane | EU | Energy demand | 0.21839 | FEC
SK | TYNDP2026 | NT | 2050 | TWh | 265 | Sub_sector | Transport | Vans | Transport (vans) | Energetic | transport_vans_final_demand_heat | Heat | EU | Energy demand | 0 | FEC
SK | TYNDP2026 | NT | 2050 | TWh | 266 | Sub_sector | Transport | Vans | Transport (vans) | Energetic | transport_vans_final_demand_biomass | Biomass | EU | Energy demand | 0 | FEC
SK | TYNDP2026 | NT | 2050 | TWh | 267 | Sub_sector | Transport | Vans | Transport (vans) | Energetic | transport_vans_final_demand_coal | Solids | EU | Energy demand | 0 | FEC
SK | TYNDP2026 | NT | 2050 | TWh | 268 | Sub_sector | Transport | Vans | Transport (vans) | Energetic | transport_vans_final_demand_oil | Liquids | EU | Energy demand | 1.0717 | FEC
SK | TYNDP2026 | NT | 2050 | TWh | 269 | Sub_sector | Transport | Vans | Transport (vans) | Energetic | transport_vans_final_demand_other | Others | EU | Energy demand | 0 | FEC
SK | TYNDP2026 | NT | 2050 | TWh | 270 | Sub_sector | Transport | Vans | Transport (vans) | Energetic | transport_vans_final_demand_ammonia | Ammonia | EU | Energy demand | 0 | FEC
SK | TYNDP2026 | NT | 2050 | TWh | 272 | Sub_sector | Transport | Freight trains | Transport (trains) | Energetic | transport_trains_final_demand_electricity | Electricity | EU | Energy demand | 1.125 | FEC
SK | TYNDP2026 | NT | 2050 | TWh | 273 | Sub_sector | Transport | Freight trains | Transport (trains) | Energetic | transport_trains_final_demand_hydrogen | Hydrogen | EU | Energy demand | 0.22957 | FEC
SK | TYNDP2026 | NT | 2050 | TWh | 274 | Sub_sector | Transport | Freight trains | Transport (trains) | Energetic | transport_trains_final_demand_methane | Methane | EU | Energy demand | 0 | FEC
SK | TYNDP2026 | NT | 2050 | TWh | 275 | Sub_sector | Transport | Freight trains | Transport (trains) | Energetic | transport_trains_final_demand_heat | Heat | EU | Energy demand | 0 | FEC
SK | TYNDP2026 | NT | 2050 | TWh | 276 | Sub_sector | Transport | Freight trains | Transport (trains) | Energetic | transport_trains_final_demand_biomass | Biomass | EU | Energy demand | 0 | FEC
SK | TYNDP2026 | NT | 2050 | TWh | 277 | Sub_sector | Transport | Freight trains | Transport (trains) | Energetic | transport_trains_final_demand_coal | Solids | EU | Energy demand | 0 | FEC
SK | TYNDP2026 | NT | 2050 | TWh | 278 | Sub_sector | Transport | Freight trains | Transport (trains) | Energetic | transport_trains_final_demand_oil | Liquids | EU | Energy demand | 0.064836 | FEC
SK | TYNDP2026 | NT | 2050 | TWh | 279 | Sub_sector | Transport | Freight trains | Transport (trains) | Energetic | transport_trains_final_demand_other | Others | EU | Energy demand | 0 | FEC
SK | TYNDP2026 | NT | 2050 | TWh | 280 | Sub_sector | Transport | Freight trains | Transport (trains) | Energetic | transport_trains_final_demand_ammonia | Ammonia | EU | Energy demand | 0 | FEC
SK | TYNDP2026 | NT | 2050 | TWh | 282 | Sub_sector | Transport | Ships | Transport (ships) | Energetic | transport_ships_final_demand_electricity | Electricity | EU | Energy demand | 0 | FEC
SK | TYNDP2026 | NT | 2050 | TWh | 283 | Sub_sector | Transport | Ships | Transport (ships) | Energetic | transport_ships_final_demand_hydrogen | Hydrogen | EU | Energy demand | 0 | FEC
SK | TYNDP2026 | NT | 2050 | TWh | 284 | Sub_sector | Transport | Ships | Transport (ships) | Energetic | transport_ships_final_demand_methane | Methane | EU | Energy demand | 0 | FEC
SK | TYNDP2026 | NT | 2050 | TWh | 285 | Sub_sector | Transport | Ships | Transport (ships) | Energetic | transport_ships_final_demand_heat | Heat | EU | Energy demand | 0 | FEC
SK | TYNDP2026 | NT | 2050 | TWh | 286 | Sub_sector | Transport | Ships | Transport (ships) | Energetic | transport_ships_final_demand_biomass | Biomass | EU | Energy demand | 0 | FEC
SK | TYNDP2026 | NT | 2050 | TWh | 287 | Sub_sector | Transport | Ships | Transport (ships) | Energetic | transport_ships_final_demand_coal | Solids | EU | Energy demand | 0 | FEC
SK | TYNDP2026 | NT | 2050 | TWh | 288 | Sub_sector | Transport | Ships | Transport (ships) | Energetic | transport_ships_final_demand_oil | Liquids | EU | Energy demand | 0 | FEC
SK | TYNDP2026 | NT | 2050 | TWh | 289 | Sub_sector | Transport | Ships | Transport (ships) | Energetic | transport_ships_final_demand_other | Others | EU | Energy demand | 0 | FEC
SK | TYNDP2026 | NT | 2050 | TWh | 290 | Sub_sector | Transport | Ships | Transport (ships) | Energetic | transport_ships_final_demand_ammonia | Ammonia | EU | Energy demand | 0 | FEC
SK | TYNDP2026 | NT | 2050 | TWh | 292 | Sub_sector | Transport | Planes | Transport (planes) | Energetic | transport_planes_final_demand_electricity | Electricity | EU | Energy demand | 0 | FEC
SK | TYNDP2026 | NT | 2050 | TWh | 293 | Sub_sector | Transport | Planes | Transport (planes) | Energetic | transport_planes_final_demand_hydrogen | Hydrogen | EU | Energy demand | 0 | FEC
SK | TYNDP2026 | NT | 2050 | TWh | 294 | Sub_sector | Transport | Planes | Transport (planes) | Energetic | transport_planes_final_demand_methane | Methane | EU | Energy demand | 0 | FEC
SK | TYNDP2026 | NT | 2050 | TWh | 295 | Sub_sector | Transport | Planes | Transport (planes) | Energetic | transport_planes_final_demand_heat | Heat | EU | Energy demand | 0 | FEC
SK | TYNDP2026 | NT | 2050 | TWh | 296 | Sub_sector | Transport | Planes | Transport (planes) | Energetic | transport_planes_final_demand_biomass | Biomass | EU | Energy demand | 0 | FEC
SK | TYNDP2026 | NT | 2050 | TWh | 297 | Sub_sector | Transport | Planes | Transport (planes) | Energetic | transport_planes_final_demand_coal | Solids | EU | Energy demand | 0 | FEC
SK | TYNDP2026 | NT | 2050 | TWh | 298 | Sub_sector | Transport | Planes | Transport (planes) | Energetic | transport_planes_final_demand_oil | Liquids | EU | Energy demand | 0 | FEC
SK | TYNDP2026 | NT | 2050 | TWh | 299 | Sub_sector | Transport | Planes | Transport (planes) | Energetic | transport_planes_final_demand_other | Others | EU | Energy demand | 0 | FEC
SK | TYNDP2026 | NT | 2050 | TWh | 300 | Sub_sector | Transport | Planes | Transport (planes) | Energetic | transport_planes_final_demand_ammonia | Ammonia | EU | Energy demand | 0 | FEC
SK | TYNDP2026 | NT | 2050 | TWh | 302 | Sub_sector | Transport | Others | Transport (others) | Energetic | transport_other_final_demand_electricity | Electricity | EU | Energy demand | 0.011625 | FEC
SK | TYNDP2026 | NT | 2050 | TWh | 303 | Sub_sector | Transport | Others | Transport (others) | Energetic | transport_other_final_demand_hydrogen | Hydrogen | EU | Energy demand | 0 | FEC
SK | TYNDP2026 | NT | 2050 | TWh | 304 | Sub_sector | Transport | Others | Transport (others) | Energetic | transport_other_final_demand_methane | Methane | EU | Energy demand | 0 | FEC
SK | TYNDP2026 | NT | 2050 | TWh | 305 | Sub_sector | Transport | Others | Transport (others) | Energetic | transport_other_final_demand_heat | Heat | EU | Energy demand | 0 | FEC
SK | TYNDP2026 | NT | 2050 | TWh | 306 | Sub_sector | Transport | Others | Transport (others) | Energetic | transport_other_final_demand_biomass | Biomass | EU | Energy demand | 0 | FEC
SK | TYNDP2026 | NT | 2050 | TWh | 307 | Sub_sector | Transport | Others | Transport (others) | Energetic | transport_other_final_demand_coal | Solids | EU | Energy demand | 0 | FEC
SK | TYNDP2026 | NT | 2050 | TWh | 308 | Sub_sector | Transport | Others | Transport (others) | Energetic | transport_other_final_demand_oil | Liquids | EU | Energy demand | 0.070619 | FEC
SK | TYNDP2026 | NT | 2050 | TWh | 309 | Sub_sector | Transport | Others | Transport (others) | Energetic | transport_other_final_demand_other | Others | EU | Energy demand | 0 | FEC
SK | TYNDP2026 | NT | 2050 | TWh | 310 | Sub_sector | Transport | Others | Transport (others) | Energetic | transport_other_final_demand_ammonia | Ammonia | EU | Energy demand | 0 | FEC
SK | TYNDP2026 | NT | 2050 | TWh | 312 | Sub_sector | International transport | International aviation | Transport (int. aviation) | Energetic | transport_int_aviation_final_demand_electricity | Electricity | EU | Energy demand | 0 | FEC
SK | TYNDP2026 | NT | 2050 | TWh | 313 | Sub_sector | International transport | International aviation | Transport (int. aviation) | Energetic | transport_int_aviation_final_demand_hydrogen | Hydrogen | EU | Energy demand | 0 | FEC
SK | TYNDP2026 | NT | 2050 | TWh | 314 | Sub_sector | International transport | International aviation | Transport (int. aviation) | Energetic | transport_int_aviation_final_demand_methane | Methane | EU | Energy demand | 0 | FEC
SK | TYNDP2026 | NT | 2050 | TWh | 315 | Sub_sector | International transport | International aviation | Transport (int. aviation) | Energetic | transport_int_aviation_final_demand_heat | Heat | EU | Energy demand | 0 | FEC
SK | TYNDP2026 | NT | 2050 | TWh | 316 | Sub_sector | International transport | International aviation | Transport (int. aviation) | Energetic | transport_int_aviation_final_demand_biofuels | Biomass | EU | Energy demand | 0 | FEC
SK | TYNDP2026 | NT | 2050 | TWh | 317 | Sub_sector | International transport | International aviation | Transport (int. aviation) | Energetic | transport_int_aviation_final_demand_coal | Solids | EU | Energy demand | 0 | FEC
SK | TYNDP2026 | NT | 2050 | TWh | 318 | Sub_sector | International transport | International aviation | Transport (int. aviation) | Energetic | transport_int_aviation_final_demand_oil | Liquids | EU | Energy demand | 0.43694 | FEC
SK | TYNDP2026 | NT | 2050 | TWh | 319 | Sub_sector | International transport | International aviation | Transport (int. aviation) | Energetic | transport_int_aviation_final_demand_other | Others | EU | Energy demand | 0 | FEC
SK | TYNDP2026 | NT | 2050 | TWh | 320 | Sub_sector | International transport | International aviation | Transport (int. aviation) | Energetic | transport_int_aviation_final_demand_ammonia | Ammonia | EU | Energy demand | 0 | FEC
SK | TYNDP2026 | NT | 2050 | TWh | 322 | Sub_sector | International transport | International shipping | Transport (int. shipping) | Energetic | transport_int_shipping_final_demand_electricity | Electricity | EU | Energy demand | 0 | not_included_in_FEC
SK | TYNDP2026 | NT | 2050 | TWh | 323 | Sub_sector | International transport | International shipping | Transport (int. shipping) | Energetic | transport_int_shipping_final_demand_hydrogen | Hydrogen | EU | Energy demand | 0 | not_included_in_FEC
SK | TYNDP2026 | NT | 2050 | TWh | 324 | Sub_sector | International transport | International shipping | Transport (int. shipping) | Energetic | transport_int_shipping_final_demand_methane | Methane | EU | Energy demand | 0 | not_included_in_FEC
SK | TYNDP2026 | NT | 2050 | TWh | 325 | Sub_sector | International transport | International shipping | Transport (int. shipping) | Energetic | transport_int_shipping_final_demand_heat | Heat | EU | Energy demand | 0 | not_included_in_FEC
SK | TYNDP2026 | NT | 2050 | TWh | 326 | Sub_sector | International transport | International shipping | Transport (int. shipping) | Energetic | transport_int_shipping_final_demand_biofuels | Biomass | EU | Energy demand | 0 | not_included_in_FEC
SK | TYNDP2026 | NT | 2050 | TWh | 327 | Sub_sector | International transport | International shipping | Transport (int. shipping) | Energetic | transport_int_shipping_final_demand_coal | Solids | EU | Energy demand | 0 | not_included_in_FEC
SK | TYNDP2026 | NT | 2050 | TWh | 328 | Sub_sector | International transport | International shipping | Transport (int. shipping) | Energetic | transport_int_shipping_final_demand_oil | Liquids | EU | Energy demand | 0 | not_included_in_FEC
SK | TYNDP2026 | NT | 2050 | TWh | 329 | Sub_sector | International transport | International shipping | Transport (int. shipping) | Energetic | transport_int_shipping_final_demand_other | Others | EU | Energy demand | 0 | not_included_in_FEC
SK | TYNDP2026 | NT | 2050 | TWh | 330 | Sub_sector | International transport | International shipping | Transport (int. shipping) | Energetic | transport_int_shipping_final_demand_ammonia | Ammonia | EU | Energy demand | 0 | not_included_in_FEC
SK | TYNDP2026 | NT | 2050 | TWh | 332 | Sub_sector | Households | Space heating | Households (heating) | Energetic | households_heating_final_demand_electricity | Electricity | EU | Energy demand | 3.9468 | FEC
SK | TYNDP2026 | NT | 2050 | TWh | 333 | Sub_sector | Households | Space heating | Households (heating) | Energetic | households_heating_final_demand_hydrogen | Hydrogen | EU | Energy demand | 2.0532 | FEC
SK | TYNDP2026 | NT | 2050 | TWh | 334 | Sub_sector | Households | Space heating | Households (heating) | Energetic | households_heating_final_demand_methane | Methane | EU | Energy demand | 2.3344 | FEC
SK | TYNDP2026 | NT | 2050 | TWh | 335 | Sub_sector | Households | Space heating | Households (heating) | Energetic | households_heating_final_demand_heat | Heat | EU | Energy demand | 2.8003 | FEC
SK | TYNDP2026 | NT | 2050 | TWh | 336 | Sub_sector | Households | Space heating | Households (heating) | Energetic | households_heating_final_demand_biomass | Biomass | EU | Energy demand | 0.1045 | FEC
SK | TYNDP2026 | NT | 2050 | TWh | 337 | Sub_sector | Households | Space heating | Households (heating) | Energetic | households_heating_final_demand_coal | Solids | EU | Energy demand | 0 | FEC
SK | TYNDP2026 | NT | 2050 | TWh | 338 | Sub_sector | Households | Space heating | Households (heating) | Energetic | households_heating_final_demand_oil | Liquids | EU | Energy demand | 0 | FEC
SK | TYNDP2026 | NT | 2050 | TWh | 339 | Sub_sector | Households | Space heating | Households (heating) | Energetic | households_heating_final_demand_other | Others | EU | Energy demand | 0.49059 | FEC
SK | TYNDP2026 | NT | 2050 | TWh | 340 | Sub_sector | Households | Space heating | Households (heating) | Energetic | households_heating_final_demand_ammonia | Ammonia | EU | Energy demand | 0 | FEC
SK | TYNDP2026 | NT | 2050 | TWh | 343 | Sub_sector | Households | Cooling | Households (cooling) | Energetic | households_cooling_final_demand_electricity | Electricity | EU | Energy demand | 0.04168 | FEC
SK | TYNDP2026 | NT | 2050 | TWh | 344 | Sub_sector | Households | Cooling | Households (cooling) | Energetic | households_cooling_final_demand_hydrogen | Hydrogen | EU | Energy demand | 0 | FEC
SK | TYNDP2026 | NT | 2050 | TWh | 345 | Sub_sector | Households | Cooling | Households (cooling) | Energetic | households_cooling_final_demand_methane | Methane | EU | Energy demand | 0 | FEC
SK | TYNDP2026 | NT | 2050 | TWh | 346 | Sub_sector | Households | Cooling | Households (cooling) | Energetic | households_cooling_final_demand_heat | Heat | EU | Energy demand | 0 | FEC
SK | TYNDP2026 | NT | 2050 | TWh | 347 | Sub_sector | Households | Cooling | Households (cooling) | Energetic | households_cooling_final_demand_biomass | Biomass | EU | Energy demand | 0 | FEC
SK | TYNDP2026 | NT | 2050 | TWh | 348 | Sub_sector | Households | Cooling | Households (cooling) | Energetic | households_cooling_final_demand_coal | Solids | EU | Energy demand | 0 | FEC
SK | TYNDP2026 | NT | 2050 | TWh | 349 | Sub_sector | Households | Cooling | Households (cooling) | Energetic | households_cooling_final_demand_oil | Liquids | EU | Energy demand | 0 | FEC
SK | TYNDP2026 | NT | 2050 | TWh | 350 | Sub_sector | Households | Cooling | Households (cooling) | Energetic | households_cooling_final_demand_other | Others | EU | Energy demand | 0 | FEC
SK | TYNDP2026 | NT | 2050 | TWh | 351 | Sub_sector | Households | Cooling | Households (cooling) | Energetic | households_cooling_final_demand_ammonia | Ammonia | EU | Energy demand | 0 | FEC
SK | TYNDP2026 | NT | 2050 | TWh | 354 | Sub_sector | Households | Hot water | Households (hot water) | Energetic | households_hot_water_final_demand_electricity | Electricity | EU | Energy demand | 0.81323 | FEC
SK | TYNDP2026 | NT | 2050 | TWh | 355 | Sub_sector | Households | Hot water | Households (hot water) | Energetic | households_hot_water_final_demand_hydrogen | Hydrogen | EU | Energy demand | 0.54806 | FEC
SK | TYNDP2026 | NT | 2050 | TWh | 356 | Sub_sector | Households | Hot water | Households (hot water) | Energetic | households_hot_water_final_demand_methane | Methane | EU | Energy demand | 0.63533 | FEC
SK | TYNDP2026 | NT | 2050 | TWh | 357 | Sub_sector | Households | Hot water | Households (hot water) | Energetic | households_hot_water_final_demand_heat | Heat | EU | Energy demand | 0.51914 | FEC
SK | TYNDP2026 | NT | 2050 | TWh | 358 | Sub_sector | Households | Hot water | Households (hot water) | Energetic | households_hot_water_final_demand_biomass | Biomass | EU | Energy demand | 0.016832 | FEC
SK | TYNDP2026 | NT | 2050 | TWh | 359 | Sub_sector | Households | Hot water | Households (hot water) | Energetic | households_hot_water_final_demand_coal | Solids | EU | Energy demand | 0 | FEC
SK | TYNDP2026 | NT | 2050 | TWh | 360 | Sub_sector | Households | Hot water | Households (hot water) | Energetic | households_hot_water_final_demand_oil | Liquids | EU | Energy demand | 0 | FEC
SK | TYNDP2026 | NT | 2050 | TWh | 361 | Sub_sector | Households | Hot water | Households (hot water) | Energetic | households_hot_water_final_demand_other | Others | EU | Energy demand | 0.18579 | FEC
SK | TYNDP2026 | NT | 2050 | TWh | 362 | Sub_sector | Households | Hot water | Households (hot water) | Energetic | households_hot_water_final_demand_ammonia | Ammonia | EU | Energy demand | 0 | FEC
SK | TYNDP2026 | NT | 2050 | TWh | 365 | Sub_sector | Households | Appliances | Households (appliances) | Energetic | households_appliances_final_demand_electricity | Electricity | EU | Energy demand | 1.7108 | FEC
SK | TYNDP2026 | NT | 2050 | TWh | 366 | Sub_sector | Households | Appliances | Households (appliances) | Energetic | households_appliances_final_demand_hydrogen | Hydrogen | EU | Energy demand | 0 | FEC
SK | TYNDP2026 | NT | 2050 | TWh | 367 | Sub_sector | Households | Appliances | Households (appliances) | Energetic | households_appliances_final_demand_methane | Methane | EU | Energy demand | 0.46522 | FEC
SK | TYNDP2026 | NT | 2050 | TWh | 368 | Sub_sector | Households | Appliances | Households (appliances) | Energetic | households_appliances_final_demand_heat | Heat | EU | Energy demand | 0 | FEC
SK | TYNDP2026 | NT | 2050 | TWh | 369 | Sub_sector | Households | Appliances | Households (appliances) | Energetic | households_appliances_final_demand_biomass | Biomass | EU | Energy demand | 0.00347 | FEC
SK | TYNDP2026 | NT | 2050 | TWh | 370 | Sub_sector | Households | Appliances | Households (appliances) | Energetic | households_appliances_final_demand_coal | Solids | EU | Energy demand | 0 | FEC
SK | TYNDP2026 | NT | 2050 | TWh | 371 | Sub_sector | Households | Appliances | Households (appliances) | Energetic | households_appliances_final_demand_oil | Liquids | EU | Energy demand | 0 | FEC
SK | TYNDP2026 | NT | 2050 | TWh | 372 | Sub_sector | Households | Appliances | Households (appliances) | Energetic | households_appliances_final_demand_other | Others | EU | Energy demand | 0 | FEC
SK | TYNDP2026 | NT | 2050 | TWh | 373 | Sub_sector | Households | Appliances | Households (appliances) | Energetic | households_appliances_final_demand_ammonia | Ammonia | EU | Energy demand | 0 | FEC
SK | TYNDP2026 | NT | 2050 | TWh | 375 | Sub_sector | Buildings | Space heating | Buildings (heat) | Energetic | buildings_heat_final_demand_electricity | Electricity | EU | Energy demand | 1.5121 | FEC
SK | TYNDP2026 | NT | 2050 | TWh | 376 | Sub_sector | Buildings | Space heating | Buildings (heat) | Energetic | buildings_heat_final_demand_hydrogen | Hydrogen | EU | Energy demand | 0.97789 | FEC
SK | TYNDP2026 | NT | 2050 | TWh | 377 | Sub_sector | Buildings | Space heating | Buildings (heat) | Energetic | buildings_heat_final_demand_methane | Methane | EU | Energy demand | 1.1171 | FEC
SK | TYNDP2026 | NT | 2050 | TWh | 378 | Sub_sector | Buildings | Space heating | Buildings (heat) | Energetic | buildings_heat_final_demand_heat | Heat | EU | Energy demand | 1.1831 | FEC
SK | TYNDP2026 | NT | 2050 | TWh | 379 | Sub_sector | Buildings | Space heating | Buildings (heat) | Energetic | buildings_heat_final_demand_biomass | Biomass | EU | Energy demand | 0.062249 | FEC
SK | TYNDP2026 | NT | 2050 | TWh | 380 | Sub_sector | Buildings | Space heating | Buildings (heat) | Energetic | buildings_heat_final_demand_coal | Solids | EU | Energy demand | 0 | FEC
SK | TYNDP2026 | NT | 2050 | TWh | 381 | Sub_sector | Buildings | Space heating | Buildings (heat) | Energetic | buildings_heat_final_demand_oil | Liquids | EU | Energy demand | 0 | FEC
SK | TYNDP2026 | NT | 2050 | TWh | 382 | Sub_sector | Buildings | Space heating | Buildings (heat) | Energetic | buildings_heat_final_demand_other | Others | EU | Energy demand | 0.0010833 | FEC
SK | TYNDP2026 | NT | 2050 | TWh | 383 | Sub_sector | Buildings | Space heating | Buildings (heat) | Energetic | buildings_heat_final_demand_ammonia | Ammonia | EU | Energy demand | 0 | FEC
SK | TYNDP2026 | NT | 2050 | TWh | 386 | Sub_sector | Buildings | Cooling | Buildings (cooling) | Energetic | buildings_cooling_final_demand_electricity | Electricity | EU | Energy demand | 0.2644 | FEC
SK | TYNDP2026 | NT | 2050 | TWh | 387 | Sub_sector | Buildings | Cooling | Buildings (cooling) | Energetic | buildings_cooling_final_demand_hydrogen | Hydrogen | EU | Energy demand | 0 | FEC
SK | TYNDP2026 | NT | 2050 | TWh | 388 | Sub_sector | Buildings | Cooling | Buildings (cooling) | Energetic | buildings_cooling_final_demand_methane | Methane | EU | Energy demand | 0 | FEC
SK | TYNDP2026 | NT | 2050 | TWh | 389 | Sub_sector | Buildings | Cooling | Buildings (cooling) | Energetic | buildings_cooling_final_demand_heat | Heat | EU | Energy demand | 0 | FEC
SK | TYNDP2026 | NT | 2050 | TWh | 390 | Sub_sector | Buildings | Cooling | Buildings (cooling) | Energetic | buildings_cooling_final_demand_biomass | Biomass | EU | Energy demand | 0 | FEC
SK | TYNDP2026 | NT | 2050 | TWh | 391 | Sub_sector | Buildings | Cooling | Buildings (cooling) | Energetic | buildings_cooling_final_demand_coal | Solids | EU | Energy demand | 0 | FEC
SK | TYNDP2026 | NT | 2050 | TWh | 392 | Sub_sector | Buildings | Cooling | Buildings (cooling) | Energetic | buildings_cooling_final_demand_oil | Liquids | EU | Energy demand | 0 | FEC
SK | TYNDP2026 | NT | 2050 | TWh | 393 | Sub_sector | Buildings | Cooling | Buildings (cooling) | Energetic | buildings_cooling_final_demand_other | Others | EU | Energy demand | 0 | FEC
SK | TYNDP2026 | NT | 2050 | TWh | 394 | Sub_sector | Buildings | Cooling | Buildings (cooling) | Energetic | buildings_cooling_final_demand_ammonia | Ammonia | EU | Energy demand | 0 | FEC
SK | TYNDP2026 | NT | 2050 | TWh | 397 | Sub_sector | Buildings | Appliances | Buildings (appliances) | Energetic | buildings_appliances_final_demand_electricity | Electricity | EU | Energy demand | 3.7706 | FEC
SK | TYNDP2026 | NT | 2050 | TWh | 398 | Sub_sector | Buildings | Appliances | Buildings (appliances) | Energetic | buildings_appliances_final_demand_hydrogen | Hydrogen | EU | Energy demand | 0 | FEC
SK | TYNDP2026 | NT | 2050 | TWh | 399 | Sub_sector | Buildings | Appliances | Buildings (appliances) | Energetic | buildings_appliances_final_demand_methane | Methane | EU | Energy demand | 0.71945 | FEC
SK | TYNDP2026 | NT | 2050 | TWh | 400 | Sub_sector | Buildings | Appliances | Buildings (appliances) | Energetic | buildings_appliances_final_demand_heat | Heat | EU | Energy demand | 0 | FEC
SK | TYNDP2026 | NT | 2050 | TWh | 401 | Sub_sector | Buildings | Appliances | Buildings (appliances) | Energetic | buildings_appliances_final_demand_biomass | Biomass | EU | Energy demand | 0 | FEC
SK | TYNDP2026 | NT | 2050 | TWh | 402 | Sub_sector | Buildings | Appliances | Buildings (appliances) | Energetic | buildings_appliances_final_demand_coal | Solids | EU | Energy demand | 0 | FEC
SK | TYNDP2026 | NT | 2050 | TWh | 403 | Sub_sector | Buildings | Appliances | Buildings (appliances) | Energetic | buildings_appliances_final_demand_oil | Liquids | EU | Energy demand | 0 | FEC
SK | TYNDP2026 | NT | 2050 | TWh | 404 | Sub_sector | Buildings | Appliances | Buildings (appliances) | Energetic | buildings_appliances_final_demand_other | Others | EU | Energy demand | 0 | FEC
SK | TYNDP2026 | NT | 2050 | TWh | 405 | Sub_sector | Buildings | Appliances | Buildings (appliances) | Energetic | buildings_appliances_final_demand_ammonia | Ammonia | EU | Energy demand | 0 | FEC
SK | TYNDP2026 | NT | 2050 | TWh | 407 | Sub_sector | Buildings | Datacenters | Datacenters & ICT | Energetic | datacentres_final_demand_electricity_energetic | Electricity | EU | Energy demand | 2.0968 | FEC
SK | TYNDP2026 | NT | 2050 | TWh | 408 | Sub_sector | Buildings | Datacenters | Datacenters & ICT | Energetic | datacentres_final_demand_hydrogen_energetic | Hydrogen | EU | Energy demand | 0 | FEC
SK | TYNDP2026 | NT | 2050 | TWh | 409 | Sub_sector | Buildings | Datacenters | Datacenters & ICT | Energetic | datacentres_final_demand_methane_energetic | Methane | EU | Energy demand | 0 | FEC
SK | TYNDP2026 | NT | 2050 | TWh | 410 | Sub_sector | Buildings | Datacenters | Datacenters & ICT | Energetic | datacentres_final_demand_heat_energetic | Heat | EU | Energy demand | 0 | FEC
SK | TYNDP2026 | NT | 2050 | TWh | 411 | Sub_sector | Buildings | Datacenters | Datacenters & ICT | Energetic | datacentres_final_demand_biomass_energetic | Biomass | EU | Energy demand | 0 | FEC
SK | TYNDP2026 | NT | 2050 | TWh | 412 | Sub_sector | Buildings | Datacenters | Datacenters & ICT | Energetic | datacentres_final_demand_coal_energetic | Solids | EU | Energy demand | 0 | FEC
SK | TYNDP2026 | NT | 2050 | TWh | 413 | Sub_sector | Buildings | Datacenters | Datacenters & ICT | Energetic | datacentres_final_demand_oil_energetic | Liquids | EU | Energy demand | 0 | FEC
SK | TYNDP2026 | NT | 2050 | TWh | 414 | Sub_sector | Buildings | Datacenters | Datacenters & ICT | Energetic | datacentres_final_demand_other_energetic | Others | EU | Energy demand | 0 | FEC
SK | TYNDP2026 | NT | 2050 | TWh | 415 | Sub_sector | Buildings | Datacenters | Datacenters & ICT | Energetic | datacentres_final_demand_ammonia_energetic | Ammonia | EU | Energy demand | 0 | FEC
SK | TYNDP2026 | NT | 2050 | TWh | 417 | Sub_sector | Transport | Others_Sector | Others_Sector | Energetic | other_final_demand_electricity_energetic | Electricity | EU | Energy demand | 0 | FEC
SK | TYNDP2026 | NT | 2050 | TWh | 418 | Sub_sector | Transport | Others_Sector | Others_Sector | Energetic | other_final_demand_hydrogen_energetic | Hydrogen | EU | Energy demand | 0 | FEC
SK | TYNDP2026 | NT | 2050 | TWh | 419 | Sub_sector | Transport | Pipeline Transport | Others_Sector | Energetic | other_final_demand_methane_energetic | Methane | EU | Energy demand | 2.0728 | FEC
SK | TYNDP2026 | NT | 2050 | TWh | 420 | Sub_sector | Transport | Others_Sector | Others_Sector | Energetic | other_final_demand_heat_energetic | Heat | EU | Energy demand | 0 | FEC
SK | TYNDP2026 | NT | 2050 | TWh | 421 | Sub_sector | Transport | Others_Sector | Others_Sector | Energetic | other_final_demand_biomass_energetic | Biomass | EU | Energy demand | 0 | FEC
SK | TYNDP2026 | NT | 2050 | TWh | 422 | Sub_sector | Transport | Others_Sector | Others_Sector | Energetic | other_final_demand_coal_energetic | Solids | EU | Energy demand | 0 | FEC
SK | TYNDP2026 | NT | 2050 | TWh | 423 | Sub_sector | Transport | Others_Sector | Others_Sector | Energetic | other_final_demand_oil_energetic | Liquids | EU | Energy demand | 0.55114 | FEC
SK | TYNDP2026 | NT | 2050 | TWh | 424 | Sub_sector | Others_Sector | Others_Sector | Others_Sector | Non-energetic | other_final_demand_oil_non_energetic | Liquids | EU | Energy demand | 0.43604 | not_included_in_FEC
SK | TYNDP2026 | NT | 2050 | TWh | 425 | Sub_sector | Transport | Others_Sector | Others_Sector | Energetic | other_final_demand_other_energetic | Others | EU | Energy demand | 0 | FEC
SK | TYNDP2026 | NT | 2050 | TWh | 426 | Sub_sector | Transport | Others_Sector | Others_Sector | Energetic | other_final_demand_ammonia_energetic | Ammonia | EU | Energy demand | 0 | FEC
SK | TYNDP2026 | NT | 2050 | TWh | 427 | Sub_sector | Industry | Surplus_Heat_in_Industry | Surplus_Heat_in_Industry | Energetic | final_demand_of_industry_unused_local_production_steam_hot_water | Heat | EU | Energy demand | 0 | FEC
SK | TYNDP2026 | NT | 2050 | TWh | 429 | Sub_sector | Agriculture | Total | Agriculture | Energetic | agriculture_final_demand_electricity_energetic | Electricity | EU | Energy demand | 0.37186 | FEC
SK | TYNDP2026 | NT | 2050 | TWh | 430 | Sub_sector | Agriculture | Total | Agriculture | Energetic | agriculture_final_demand_hydrogen_energetic | Hydrogen | EU | Energy demand | 0 | FEC
SK | TYNDP2026 | NT | 2050 | TWh | 431 | Sub_sector | Agriculture | Total | Agriculture | Energetic | agriculture_final_demand_methane_energetic | Methane | EU | Energy demand | 0.58622 | FEC
SK | TYNDP2026 | NT | 2050 | TWh | 432 | Sub_sector | Agriculture | Total | Agriculture | Energetic | agriculture_final_demand_heat_energetic | Heat | EU | Energy demand | 0.011872 | FEC
SK | TYNDP2026 | NT | 2050 | TWh | 433 | Sub_sector | Agriculture | Total | Agriculture | Energetic | agriculture_final_demand_biomass_energetic | Biomass | EU | Energy demand | 0.1507 | FEC
SK | TYNDP2026 | NT | 2050 | TWh | 434 | Sub_sector | Agriculture | Total | Agriculture | Energetic | agriculture_final_demand_coal_energetic | Solids | EU | Energy demand | 0 | FEC
SK | TYNDP2026 | NT | 2050 | TWh | 435 | Sub_sector | Agriculture | Total | Agriculture | Energetic | agriculture_final_demand_oil_energetic | Liquids | EU | Energy demand | 0.28666 | FEC
SK | TYNDP2026 | NT | 2050 | TWh | 436 | Sub_sector | Agriculture | Total | Agriculture | Energetic | agriculture_final_demand_other_energetic | Others | EU | Energy demand | 0 | FEC
SK | TYNDP2026 | NT | 2050 | TWh | 437 | Sub_sector | Agriculture | Total | Agriculture | Energetic | agriculture_final_demand_ammonia_energetic | Ammonia | EU | Energy demand | 0 | FEC
SK | TYNDP2026 | NT | 2050 | TWh | 447 | Sub_sector | Buildings | Surplus Energy | Buildings | Energetic | GAP | Electricity | EU | Energy demand | 0 | FEC
SK | TYNDP2026 | NT | 2050 | TWh | 448 | Sub_sector | Buildings | Surplus Energy | Buildings | Energetic | GAP | Hydrogen | EU | Energy demand | 0 | FEC
SK | TYNDP2026 | NT | 2050 | TWh | 449 | Sub_sector | Buildings | Surplus Energy | Buildings | Energetic | GAP | Methane | EU | Energy demand | 0 | FEC
SK | TYNDP2026 | NT | 2050 | TWh | 450 | Sub_sector | Buildings | Surplus Energy | Buildings | Energetic | GAP | Heat | EU | Energy demand | 0 | FEC
SK | TYNDP2026 | NT | 2050 | TWh | 451 | Sub_sector | Buildings | Surplus Energy | Buildings | Energetic | GAP | Biomass | EU | Energy demand | 0.00015972 | FEC
SK | TYNDP2026 | NT | 2050 | TWh | 452 | Sub_sector | Buildings | Surplus Energy | Buildings | Energetic | GAP | Solids | EU | Energy demand | 0.095733 | FEC
SK | TYNDP2026 | NT | 2050 | TWh | 453 | Sub_sector | Buildings | Surplus Energy | Buildings | Energetic | GAP | Liquids | EU | Energy demand | 0.00042677 | FEC
SK | TYNDP2026 | NT | 2050 | TWh | 454 | Sub_sector | Buildings | Surplus Energy | Buildings | Energetic | GAP | Others | EU | Energy demand | 0 | FEC
SK | TYNDP2026 | NT | 2050 | TWh | 455 | Sub_sector | Buildings | Surplus Energy | Buildings | Energetic | GAP | Ammonia | EU | Energy demand | 0 | FEC
SK | TYNDP2026 | NT | 2050 | TWh | 456 | Sub_sector | Households | Surplus Energy | Households | Energetic | GAP | Electricity | EU | Energy demand | 0 | FEC
SK | TYNDP2026 | NT | 2050 | TWh | 457 | Sub_sector | Households | Surplus Energy | Households | Energetic | GAP | Hydrogen | EU | Energy demand | 0 | FEC
SK | TYNDP2026 | NT | 2050 | TWh | 458 | Sub_sector | Households | Surplus Energy | Households | Energetic | GAP | Methane | EU | Energy demand | 0 | FEC
SK | TYNDP2026 | NT | 2050 | TWh | 459 | Sub_sector | Households | Surplus Energy | Households | Energetic | GAP | Heat | EU | Energy demand | 0 | FEC
SK | TYNDP2026 | NT | 2050 | TWh | 460 | Sub_sector | Households | Surplus Energy | Households | Energetic | GAP | Biomass | EU | Energy demand | 0 | FEC
SK | TYNDP2026 | NT | 2050 | TWh | 461 | Sub_sector | Households | Surplus Energy | Households | Energetic | GAP | Solids | EU | Energy demand | 0 | FEC
SK | TYNDP2026 | NT | 2050 | TWh | 462 | Sub_sector | Households | Surplus Energy | Households | Energetic | GAP | Liquids | EU | Energy demand | 0 | FEC
SK | TYNDP2026 | NT | 2050 | TWh | 463 | Sub_sector | Households | Surplus Energy | Households | Energetic | GAP | Others | EU | Energy demand | 0 | FEC
SK | TYNDP2026 | NT | 2050 | TWh | 464 | Sub_sector | Households | Surplus Energy | Households | Energetic | GAP | Ammonia | EU | Energy demand | 0 | FEC
SK | TYNDP2026 | HEV | 2035 | TWh | 102 | Sub_sector | Industry | Aluminium | Industry (aluminium) | Energetic | industry_aluminium_demand_electricity_energetic | Electricity | EU | Energy demand | 1.3342 | FEC
SK | TYNDP2026 | HEV | 2035 | TWh | 103 | Sub_sector | Industry | Aluminium | Industry (aluminium) | Energetic | industry_aluminium_demand_hydrogen_energetic | Hydrogen | EU | Energy demand | 0 | FEC
SK | TYNDP2026 | HEV | 2035 | TWh | 104 | Sub_sector | Industry | Aluminium | Industry (aluminium) | Energetic | industry_aluminium_demand_methane_energetic | Methane | EU | Energy demand | 0.21039 | FEC
SK | TYNDP2026 | HEV | 2035 | TWh | 105 | Sub_sector | Industry | Aluminium | Industry (aluminium) | Energetic | industry_aluminium_demand_heat_energetic | Heat | EU | Energy demand | 0 | FEC
SK | TYNDP2026 | HEV | 2035 | TWh | 106 | Sub_sector | Industry | Aluminium | Industry (aluminium) | Energetic | industry_aluminium_demand_biomass_energetic | Biomass | EU | Energy demand | 0 | FEC
SK | TYNDP2026 | HEV | 2035 | TWh | 107 | Sub_sector | Industry | Aluminium | Industry (aluminium) | Energetic | industry_aluminium_demand_coal_energetic | Solids | EU | Energy demand | 0 | FEC
SK | TYNDP2026 | HEV | 2035 | TWh | 108 | Sub_sector | Industry | Aluminium | Industry (aluminium) | Energetic | industry_aluminium_demand_oil_energetic | Liquids | EU | Energy demand | 0 | FEC
SK | TYNDP2026 | HEV | 2035 | TWh | 109 | Sub_sector | Industry | Aluminium | Industry (aluminium) | Energetic | industry_aluminium_demand_others_energetic | Others | EU | Energy demand | 0 | FEC
SK | TYNDP2026 | HEV | 2035 | TWh | 110 | Sub_sector | Industry | Aluminium | Industry (aluminium) | Energetic | industry_ammonia_demand_others_energetic | Ammonia | EU | Energy demand | 0 | FEC
SK | TYNDP2026 | HEV | 2035 | TWh | 112 | Sub_sector | Industry | Chemicals | Industry (chemicals, energetic) | Energetic | industry_chemical_demand_electricity_energetic | Electricity | EU | Energy demand | 2.0706 | FEC
SK | TYNDP2026 | HEV | 2035 | TWh | 113 | Sub_sector | Industry | Chemicals | Industry (chemicals, energetic) | Energetic | industry_chemical_demand_hydrogen_energetic | Hydrogen | EU | Energy demand | 0.20425 | FEC
SK | TYNDP2026 | HEV | 2035 | TWh | 114 | Sub_sector | Industry | Chemicals | Industry (chemicals, energetic) | Energetic | industry_chemical_demand_methane_energetic | Methane | EU | Energy demand | 0.38931 | FEC
SK | TYNDP2026 | HEV | 2035 | TWh | 115 | Sub_sector | Industry | Chemicals | Industry (chemicals, energetic) | Energetic | industry_chemical_demand_heat_energetic | Heat | EU | Energy demand | 0.27606 | FEC
SK | TYNDP2026 | HEV | 2035 | TWh | 116 | Sub_sector | Industry | Chemicals | Industry (chemicals, energetic) | Energetic | industry_chemical_demand_biomass_energetic | Biomass | EU | Energy demand | 0.40509 | FEC
SK | TYNDP2026 | HEV | 2035 | TWh | 117 | Sub_sector | Industry | Chemicals | Industry (chemicals, energetic) | Energetic | industry_chemical_demand_coal_energetic | Solids | EU | Energy demand | 0.01495 | FEC
SK | TYNDP2026 | HEV | 2035 | TWh | 118 | Sub_sector | Industry | Chemicals | Industry (chemicals, energetic) | Energetic | industry_chemical_demand_oil_energetic | Liquids | EU | Energy demand | 0.01441 | FEC
SK | TYNDP2026 | HEV | 2035 | TWh | 119 | Sub_sector | Industry | Chemicals | Industry (chemicals, energetic) | Energetic | industry_chemical_demand_others_energetic | Others | EU | Energy demand | 0 | FEC
SK | TYNDP2026 | HEV | 2035 | TWh | 120 | Sub_sector | Industry | Chemicals | Industry (chemicals, energetic) | Energetic | industry_chemical_demand_ammonia_energetic | Ammonia | EU | Energy demand | 0 | FEC
SK | TYNDP2026 | HEV | 2035 | TWh | 122 | Sub_sector | Industry | Chemicals | Industry (chemicals, non-energetic) | Non-energetic | industry_chemical_demand_electricity_non_energetic | Electricity | EU | Energy demand | 0 | not_included_in_FEC
SK | TYNDP2026 | HEV | 2035 | TWh | 123 | Sub_sector | Industry | Chemicals | Industry (chemicals, non-energetic) | Non-energetic | industry_chemical_demand_hydrogen_non_energetic | Hydrogen | EU | Energy demand | 1.3648 | not_included_in_FEC
SK | TYNDP2026 | HEV | 2035 | TWh | 124 | Sub_sector | Industry | Chemicals | Industry (chemicals, non-energetic) | Non-energetic | industry_chemical_demand_methane_non_energetic | Methane | EU | Energy demand | 0.36897 | not_included_in_FEC
SK | TYNDP2026 | HEV | 2035 | TWh | 125 | Sub_sector | Industry | Chemicals | Industry (chemicals, non-energetic) | Non-energetic | industry_chemical_demand_heat_non_energetic | Heat | EU | Energy demand | 0 | not_included_in_FEC
SK | TYNDP2026 | HEV | 2035 | TWh | 126 | Sub_sector | Industry | Chemicals | Industry (chemicals, non-energetic) | Non-energetic | industry_chemical_demand_biomass_non_energetic | Biomass | EU | Energy demand | 0.64192 | not_included_in_FEC
SK | TYNDP2026 | HEV | 2035 | TWh | 127 | Sub_sector | Industry | Chemicals | Industry (chemicals, non-energetic) | Non-energetic | industry_chemical_demand_coal_non_energetic | Solids | EU | Energy demand | 0.0025908 | not_included_in_FEC
SK | TYNDP2026 | HEV | 2035 | TWh | 128 | Sub_sector | Industry | Chemicals | Industry (chemicals, non-energetic) | Non-energetic | industry_chemical_demand_oil_non_energetic | Liquids | EU | Energy demand | 3.7179 | not_included_in_FEC
SK | TYNDP2026 | HEV | 2035 | TWh | 129 | Sub_sector | Industry | Chemicals | Industry (chemicals, non-energetic) | Non-energetic | industry_chemical_demand_others_non_energetic | Others | EU | Energy demand | 0 | not_included_in_FEC
SK | TYNDP2026 | HEV | 2035 | TWh | 130 | Sub_sector | Industry | Chemicals | Industry (chemicals, non-energetic) | Non-energetic | industry_chemical_demand_ammonia_non_energetic | Ammonia | EU | Energy demand | 0 | not_included_in_FEC
SK | TYNDP2026 | HEV | 2035 | TWh | 132 | Sub_sector | Industry | Fertilizers | Industry (fertilizers, energetic) | Energetic | industry_fertilizers_demand_electricity_energetic | Electricity | EU | Energy demand | 0.20884 | FEC
SK | TYNDP2026 | HEV | 2035 | TWh | 133 | Sub_sector | Industry | Fertilizers | Industry (fertilizers, energetic) | Energetic | industry_fertilizers_demand_hydrogen_energetic | Hydrogen | EU | Energy demand | 0.44366 | FEC
SK | TYNDP2026 | HEV | 2035 | TWh | 134 | Sub_sector | Industry | Fertilizers | Industry (fertilizers, energetic) | Energetic | industry_fertilizers_demand_methane_energetic | Methane | EU | Energy demand | 1.0603 | FEC
SK | TYNDP2026 | HEV | 2035 | TWh | 135 | Sub_sector | Industry | Fertilizers | Industry (fertilizers, energetic) | Energetic | industry_fertilizers_demand_heat_energetic | Heat | EU | Energy demand | 0 | FEC
SK | TYNDP2026 | HEV | 2035 | TWh | 136 | Sub_sector | Industry | Fertilizers | Industry (fertilizers, energetic) | Energetic | industry_fertilizers_demand_biomass_energetic | Biomass | EU | Energy demand | 0 | FEC
SK | TYNDP2026 | HEV | 2035 | TWh | 137 | Sub_sector | Industry | Fertilizers | Industry (fertilizers, energetic) | Energetic | industry_fertilizers_demand_coal_energetic | Solids | EU | Energy demand | 0 | FEC
SK | TYNDP2026 | HEV | 2035 | TWh | 138 | Sub_sector | Industry | Fertilizers | Industry (fertilizers, energetic) | Energetic | industry_fertilizers_demand_oil_energetic | Liquids | EU | Energy demand | 0 | FEC
SK | TYNDP2026 | HEV | 2035 | TWh | 139 | Sub_sector | Industry | Fertilizers | Industry (fertilizers, energetic) | Energetic | industry_fertilizers_demand_others_energetic | Others | EU | Energy demand | 0 | FEC
SK | TYNDP2026 | HEV | 2035 | TWh | 140 | Sub_sector | Industry | Fertilizers | Industry (fertilizers, energetic) | Energetic | industry_fertilizers_demand_ammonia_energetic | Ammonia | EU | Energy demand | 0 | FEC
SK | TYNDP2026 | HEV | 2035 | TWh | 142 | Sub_sector | Industry | Fertilizers | Industry (fertilizers, non-energetic) | Non-energetic | industry_fertilizers_demand_electricity_non_energetic | Electricity | EU | Energy demand | 0 | not_included_in_FEC
SK | TYNDP2026 | HEV | 2035 | TWh | 143 | Sub_sector | Industry | Fertilizers | Industry (fertilizers, non-energetic) | Non-energetic | industry_fertilizers_demand_hydrogen_non_energetic | Hydrogen | EU | Energy demand | 1.2256 | not_included_in_FEC
SK | TYNDP2026 | HEV | 2035 | TWh | 144 | Sub_sector | Industry | Fertilizers | Industry (fertilizers, non-energetic) | Non-energetic | industry_fertilizers_demand_methane_non_energetic | Methane | EU | Energy demand | 3.3517 | not_included_in_FEC
SK | TYNDP2026 | HEV | 2035 | TWh | 145 | Sub_sector | Industry | Fertilizers | Industry (fertilizers, non-energetic) | Non-energetic | industry_fertilizers_demand_heat_non_energetic | Heat | EU | Energy demand | 0 | not_included_in_FEC
SK | TYNDP2026 | HEV | 2035 | TWh | 146 | Sub_sector | Industry | Fertilizers | Industry (fertilizers, non-energetic) | Non-energetic | industry_fertilizers_demand_biomass_non_energetic | Biomass | EU | Energy demand | 0 | not_included_in_FEC
SK | TYNDP2026 | HEV | 2035 | TWh | 147 | Sub_sector | Industry | Fertilizers | Industry (fertilizers, non-energetic) | Non-energetic | industry_fertilizers_demand_coal_non_energetic | Solids | EU | Energy demand | 0 | not_included_in_FEC
SK | TYNDP2026 | HEV | 2035 | TWh | 148 | Sub_sector | Industry | Fertilizers | Industry (fertilizers, non-energetic) | Non-energetic | industry_fertilizers_demand_oil_non_energetic | Liquids | EU | Energy demand | 0 | not_included_in_FEC
SK | TYNDP2026 | HEV | 2035 | TWh | 149 | Sub_sector | Industry | Fertilizers | Industry (fertilizers, non-energetic) | Non-energetic | industry_fertilizers_demand_others_non_energetic | Others | EU | Energy demand | 0 | not_included_in_FEC
SK | TYNDP2026 | HEV | 2035 | TWh | 150 | Sub_sector | Industry | Fertilizers | Industry (fertilizers, non-energetic) | Non-energetic | industry_fertilizers_demand_ammonia_non_energetic | Ammonia | EU | Energy demand | 0 | not_included_in_FEC
SK | TYNDP2026 | HEV | 2035 | TWh | 152 | Sub_sector | Industry | Food | Industry (food) | Energetic | industry_food_demand_electricity_energetic | Electricity | EU | Energy demand | 1.0145 | FEC
SK | TYNDP2026 | HEV | 2035 | TWh | 153 | Sub_sector | Industry | Food | Industry (food) | Energetic | industry_food_demand_hydrogen_energetic | Hydrogen | EU | Energy demand | 0 | FEC
SK | TYNDP2026 | HEV | 2035 | TWh | 154 | Sub_sector | Industry | Food | Industry (food) | Energetic | industry_food_demand_methane_energetic | Methane | EU | Energy demand | 0.33661 | FEC
SK | TYNDP2026 | HEV | 2035 | TWh | 155 | Sub_sector | Industry | Food | Industry (food) | Energetic | industry_food_demand_heat_energetic | Heat | EU | Energy demand | 0 | FEC
SK | TYNDP2026 | HEV | 2035 | TWh | 156 | Sub_sector | Industry | Food | Industry (food) | Energetic | industry_food_demand_biomass_energetic | Biomass | EU | Energy demand | 0 | FEC
SK | TYNDP2026 | HEV | 2035 | TWh | 157 | Sub_sector | Industry | Food | Industry (food) | Energetic | industry_food_demand_coal_energetic | Solids | EU | Energy demand | 0 | FEC
SK | TYNDP2026 | HEV | 2035 | TWh | 158 | Sub_sector | Industry | Food | Industry (food) | Energetic | industry_food_demand_oil_energetic | Liquids | EU | Energy demand | 0.026224 | FEC
SK | TYNDP2026 | HEV | 2035 | TWh | 159 | Sub_sector | Industry | Food | Industry (food) | Energetic | industry_food_demand_others_energetic | Others | EU | Energy demand | 0 | FEC
SK | TYNDP2026 | HEV | 2035 | TWh | 160 | Sub_sector | Industry | Food | Industry (food) | Energetic | industry_food_demand_ammonia_energetic | Ammonia | EU | Energy demand | 0 | FEC
SK | TYNDP2026 | HEV | 2035 | TWh | 162 | Sub_sector | Industry | Metals | Industry (metal) | Energetic | industry_metal_demand_electricity_energetic | Electricity | EU | Energy demand | 0 | FEC
SK | TYNDP2026 | HEV | 2035 | TWh | 163 | Sub_sector | Industry | Metals | Industry (metal) | Energetic | industry_metal_demand_hydrogen_energetic | Hydrogen | EU | Energy demand | 0 | FEC
SK | TYNDP2026 | HEV | 2035 | TWh | 164 | Sub_sector | Industry | Metals | Industry (metal) | Energetic | industry_metal_demand_methane_energetic | Methane | EU | Energy demand | 0.18308 | FEC
SK | TYNDP2026 | HEV | 2035 | TWh | 165 | Sub_sector | Industry | Metals | Industry (metal) | Energetic | industry_metal_demand_heat_energetic | Heat | EU | Energy demand | 0.014584 | FEC
SK | TYNDP2026 | HEV | 2035 | TWh | 166 | Sub_sector | Industry | Metals | Industry (metal) | Energetic | industry_metal_demand_biomass_energetic | Biomass | EU | Energy demand | 0 | FEC
SK | TYNDP2026 | HEV | 2035 | TWh | 167 | Sub_sector | Industry | Metals | Industry (metal) | Energetic | industry_metal_demand_coal_energetic | Solids | EU | Energy demand | 0 | FEC
SK | TYNDP2026 | HEV | 2035 | TWh | 168 | Sub_sector | Industry | Metals | Industry (metal) | Energetic | industry_metal_demand_oil_energetic | Liquids | EU | Energy demand | 0 | FEC
SK | TYNDP2026 | HEV | 2035 | TWh | 169 | Sub_sector | Industry | Metals | Industry (metal) | Energetic | industry_metal_demand_others_energetic | Others | EU | Energy demand | 0 | FEC
SK | TYNDP2026 | HEV | 2035 | TWh | 170 | Sub_sector | Industry | Metals | Industry (metal) | Energetic | industry_metal_demand_ammonia_energetic | Ammonia | EU | Energy demand | 0 | FEC
SK | TYNDP2026 | HEV | 2035 | TWh | 172 | Sub_sector | Industry | Others | Industry (other, energetic) | Energetic | industry_other_demand_electricity_energetic | Electricity | EU | Energy demand | 6.808 | FEC
SK | TYNDP2026 | HEV | 2035 | TWh | 173 | Sub_sector | Industry | Others | Industry (other, energetic) | Energetic | industry_other_demand_hydrogen_energetic | Hydrogen | EU | Energy demand | 0.97105 | FEC
SK | TYNDP2026 | HEV | 2035 | TWh | 174 | Sub_sector | Industry | Others | Industry (other, energetic) | Energetic | industry_other_demand_methane_energetic | Methane | EU | Energy demand | 2.3859 | FEC
SK | TYNDP2026 | HEV | 2035 | TWh | 175 | Sub_sector | Industry | Others | Industry (other, energetic) | Energetic | industry_other_demand_heat_energetic | Heat | EU | Energy demand | 0 | FEC
SK | TYNDP2026 | HEV | 2035 | TWh | 176 | Sub_sector | Industry | Others | Industry (other, energetic) | Energetic | industry_other_demand_biomass_energetic | Biomass | EU | Energy demand | 2.096 | FEC
SK | TYNDP2026 | HEV | 2035 | TWh | 177 | Sub_sector | Industry | Others | Industry (other, energetic) | Energetic | industry_other_demand_coal_energetic | Solids | EU | Energy demand | 0.6736 | FEC
SK | TYNDP2026 | HEV | 2035 | TWh | 178 | Sub_sector | Industry | Others | Industry (other, energetic) | Energetic | industry_other_demand_oil_energetic | Liquids | EU | Energy demand | 1.7741 | FEC
SK | TYNDP2026 | HEV | 2035 | TWh | 179 | Sub_sector | Industry | Others | Industry (other, energetic) | Energetic | industry_other_demand_others_energetic | Others | EU | Energy demand | 0 | FEC
SK | TYNDP2026 | HEV | 2035 | TWh | 180 | Sub_sector | Industry | Others | Industry (other, energetic) | Energetic | industry_other_demand_ammonia_energetic | Ammonia | EU | Energy demand | 0 | FEC
SK | TYNDP2026 | HEV | 2035 | TWh | 182 | Sub_sector | Industry | Others | Industry (other, non-energetic) | Non-energetic | industry_other_demand_electricity_non_energetic | Electricity | EU | Energy demand | 0 | not_included_in_FEC
SK | TYNDP2026 | HEV | 2035 | TWh | 183 | Sub_sector | Industry | Others | Industry (other, non-energetic) | Non-energetic | industry_other_demand_hydrogen_non_energetic | Hydrogen | EU | Energy demand | 0 | not_included_in_FEC
SK | TYNDP2026 | HEV | 2035 | TWh | 184 | Sub_sector | Industry | Others | Industry (other, non-energetic) | Non-energetic | industry_other_demand_methane_non_energetic | Methane | EU | Energy demand | 0 | not_included_in_FEC
SK | TYNDP2026 | HEV | 2035 | TWh | 185 | Sub_sector | Industry | Others | Industry (other, non-energetic) | Non-energetic | industry_other_demand_heat_non_energetic | Heat | EU | Energy demand | 0 | not_included_in_FEC
SK | TYNDP2026 | HEV | 2035 | TWh | 186 | Sub_sector | Industry | Others | Industry (other, non-energetic) | Non-energetic | industry_other_demand_biomass_non_energetic | Biomass | EU | Energy demand | 0 | not_included_in_FEC
SK | TYNDP2026 | HEV | 2035 | TWh | 187 | Sub_sector | Industry | Others | Industry (other, non-energetic) | Non-energetic | industry_other_demand_coal_non_energetic | Solids | EU | Energy demand | 0 | not_included_in_FEC
SK | TYNDP2026 | HEV | 2035 | TWh | 188 | Sub_sector | Industry | Others | Industry (other, non-energetic) | Non-energetic | industry_other_demand_oil_non_energetic | Liquids | EU | Energy demand | 1.486 | not_included_in_FEC
SK | TYNDP2026 | HEV | 2035 | TWh | 189 | Sub_sector | Industry | Others | Industry (other, non-energetic) | Non-energetic | industry_other_demand_others_non_energetic | Others | EU | Energy demand | 0 | not_included_in_FEC
SK | TYNDP2026 | HEV | 2035 | TWh | 190 | Sub_sector | Industry | Others | Industry (other, non-energetic) | Non-energetic | industry_other_demand_ammonia_non_energetic | Ammonia | EU | Energy demand | 0 | not_included_in_FEC
SK | TYNDP2026 | HEV | 2035 | TWh | 192 | Sub_sector | Industry | Paper | Industry (paper) | Energetic | industry_paper_demand_electricity_energetic | Electricity | EU | Energy demand | 2.3735 | FEC
SK | TYNDP2026 | HEV | 2035 | TWh | 193 | Sub_sector | Industry | Paper | Industry (paper) | Energetic | industry_paper_demand_hydrogen_energetic | Hydrogen | EU | Energy demand | 0.50097 | FEC
SK | TYNDP2026 | HEV | 2035 | TWh | 194 | Sub_sector | Industry | Paper | Industry (paper) | Energetic | industry_paper_demand_methane_energetic | Methane | EU | Energy demand | 0.48096 | FEC
SK | TYNDP2026 | HEV | 2035 | TWh | 195 | Sub_sector | Industry | Paper | Industry (paper) | Energetic | industry_paper_demand_heat_energetic | Heat | EU | Energy demand | 0 | FEC
SK | TYNDP2026 | HEV | 2035 | TWh | 196 | Sub_sector | Industry | Paper | Industry (paper) | Energetic | industry_paper_demand_biomass_energetic | Biomass | EU | Energy demand | 0.85121 | FEC
SK | TYNDP2026 | HEV | 2035 | TWh | 197 | Sub_sector | Industry | Paper | Industry (paper) | Energetic | industry_paper_demand_coal_energetic | Solids | EU | Energy demand | 0.12214 | FEC
SK | TYNDP2026 | HEV | 2035 | TWh | 198 | Sub_sector | Industry | Paper | Industry (paper) | Energetic | industry_paper_demand_oil_energetic | Liquids | EU | Energy demand | 0 | FEC
SK | TYNDP2026 | HEV | 2035 | TWh | 199 | Sub_sector | Industry | Paper | Industry (paper) | Energetic | industry_paper_demand_others_energetic | Others | EU | Energy demand | 0 | FEC
SK | TYNDP2026 | HEV | 2035 | TWh | 200 | Sub_sector | Industry | Paper | Industry (paper) | Energetic | industry_paper_demand_ammonia_energetic | Ammonia | EU | Energy demand | 0 | FEC
SK | TYNDP2026 | HEV | 2035 | TWh | 202 | Sub_sector | Industry | Refineries | Industry (refineries, energetic) | Energetic | industry_refinery_demand_electricity_energetic | Electricity | EU | Energy demand | 0.27079 | not_included_in_FEC
SK | TYNDP2026 | HEV | 2035 | TWh | 203 | Sub_sector | Industry | Refineries | Industry (refineries, energetic) | Energetic | industry_refinery_demand_hydrogen_energetic | Hydrogen | EU | Energy demand | 0.22001 | not_included_in_FEC
SK | TYNDP2026 | HEV | 2035 | TWh | 204 | Sub_sector | Industry | Refineries | Industry (refineries, energetic) | Energetic | industry_refinery_demand_methane_energetic | Methane | EU | Energy demand | 0.46843 | not_included_in_FEC
SK | TYNDP2026 | HEV | 2035 | TWh | 205 | Sub_sector | Industry | Refineries | Industry (refineries, energetic) | Energetic | industry_refinery_demand_heat_energetic | Heat | EU | Energy demand | 0 | not_included_in_FEC
SK | TYNDP2026 | HEV | 2035 | TWh | 206 | Sub_sector | Industry | Refineries | Industry (refineries, energetic) | Energetic | industry_refinery_demand_biomass_energetic | Biomass | EU | Energy demand | 0 | not_included_in_FEC
SK | TYNDP2026 | HEV | 2035 | TWh | 207 | Sub_sector | Industry | Refineries | Industry (refineries, energetic) | Energetic | industry_refinery_demand_coal_energetic | Solids | EU | Energy demand | 0 | not_included_in_FEC
SK | TYNDP2026 | HEV | 2035 | TWh | 208 | Sub_sector | Industry | Refineries | Industry (refineries, energetic) | Energetic | industry_refinery_demand_oil_energetic | Liquids | EU | Energy demand | 1.5512 | not_included_in_FEC
SK | TYNDP2026 | HEV | 2035 | TWh | 209 | Sub_sector | Industry | Refineries | Industry (refineries, energetic) | Energetic | industry_refinery_demand_others_energetic | Others | EU | Energy demand | 0 | not_included_in_FEC
SK | TYNDP2026 | HEV | 2035 | TWh | 210 | Sub_sector | Industry | Refineries | Industry (refineries, energetic) | Energetic | industry_refinery_demand_ammonia_energetic | Ammonia | EU | Energy demand | 0 | not_included_in_FEC
SK | TYNDP2026 | HEV | 2035 | TWh | 212 | Sub_sector | Industry | Refineries | Industry (refineries, non-energetic) | Non-energetic | industry_refinery_demand_electricity_non_energetic | Electricity | EU | Energy demand | 0 | not_included_in_FEC
SK | TYNDP2026 | HEV | 2035 | TWh | 213 | Sub_sector | Industry | Refineries | Industry (refineries, non-energetic) | Non-energetic | industry_refinery_demand_hydrogen_non_energetic | Hydrogen | EU | Energy demand | 0 | not_included_in_FEC
SK | TYNDP2026 | HEV | 2035 | TWh | 214 | Sub_sector | Industry | Refineries | Industry (refineries, non-energetic) | Non-energetic | industry_refinery_demand_methane_non_energetic | Methane | EU | Energy demand | 0 | not_included_in_FEC
SK | TYNDP2026 | HEV | 2035 | TWh | 215 | Sub_sector | Industry | Refineries | Industry (refineries, non-energetic) | Non-energetic | industry_refinery_demand_heat_non_energetic | Heat | EU | Energy demand | 0 | not_included_in_FEC
SK | TYNDP2026 | HEV | 2035 | TWh | 216 | Sub_sector | Industry | Refineries | Industry (refineries, non-energetic) | Non-energetic | industry_refinery_demand_biomass_non_energetic | Biomass | EU | Energy demand | 0 | not_included_in_FEC
SK | TYNDP2026 | HEV | 2035 | TWh | 217 | Sub_sector | Industry | Refineries | Industry (refineries, non-energetic) | Non-energetic | industry_refinery_demand_coal_non_energetic | Solids | EU | Energy demand | 0 | not_included_in_FEC
SK | TYNDP2026 | HEV | 2035 | TWh | 218 | Sub_sector | Industry | Refineries | Industry (refineries, non-energetic) | Non-energetic | industry_refinery_demand_oil_non_energetic | Liquids | EU | Energy demand | 0 | not_included_in_FEC
SK | TYNDP2026 | HEV | 2035 | TWh | 219 | Sub_sector | Industry | Refineries | Industry (refineries, non-energetic) | Non-energetic | industry_refinery_demand_others_non_energetic | Others | EU | Energy demand | 0 | not_included_in_FEC
SK | TYNDP2026 | HEV | 2035 | TWh | 220 | Sub_sector | Industry | Refineries | Industry (refineries, non-energetic) | Non-energetic | industry_refinery_demand_ammonia_non_energetic | Ammonia | EU | Energy demand | 0 | not_included_in_FEC
SK | TYNDP2026 | HEV | 2035 | TWh | 222 | Sub_sector | Industry | Steel | Industry (steel) | Energetic | industry_steel_demand_electricity_energetic | Electricity | EU | Energy demand | 4.4697 | FEC
SK | TYNDP2026 | HEV | 2035 | TWh | 223 | Sub_sector | Industry | Steel | Industry (steel) | Energetic | industry_steel_demand_hydrogen_energetic | Hydrogen | EU | Energy demand | 2.1745 | FEC
SK | TYNDP2026 | HEV | 2035 | TWh | 224 | Sub_sector | Industry | Steel | Industry (steel) | Energetic | industry_steel_demand_methane_energetic | Methane | EU | Energy demand | 4.5977 | FEC
SK | TYNDP2026 | HEV | 2035 | TWh | 225 | Sub_sector | Industry | Steel | Industry (steel) | Energetic | industry_steel_demand_heat_energetic | Heat | EU | Energy demand | 0.13666 | FEC
SK | TYNDP2026 | HEV | 2035 | TWh | 226 | Sub_sector | Industry | Steel | Industry (steel) | Energetic | industry_steel_demand_biomass_energetic | Biomass | EU | Energy demand | 0.019962 | FEC
SK | TYNDP2026 | HEV | 2035 | TWh | 227 | Sub_sector | Industry | Steel | Industry (steel) | Energetic | industry_steel_demand_coal_energetic | Solids | EU | Energy demand | 3.2929 | FEC
SK | TYNDP2026 | HEV | 2035 | TWh | 228 | Sub_sector | Industry | Steel | Industry (steel) | Energetic | industry_steel_demand_oil_energetic | Liquids | EU | Energy demand | 0.0033227 | FEC
SK | TYNDP2026 | HEV | 2035 | TWh | 229 | Sub_sector | Industry | Steel | Industry (steel) | Energetic | industry_steel_demand_others_energetic | Others | EU | Energy demand | 0 | FEC
SK | TYNDP2026 | HEV | 2035 | TWh | 230 | Sub_sector | Industry | Steel | Industry (steel) | Energetic | industry_steel_demand_ammonia_energetic | Ammonia | EU | Energy demand | 0 | FEC
SK | TYNDP2026 | HEV | 2035 | TWh | 232 | Sub_sector | Transport | Cars | Transport (cars) | Energetic | transport_cars_final_demand_electricity | Electricity | EU | Energy demand | 1.711 | FEC
SK | TYNDP2026 | HEV | 2035 | TWh | 233 | Sub_sector | Transport | Cars | Transport (cars) | Energetic | transport_cars_final_demand_hydrogen | Hydrogen | EU | Energy demand | 0.31893 | FEC
SK | TYNDP2026 | HEV | 2035 | TWh | 234 | Sub_sector | Transport | Cars | Transport (cars) | Energetic | transport_cars_final_demand_methane | Methane | EU | Energy demand | 0.59344 | FEC
SK | TYNDP2026 | HEV | 2035 | TWh | 235 | Sub_sector | Transport | Cars | Transport (cars) | Energetic | transport_cars_final_demand_heat | Heat | EU | Energy demand | 0 | FEC
SK | TYNDP2026 | HEV | 2035 | TWh | 236 | Sub_sector | Transport | Cars | Transport (cars) | Energetic | transport_cars_final_demand_biomass | Biomass | EU | Energy demand | 0 | FEC
SK | TYNDP2026 | HEV | 2035 | TWh | 237 | Sub_sector | Transport | Cars | Transport (cars) | Energetic | transport_cars_final_demand_coal | Solids | EU | Energy demand | 0 | FEC
SK | TYNDP2026 | HEV | 2035 | TWh | 238 | Sub_sector | Transport | Cars | Transport (cars) | Energetic | transport_cars_final_demand_oil | Liquids | EU | Energy demand | 12.412 | FEC
SK | TYNDP2026 | HEV | 2035 | TWh | 239 | Sub_sector | Transport | Cars | Transport (cars) | Energetic | transport_cars_final_demand_other | Others | EU | Energy demand | 0 | FEC
SK | TYNDP2026 | HEV | 2035 | TWh | 240 | Sub_sector | Transport | Cars | Transport (cars) | Energetic | transport_cars_final_demand_ammonia | Ammonia | EU | Energy demand | 0 | FEC
SK | TYNDP2026 | HEV | 2035 | TWh | 242 | Sub_sector | Transport | Busses | Transport (busses) | Energetic | transport_busses_final_demand_electricity | Electricity | EU | Energy demand | 0.14277 | FEC
SK | TYNDP2026 | HEV | 2035 | TWh | 243 | Sub_sector | Transport | Busses | Transport (busses) | Energetic | transport_busses_final_demand_hydrogen | Hydrogen | EU | Energy demand | 0.079746 | FEC
SK | TYNDP2026 | HEV | 2035 | TWh | 244 | Sub_sector | Transport | Busses | Transport (busses) | Energetic | transport_busses_final_demand_methane | Methane | EU | Energy demand | 0.16811 | FEC
SK | TYNDP2026 | HEV | 2035 | TWh | 245 | Sub_sector | Transport | Busses | Transport (busses) | Energetic | transport_busses_final_demand_heat | Heat | EU | Energy demand | 0 | FEC
SK | TYNDP2026 | HEV | 2035 | TWh | 246 | Sub_sector | Transport | Busses | Transport (busses) | Energetic | transport_busses_final_demand_biomass | Biomass | EU | Energy demand | 0 | FEC
SK | TYNDP2026 | HEV | 2035 | TWh | 247 | Sub_sector | Transport | Busses | Transport (busses) | Energetic | transport_busses_final_demand_coal | Solids | EU | Energy demand | 0 | FEC
SK | TYNDP2026 | HEV | 2035 | TWh | 248 | Sub_sector | Transport | Busses | Transport (busses) | Energetic | transport_busses_final_demand_oil | Liquids | EU | Energy demand | 1.4231 | FEC
SK | TYNDP2026 | HEV | 2035 | TWh | 249 | Sub_sector | Transport | Busses | Transport (busses) | Energetic | transport_busses_final_demand_other | Others | EU | Energy demand | 0 | FEC
SK | TYNDP2026 | HEV | 2035 | TWh | 250 | Sub_sector | Transport | Busses | Transport (busses) | Energetic | transport_busses_final_demand_ammonia | Ammonia | EU | Energy demand | 0 | FEC
SK | TYNDP2026 | HEV | 2035 | TWh | 252 | Sub_sector | Transport | Trucks | Transport (trucks) | Energetic | transport_trucks_final_demand_electricity | Electricity | EU | Energy demand | 0.23891 | FEC
SK | TYNDP2026 | HEV | 2035 | TWh | 253 | Sub_sector | Transport | Trucks | Transport (trucks) | Energetic | transport_trucks_final_demand_hydrogen | Hydrogen | EU | Energy demand | 0.45842 | FEC
SK | TYNDP2026 | HEV | 2035 | TWh | 254 | Sub_sector | Transport | Trucks | Transport (trucks) | Energetic | transport_trucks_final_demand_methane | Methane | EU | Energy demand | 0.79698 | FEC
SK | TYNDP2026 | HEV | 2035 | TWh | 255 | Sub_sector | Transport | Trucks | Transport (trucks) | Energetic | transport_trucks_final_demand_heat | Heat | EU | Energy demand | 0 | FEC
SK | TYNDP2026 | HEV | 2035 | TWh | 256 | Sub_sector | Transport | Trucks | Transport (trucks) | Energetic | transport_trucks_final_demand_biomass | Biomass | EU | Energy demand | 0 | FEC
SK | TYNDP2026 | HEV | 2035 | TWh | 257 | Sub_sector | Transport | Trucks | Transport (trucks) | Energetic | transport_trucks_final_demand_coal | Solids | EU | Energy demand | 0 | FEC
SK | TYNDP2026 | HEV | 2035 | TWh | 258 | Sub_sector | Transport | Trucks | Transport (trucks) | Energetic | transport_trucks_final_demand_oil | Liquids | EU | Energy demand | 5.7686 | FEC
SK | TYNDP2026 | HEV | 2035 | TWh | 259 | Sub_sector | Transport | Trucks | Transport (trucks) | Energetic | transport_trucks_final_demand_other | Others | EU | Energy demand | 0 | FEC
SK | TYNDP2026 | HEV | 2035 | TWh | 260 | Sub_sector | Transport | Trucks | Transport (trucks) | Energetic | transport_trucks_final_demand_ammonia | Ammonia | EU | Energy demand | 0 | FEC
SK | TYNDP2026 | HEV | 2035 | TWh | 262 | Sub_sector | Transport | Vans | Transport (vans) | Energetic | transport_vans_final_demand_electricity | Electricity | EU | Energy demand | 0.44553 | FEC
SK | TYNDP2026 | HEV | 2035 | TWh | 263 | Sub_sector | Transport | Vans | Transport (vans) | Energetic | transport_vans_final_demand_hydrogen | Hydrogen | EU | Energy demand | 0.1298 | FEC
SK | TYNDP2026 | HEV | 2035 | TWh | 264 | Sub_sector | Transport | Vans | Transport (vans) | Energetic | transport_vans_final_demand_methane | Methane | EU | Energy demand | 0.13089 | FEC
SK | TYNDP2026 | HEV | 2035 | TWh | 265 | Sub_sector | Transport | Vans | Transport (vans) | Energetic | transport_vans_final_demand_heat | Heat | EU | Energy demand | 0 | FEC
SK | TYNDP2026 | HEV | 2035 | TWh | 266 | Sub_sector | Transport | Vans | Transport (vans) | Energetic | transport_vans_final_demand_biomass | Biomass | EU | Energy demand | 0 | FEC
SK | TYNDP2026 | HEV | 2035 | TWh | 267 | Sub_sector | Transport | Vans | Transport (vans) | Energetic | transport_vans_final_demand_coal | Solids | EU | Energy demand | 0 | FEC
SK | TYNDP2026 | HEV | 2035 | TWh | 268 | Sub_sector | Transport | Vans | Transport (vans) | Energetic | transport_vans_final_demand_oil | Liquids | EU | Energy demand | 2.8055 | FEC
SK | TYNDP2026 | HEV | 2035 | TWh | 269 | Sub_sector | Transport | Vans | Transport (vans) | Energetic | transport_vans_final_demand_other | Others | EU | Energy demand | 0 | FEC
SK | TYNDP2026 | HEV | 2035 | TWh | 270 | Sub_sector | Transport | Vans | Transport (vans) | Energetic | transport_vans_final_demand_ammonia | Ammonia | EU | Energy demand | 0 | FEC
SK | TYNDP2026 | HEV | 2035 | TWh | 272 | Sub_sector | Transport | Freight trains | Transport (trains) | Energetic | transport_trains_final_demand_electricity | Electricity | EU | Energy demand | 1.0569 | FEC
SK | TYNDP2026 | HEV | 2035 | TWh | 273 | Sub_sector | Transport | Freight trains | Transport (trains) | Energetic | transport_trains_final_demand_hydrogen | Hydrogen | EU | Energy demand | 0.12238 | FEC
SK | TYNDP2026 | HEV | 2035 | TWh | 274 | Sub_sector | Transport | Freight trains | Transport (trains) | Energetic | transport_trains_final_demand_methane | Methane | EU | Energy demand | 0 | FEC
SK | TYNDP2026 | HEV | 2035 | TWh | 275 | Sub_sector | Transport | Freight trains | Transport (trains) | Energetic | transport_trains_final_demand_heat | Heat | EU | Energy demand | 0 | FEC
SK | TYNDP2026 | HEV | 2035 | TWh | 276 | Sub_sector | Transport | Freight trains | Transport (trains) | Energetic | transport_trains_final_demand_biomass | Biomass | EU | Energy demand | 0 | FEC
SK | TYNDP2026 | HEV | 2035 | TWh | 277 | Sub_sector | Transport | Freight trains | Transport (trains) | Energetic | transport_trains_final_demand_coal | Solids | EU | Energy demand | 0 | FEC
SK | TYNDP2026 | HEV | 2035 | TWh | 278 | Sub_sector | Transport | Freight trains | Transport (trains) | Energetic | transport_trains_final_demand_oil | Liquids | EU | Energy demand | 0.29108 | FEC
SK | TYNDP2026 | HEV | 2035 | TWh | 279 | Sub_sector | Transport | Freight trains | Transport (trains) | Energetic | transport_trains_final_demand_other | Others | EU | Energy demand | 0 | FEC
SK | TYNDP2026 | HEV | 2035 | TWh | 280 | Sub_sector | Transport | Freight trains | Transport (trains) | Energetic | transport_trains_final_demand_ammonia | Ammonia | EU | Energy demand | 0 | FEC
SK | TYNDP2026 | HEV | 2035 | TWh | 282 | Sub_sector | Transport | Ships | Transport (ships) | Energetic | transport_ships_final_demand_electricity | Electricity | EU | Energy demand | 0 | FEC
SK | TYNDP2026 | HEV | 2035 | TWh | 283 | Sub_sector | Transport | Ships | Transport (ships) | Energetic | transport_ships_final_demand_hydrogen | Hydrogen | EU | Energy demand | 0 | FEC
SK | TYNDP2026 | HEV | 2035 | TWh | 284 | Sub_sector | Transport | Ships | Transport (ships) | Energetic | transport_ships_final_demand_methane | Methane | EU | Energy demand | 0 | FEC
SK | TYNDP2026 | HEV | 2035 | TWh | 285 | Sub_sector | Transport | Ships | Transport (ships) | Energetic | transport_ships_final_demand_heat | Heat | EU | Energy demand | 0 | FEC
SK | TYNDP2026 | HEV | 2035 | TWh | 286 | Sub_sector | Transport | Ships | Transport (ships) | Energetic | transport_ships_final_demand_biomass | Biomass | EU | Energy demand | 0 | FEC
SK | TYNDP2026 | HEV | 2035 | TWh | 287 | Sub_sector | Transport | Ships | Transport (ships) | Energetic | transport_ships_final_demand_coal | Solids | EU | Energy demand | 0 | FEC
SK | TYNDP2026 | HEV | 2035 | TWh | 288 | Sub_sector | Transport | Ships | Transport (ships) | Energetic | transport_ships_final_demand_oil | Liquids | EU | Energy demand | 0 | FEC
SK | TYNDP2026 | HEV | 2035 | TWh | 289 | Sub_sector | Transport | Ships | Transport (ships) | Energetic | transport_ships_final_demand_other | Others | EU | Energy demand | 0 | FEC
SK | TYNDP2026 | HEV | 2035 | TWh | 290 | Sub_sector | Transport | Ships | Transport (ships) | Energetic | transport_ships_final_demand_ammonia | Ammonia | EU | Energy demand | 0 | FEC
SK | TYNDP2026 | HEV | 2035 | TWh | 292 | Sub_sector | Transport | Planes | Transport (planes) | Energetic | transport_planes_final_demand_electricity | Electricity | EU | Energy demand | 0 | FEC
SK | TYNDP2026 | HEV | 2035 | TWh | 293 | Sub_sector | Transport | Planes | Transport (planes) | Energetic | transport_planes_final_demand_hydrogen | Hydrogen | EU | Energy demand | 0 | FEC
SK | TYNDP2026 | HEV | 2035 | TWh | 294 | Sub_sector | Transport | Planes | Transport (planes) | Energetic | transport_planes_final_demand_methane | Methane | EU | Energy demand | 0 | FEC
SK | TYNDP2026 | HEV | 2035 | TWh | 295 | Sub_sector | Transport | Planes | Transport (planes) | Energetic | transport_planes_final_demand_heat | Heat | EU | Energy demand | 0 | FEC
SK | TYNDP2026 | HEV | 2035 | TWh | 296 | Sub_sector | Transport | Planes | Transport (planes) | Energetic | transport_planes_final_demand_biomass | Biomass | EU | Energy demand | 0 | FEC
SK | TYNDP2026 | HEV | 2035 | TWh | 297 | Sub_sector | Transport | Planes | Transport (planes) | Energetic | transport_planes_final_demand_coal | Solids | EU | Energy demand | 0 | FEC
SK | TYNDP2026 | HEV | 2035 | TWh | 298 | Sub_sector | Transport | Planes | Transport (planes) | Energetic | transport_planes_final_demand_oil | Liquids | EU | Energy demand | 0 | FEC
SK | TYNDP2026 | HEV | 2035 | TWh | 299 | Sub_sector | Transport | Planes | Transport (planes) | Energetic | transport_planes_final_demand_other | Others | EU | Energy demand | 0 | FEC
SK | TYNDP2026 | HEV | 2035 | TWh | 300 | Sub_sector | Transport | Planes | Transport (planes) | Energetic | transport_planes_final_demand_ammonia | Ammonia | EU | Energy demand | 0 | FEC
SK | TYNDP2026 | HEV | 2035 | TWh | 302 | Sub_sector | Transport | Others | Transport (others) | Energetic | transport_other_final_demand_electricity | Electricity | EU | Energy demand | 0.0024457 | FEC
SK | TYNDP2026 | HEV | 2035 | TWh | 303 | Sub_sector | Transport | Others | Transport (others) | Energetic | transport_other_final_demand_hydrogen | Hydrogen | EU | Energy demand | 0 | FEC
SK | TYNDP2026 | HEV | 2035 | TWh | 304 | Sub_sector | Transport | Others | Transport (others) | Energetic | transport_other_final_demand_methane | Methane | EU | Energy demand | 0 | FEC
SK | TYNDP2026 | HEV | 2035 | TWh | 305 | Sub_sector | Transport | Others | Transport (others) | Energetic | transport_other_final_demand_heat | Heat | EU | Energy demand | 0 | FEC
SK | TYNDP2026 | HEV | 2035 | TWh | 306 | Sub_sector | Transport | Others | Transport (others) | Energetic | transport_other_final_demand_biomass | Biomass | EU | Energy demand | 0 | FEC
SK | TYNDP2026 | HEV | 2035 | TWh | 307 | Sub_sector | Transport | Others | Transport (others) | Energetic | transport_other_final_demand_coal | Solids | EU | Energy demand | 0 | FEC
SK | TYNDP2026 | HEV | 2035 | TWh | 308 | Sub_sector | Transport | Others | Transport (others) | Energetic | transport_other_final_demand_oil | Liquids | EU | Energy demand | 0.15765 | FEC
SK | TYNDP2026 | HEV | 2035 | TWh | 309 | Sub_sector | Transport | Others | Transport (others) | Energetic | transport_other_final_demand_other | Others | EU | Energy demand | 0 | FEC
SK | TYNDP2026 | HEV | 2035 | TWh | 310 | Sub_sector | Transport | Others | Transport (others) | Energetic | transport_other_final_demand_ammonia | Ammonia | EU | Energy demand | 0 | FEC
SK | TYNDP2026 | HEV | 2035 | TWh | 312 | Sub_sector | International transport | International aviation | Transport (int. aviation) | Energetic | transport_int_aviation_final_demand_electricity | Electricity | EU | Energy demand | 0 | FEC
SK | TYNDP2026 | HEV | 2035 | TWh | 313 | Sub_sector | International transport | International aviation | Transport (int. aviation) | Energetic | transport_int_aviation_final_demand_hydrogen | Hydrogen | EU | Energy demand | 0 | FEC
SK | TYNDP2026 | HEV | 2035 | TWh | 314 | Sub_sector | International transport | International aviation | Transport (int. aviation) | Energetic | transport_int_aviation_final_demand_methane | Methane | EU | Energy demand | 0 | FEC
SK | TYNDP2026 | HEV | 2035 | TWh | 315 | Sub_sector | International transport | International aviation | Transport (int. aviation) | Energetic | transport_int_aviation_final_demand_heat | Heat | EU | Energy demand | 0 | FEC
SK | TYNDP2026 | HEV | 2035 | TWh | 316 | Sub_sector | International transport | International aviation | Transport (int. aviation) | Energetic | transport_int_aviation_final_demand_biofuels | Biomass | EU | Energy demand | 0 | FEC
SK | TYNDP2026 | HEV | 2035 | TWh | 317 | Sub_sector | International transport | International aviation | Transport (int. aviation) | Energetic | transport_int_aviation_final_demand_coal | Solids | EU | Energy demand | 0 | FEC
SK | TYNDP2026 | HEV | 2035 | TWh | 318 | Sub_sector | International transport | International aviation | Transport (int. aviation) | Energetic | transport_int_aviation_final_demand_oil | Liquids | EU | Energy demand | 0.47939 | FEC
SK | TYNDP2026 | HEV | 2035 | TWh | 319 | Sub_sector | International transport | International aviation | Transport (int. aviation) | Energetic | transport_int_aviation_final_demand_other | Others | EU | Energy demand | 0 | FEC
SK | TYNDP2026 | HEV | 2035 | TWh | 320 | Sub_sector | International transport | International aviation | Transport (int. aviation) | Energetic | transport_int_aviation_final_demand_ammonia | Ammonia | EU | Energy demand | 0 | FEC
SK | TYNDP2026 | HEV | 2035 | TWh | 322 | Sub_sector | International transport | International shipping | Transport (int. shipping) | Energetic | transport_int_shipping_final_demand_electricity | Electricity | EU | Energy demand | 0 | not_included_in_FEC
SK | TYNDP2026 | HEV | 2035 | TWh | 323 | Sub_sector | International transport | International shipping | Transport (int. shipping) | Energetic | transport_int_shipping_final_demand_hydrogen | Hydrogen | EU | Energy demand | 0 | not_included_in_FEC
SK | TYNDP2026 | HEV | 2035 | TWh | 324 | Sub_sector | International transport | International shipping | Transport (int. shipping) | Energetic | transport_int_shipping_final_demand_methane | Methane | EU | Energy demand | 0 | not_included_in_FEC
SK | TYNDP2026 | HEV | 2035 | TWh | 325 | Sub_sector | International transport | International shipping | Transport (int. shipping) | Energetic | transport_int_shipping_final_demand_heat | Heat | EU | Energy demand | 0 | not_included_in_FEC
SK | TYNDP2026 | HEV | 2035 | TWh | 326 | Sub_sector | International transport | International shipping | Transport (int. shipping) | Energetic | transport_int_shipping_final_demand_biofuels | Biomass | EU | Energy demand | 0 | not_included_in_FEC
SK | TYNDP2026 | HEV | 2035 | TWh | 327 | Sub_sector | International transport | International shipping | Transport (int. shipping) | Energetic | transport_int_shipping_final_demand_coal | Solids | EU | Energy demand | 0 | not_included_in_FEC
SK | TYNDP2026 | HEV | 2035 | TWh | 328 | Sub_sector | International transport | International shipping | Transport (int. shipping) | Energetic | transport_int_shipping_final_demand_oil | Liquids | EU | Energy demand | 0 | not_included_in_FEC
SK | TYNDP2026 | HEV | 2035 | TWh | 329 | Sub_sector | International transport | International shipping | Transport (int. shipping) | Energetic | transport_int_shipping_final_demand_other | Others | EU | Energy demand | 0 | not_included_in_FEC
SK | TYNDP2026 | HEV | 2035 | TWh | 330 | Sub_sector | International transport | International shipping | Transport (int. shipping) | Energetic | transport_int_shipping_final_demand_ammonia | Ammonia | EU | Energy demand | 0 | not_included_in_FEC
SK | TYNDP2026 | HEV | 2035 | TWh | 332 | Sub_sector | Households | Space heating | Households (heating) | Energetic | households_heating_final_demand_electricity | Electricity | EU | Energy demand | 3.5095 | FEC
SK | TYNDP2026 | HEV | 2035 | TWh | 333 | Sub_sector | Households | Space heating | Households (heating) | Energetic | households_heating_final_demand_hydrogen | Hydrogen | EU | Energy demand | 1.6363 | FEC
SK | TYNDP2026 | HEV | 2035 | TWh | 334 | Sub_sector | Households | Space heating | Households (heating) | Energetic | households_heating_final_demand_methane | Methane | EU | Energy demand | 6.0607 | FEC
SK | TYNDP2026 | HEV | 2035 | TWh | 335 | Sub_sector | Households | Space heating | Households (heating) | Energetic | households_heating_final_demand_heat | Heat | EU | Energy demand | 3.4987 | FEC
SK | TYNDP2026 | HEV | 2035 | TWh | 336 | Sub_sector | Households | Space heating | Households (heating) | Energetic | households_heating_final_demand_biomass | Biomass | EU | Energy demand | 0.14477 | FEC
SK | TYNDP2026 | HEV | 2035 | TWh | 337 | Sub_sector | Households | Space heating | Households (heating) | Energetic | households_heating_final_demand_coal | Solids | EU | Energy demand | 0.14501 | FEC
SK | TYNDP2026 | HEV | 2035 | TWh | 338 | Sub_sector | Households | Space heating | Households (heating) | Energetic | households_heating_final_demand_oil | Liquids | EU | Energy demand | 0.017933 | FEC
SK | TYNDP2026 | HEV | 2035 | TWh | 339 | Sub_sector | Households | Space heating | Households (heating) | Energetic | households_heating_final_demand_other | Others | EU | Energy demand | 0.62557 | FEC
SK | TYNDP2026 | HEV | 2035 | TWh | 340 | Sub_sector | Households | Space heating | Households (heating) | Energetic | households_heating_final_demand_ammonia | Ammonia | EU | Energy demand | 0 | FEC
SK | TYNDP2026 | HEV | 2035 | TWh | 343 | Sub_sector | Households | Cooling | Households (cooling) | Energetic | households_cooling_final_demand_electricity | Electricity | EU | Energy demand | 0.040899 | FEC
SK | TYNDP2026 | HEV | 2035 | TWh | 344 | Sub_sector | Households | Cooling | Households (cooling) | Energetic | households_cooling_final_demand_hydrogen | Hydrogen | EU | Energy demand | 0 | FEC
SK | TYNDP2026 | HEV | 2035 | TWh | 345 | Sub_sector | Households | Cooling | Households (cooling) | Energetic | households_cooling_final_demand_methane | Methane | EU | Energy demand | 0 | FEC
SK | TYNDP2026 | HEV | 2035 | TWh | 346 | Sub_sector | Households | Cooling | Households (cooling) | Energetic | households_cooling_final_demand_heat | Heat | EU | Energy demand | 0 | FEC
SK | TYNDP2026 | HEV | 2035 | TWh | 347 | Sub_sector | Households | Cooling | Households (cooling) | Energetic | households_cooling_final_demand_biomass | Biomass | EU | Energy demand | 0 | FEC
SK | TYNDP2026 | HEV | 2035 | TWh | 348 | Sub_sector | Households | Cooling | Households (cooling) | Energetic | households_cooling_final_demand_coal | Solids | EU | Energy demand | 0 | FEC
SK | TYNDP2026 | HEV | 2035 | TWh | 349 | Sub_sector | Households | Cooling | Households (cooling) | Energetic | households_cooling_final_demand_oil | Liquids | EU | Energy demand | 0 | FEC
SK | TYNDP2026 | HEV | 2035 | TWh | 350 | Sub_sector | Households | Cooling | Households (cooling) | Energetic | households_cooling_final_demand_other | Others | EU | Energy demand | 0 | FEC
SK | TYNDP2026 | HEV | 2035 | TWh | 351 | Sub_sector | Households | Cooling | Households (cooling) | Energetic | households_cooling_final_demand_ammonia | Ammonia | EU | Energy demand | 0 | FEC
SK | TYNDP2026 | HEV | 2035 | TWh | 354 | Sub_sector | Households | Hot water | Households (hot water) | Energetic | households_hot_water_final_demand_electricity | Electricity | EU | Energy demand | 0.71304 | FEC
SK | TYNDP2026 | HEV | 2035 | TWh | 355 | Sub_sector | Households | Hot water | Households (hot water) | Energetic | households_hot_water_final_demand_hydrogen | Hydrogen | EU | Energy demand | 0.40134 | FEC
SK | TYNDP2026 | HEV | 2035 | TWh | 356 | Sub_sector | Households | Hot water | Households (hot water) | Energetic | households_hot_water_final_demand_methane | Methane | EU | Energy demand | 1.3577 | FEC
SK | TYNDP2026 | HEV | 2035 | TWh | 357 | Sub_sector | Households | Hot water | Households (hot water) | Energetic | households_hot_water_final_demand_heat | Heat | EU | Energy demand | 0.49661 | FEC
SK | TYNDP2026 | HEV | 2035 | TWh | 358 | Sub_sector | Households | Hot water | Households (hot water) | Energetic | households_hot_water_final_demand_biomass | Biomass | EU | Energy demand | 0.019966 | FEC
SK | TYNDP2026 | HEV | 2035 | TWh | 359 | Sub_sector | Households | Hot water | Households (hot water) | Energetic | households_hot_water_final_demand_coal | Solids | EU | Energy demand | 0.02 | FEC
SK | TYNDP2026 | HEV | 2035 | TWh | 360 | Sub_sector | Households | Hot water | Households (hot water) | Energetic | households_hot_water_final_demand_oil | Liquids | EU | Energy demand | 0.0024734 | FEC
SK | TYNDP2026 | HEV | 2035 | TWh | 361 | Sub_sector | Households | Hot water | Households (hot water) | Energetic | households_hot_water_final_demand_other | Others | EU | Energy demand | 0.16554 | FEC
SK | TYNDP2026 | HEV | 2035 | TWh | 362 | Sub_sector | Households | Hot water | Households (hot water) | Energetic | households_hot_water_final_demand_ammonia | Ammonia | EU | Energy demand | 0 | FEC
SK | TYNDP2026 | HEV | 2035 | TWh | 365 | Sub_sector | Households | Appliances | Households (appliances) | Energetic | households_appliances_final_demand_electricity | Electricity | EU | Energy demand | 2.727 | FEC
SK | TYNDP2026 | HEV | 2035 | TWh | 366 | Sub_sector | Households | Appliances | Households (appliances) | Energetic | households_appliances_final_demand_hydrogen | Hydrogen | EU | Energy demand | 0 | FEC
SK | TYNDP2026 | HEV | 2035 | TWh | 367 | Sub_sector | Households | Appliances | Households (appliances) | Energetic | households_appliances_final_demand_methane | Methane | EU | Energy demand | 0.80081 | FEC
SK | TYNDP2026 | HEV | 2035 | TWh | 368 | Sub_sector | Households | Appliances | Households (appliances) | Energetic | households_appliances_final_demand_heat | Heat | EU | Energy demand | 0 | FEC
SK | TYNDP2026 | HEV | 2035 | TWh | 369 | Sub_sector | Households | Appliances | Households (appliances) | Energetic | households_appliances_final_demand_biomass | Biomass | EU | Energy demand | 0.0019112 | FEC
SK | TYNDP2026 | HEV | 2035 | TWh | 370 | Sub_sector | Households | Appliances | Households (appliances) | Energetic | households_appliances_final_demand_coal | Solids | EU | Energy demand | 0 | FEC
SK | TYNDP2026 | HEV | 2035 | TWh | 371 | Sub_sector | Households | Appliances | Households (appliances) | Energetic | households_appliances_final_demand_oil | Liquids | EU | Energy demand | 0 | FEC
SK | TYNDP2026 | HEV | 2035 | TWh | 372 | Sub_sector | Households | Appliances | Households (appliances) | Energetic | households_appliances_final_demand_other | Others | EU | Energy demand | 0 | FEC
SK | TYNDP2026 | HEV | 2035 | TWh | 373 | Sub_sector | Households | Appliances | Households (appliances) | Energetic | households_appliances_final_demand_ammonia | Ammonia | EU | Energy demand | 0 | FEC
SK | TYNDP2026 | HEV | 2035 | TWh | 375 | Sub_sector | Buildings | Space heating | Buildings (heat) | Energetic | buildings_heat_final_demand_electricity | Electricity | EU | Energy demand | 2.0112 | FEC
SK | TYNDP2026 | HEV | 2035 | TWh | 376 | Sub_sector | Buildings | Space heating | Buildings (heat) | Energetic | buildings_heat_final_demand_hydrogen | Hydrogen | EU | Energy demand | 0.44411 | FEC
SK | TYNDP2026 | HEV | 2035 | TWh | 377 | Sub_sector | Buildings | Space heating | Buildings (heat) | Energetic | buildings_heat_final_demand_methane | Methane | EU | Energy demand | 1.8982 | FEC
SK | TYNDP2026 | HEV | 2035 | TWh | 378 | Sub_sector | Buildings | Space heating | Buildings (heat) | Energetic | buildings_heat_final_demand_heat | Heat | EU | Energy demand | 0.89164 | FEC
SK | TYNDP2026 | HEV | 2035 | TWh | 379 | Sub_sector | Buildings | Space heating | Buildings (heat) | Energetic | buildings_heat_final_demand_biomass | Biomass | EU | Energy demand | 0.092026 | FEC
SK | TYNDP2026 | HEV | 2035 | TWh | 380 | Sub_sector | Buildings | Space heating | Buildings (heat) | Energetic | buildings_heat_final_demand_coal | Solids | EU | Energy demand | 0.49795 | FEC
SK | TYNDP2026 | HEV | 2035 | TWh | 381 | Sub_sector | Buildings | Space heating | Buildings (heat) | Energetic | buildings_heat_final_demand_oil | Liquids | EU | Energy demand | 0.036635 | FEC
SK | TYNDP2026 | HEV | 2035 | TWh | 382 | Sub_sector | Buildings | Space heating | Buildings (heat) | Energetic | buildings_heat_final_demand_other | Others | EU | Energy demand | 0.0010833 | FEC
SK | TYNDP2026 | HEV | 2035 | TWh | 383 | Sub_sector | Buildings | Space heating | Buildings (heat) | Energetic | buildings_heat_final_demand_ammonia | Ammonia | EU | Energy demand | 0 | FEC
SK | TYNDP2026 | HEV | 2035 | TWh | 386 | Sub_sector | Buildings | Cooling | Buildings (cooling) | Energetic | buildings_cooling_final_demand_electricity | Electricity | EU | Energy demand | 0.27114 | FEC
SK | TYNDP2026 | HEV | 2035 | TWh | 387 | Sub_sector | Buildings | Cooling | Buildings (cooling) | Energetic | buildings_cooling_final_demand_hydrogen | Hydrogen | EU | Energy demand | 0 | FEC
SK | TYNDP2026 | HEV | 2035 | TWh | 388 | Sub_sector | Buildings | Cooling | Buildings (cooling) | Energetic | buildings_cooling_final_demand_methane | Methane | EU | Energy demand | 0 | FEC
SK | TYNDP2026 | HEV | 2035 | TWh | 389 | Sub_sector | Buildings | Cooling | Buildings (cooling) | Energetic | buildings_cooling_final_demand_heat | Heat | EU | Energy demand | 0 | FEC
SK | TYNDP2026 | HEV | 2035 | TWh | 390 | Sub_sector | Buildings | Cooling | Buildings (cooling) | Energetic | buildings_cooling_final_demand_biomass | Biomass | EU | Energy demand | 0 | FEC
SK | TYNDP2026 | HEV | 2035 | TWh | 391 | Sub_sector | Buildings | Cooling | Buildings (cooling) | Energetic | buildings_cooling_final_demand_coal | Solids | EU | Energy demand | 0 | FEC
SK | TYNDP2026 | HEV | 2035 | TWh | 392 | Sub_sector | Buildings | Cooling | Buildings (cooling) | Energetic | buildings_cooling_final_demand_oil | Liquids | EU | Energy demand | 0 | FEC
SK | TYNDP2026 | HEV | 2035 | TWh | 393 | Sub_sector | Buildings | Cooling | Buildings (cooling) | Energetic | buildings_cooling_final_demand_other | Others | EU | Energy demand | 0 | FEC
SK | TYNDP2026 | HEV | 2035 | TWh | 394 | Sub_sector | Buildings | Cooling | Buildings (cooling) | Energetic | buildings_cooling_final_demand_ammonia | Ammonia | EU | Energy demand | 0 | FEC
SK | TYNDP2026 | HEV | 2035 | TWh | 397 | Sub_sector | Buildings | Appliances | Buildings (appliances) | Energetic | buildings_appliances_final_demand_electricity | Electricity | EU | Energy demand | 4.0448 | FEC
SK | TYNDP2026 | HEV | 2035 | TWh | 398 | Sub_sector | Buildings | Appliances | Buildings (appliances) | Energetic | buildings_appliances_final_demand_hydrogen | Hydrogen | EU | Energy demand | 0 | FEC
SK | TYNDP2026 | HEV | 2035 | TWh | 399 | Sub_sector | Buildings | Appliances | Buildings (appliances) | Energetic | buildings_appliances_final_demand_methane | Methane | EU | Energy demand | 0.81897 | FEC
SK | TYNDP2026 | HEV | 2035 | TWh | 400 | Sub_sector | Buildings | Appliances | Buildings (appliances) | Energetic | buildings_appliances_final_demand_heat | Heat | EU | Energy demand | 0 | FEC
SK | TYNDP2026 | HEV | 2035 | TWh | 401 | Sub_sector | Buildings | Appliances | Buildings (appliances) | Energetic | buildings_appliances_final_demand_biomass | Biomass | EU | Energy demand | 0 | FEC
SK | TYNDP2026 | HEV | 2035 | TWh | 402 | Sub_sector | Buildings | Appliances | Buildings (appliances) | Energetic | buildings_appliances_final_demand_coal | Solids | EU | Energy demand | 0 | FEC
SK | TYNDP2026 | HEV | 2035 | TWh | 403 | Sub_sector | Buildings | Appliances | Buildings (appliances) | Energetic | buildings_appliances_final_demand_oil | Liquids | EU | Energy demand | 0 | FEC
SK | TYNDP2026 | HEV | 2035 | TWh | 404 | Sub_sector | Buildings | Appliances | Buildings (appliances) | Energetic | buildings_appliances_final_demand_other | Others | EU | Energy demand | 0 | FEC
SK | TYNDP2026 | HEV | 2035 | TWh | 405 | Sub_sector | Buildings | Appliances | Buildings (appliances) | Energetic | buildings_appliances_final_demand_ammonia | Ammonia | EU | Energy demand | 0 | FEC
SK | TYNDP2026 | HEV | 2035 | TWh | 407 | Sub_sector | Buildings | Datacenters | Datacenters & ICT | Energetic | datacentres_final_demand_electricity_energetic | Electricity | EU | Energy demand | 1.5587 | FEC
SK | TYNDP2026 | HEV | 2035 | TWh | 408 | Sub_sector | Buildings | Datacenters | Datacenters & ICT | Energetic | datacentres_final_demand_hydrogen_energetic | Hydrogen | EU | Energy demand | 0 | FEC
SK | TYNDP2026 | HEV | 2035 | TWh | 409 | Sub_sector | Buildings | Datacenters | Datacenters & ICT | Energetic | datacentres_final_demand_methane_energetic | Methane | EU | Energy demand | 0 | FEC
SK | TYNDP2026 | HEV | 2035 | TWh | 410 | Sub_sector | Buildings | Datacenters | Datacenters & ICT | Energetic | datacentres_final_demand_heat_energetic | Heat | EU | Energy demand | 0 | FEC
SK | TYNDP2026 | HEV | 2035 | TWh | 411 | Sub_sector | Buildings | Datacenters | Datacenters & ICT | Energetic | datacentres_final_demand_biomass_energetic | Biomass | EU | Energy demand | 0 | FEC
SK | TYNDP2026 | HEV | 2035 | TWh | 412 | Sub_sector | Buildings | Datacenters | Datacenters & ICT | Energetic | datacentres_final_demand_coal_energetic | Solids | EU | Energy demand | 0 | FEC
SK | TYNDP2026 | HEV | 2035 | TWh | 413 | Sub_sector | Buildings | Datacenters | Datacenters & ICT | Energetic | datacentres_final_demand_oil_energetic | Liquids | EU | Energy demand | 0 | FEC
SK | TYNDP2026 | HEV | 2035 | TWh | 414 | Sub_sector | Buildings | Datacenters | Datacenters & ICT | Energetic | datacentres_final_demand_other_energetic | Others | EU | Energy demand | 0 | FEC
SK | TYNDP2026 | HEV | 2035 | TWh | 415 | Sub_sector | Buildings | Datacenters | Datacenters & ICT | Energetic | datacentres_final_demand_ammonia_energetic | Ammonia | EU | Energy demand | 0 | FEC
SK | TYNDP2026 | HEV | 2035 | TWh | 417 | Sub_sector | Transport | Others_Sector | Others_Sector | Energetic | other_final_demand_electricity_energetic | Electricity | EU | Energy demand | 0 | FEC
SK | TYNDP2026 | HEV | 2035 | TWh | 418 | Sub_sector | Transport | Others_Sector | Others_Sector | Energetic | other_final_demand_hydrogen_energetic | Hydrogen | EU | Energy demand | 0 | FEC
SK | TYNDP2026 | HEV | 2035 | TWh | 419 | Sub_sector | Transport | Pipeline Transport | Others_Sector | Energetic | other_final_demand_methane_energetic | Methane | EU | Energy demand | 2.0728 | FEC
SK | TYNDP2026 | HEV | 2035 | TWh | 420 | Sub_sector | Transport | Others_Sector | Others_Sector | Energetic | other_final_demand_heat_energetic | Heat | EU | Energy demand | 0 | FEC
SK | TYNDP2026 | HEV | 2035 | TWh | 421 | Sub_sector | Transport | Others_Sector | Others_Sector | Energetic | other_final_demand_biomass_energetic | Biomass | EU | Energy demand | 0 | FEC
SK | TYNDP2026 | HEV | 2035 | TWh | 422 | Sub_sector | Transport | Others_Sector | Others_Sector | Energetic | other_final_demand_coal_energetic | Solids | EU | Energy demand | 0 | FEC
SK | TYNDP2026 | HEV | 2035 | TWh | 423 | Sub_sector | Transport | Others_Sector | Others_Sector | Energetic | other_final_demand_oil_energetic | Liquids | EU | Energy demand | 0.55114 | FEC
SK | TYNDP2026 | HEV | 2035 | TWh | 424 | Sub_sector | Others_Sector | Others_Sector | Others_Sector | Non-energetic | other_final_demand_oil_non_energetic | Liquids | EU | Energy demand | 0.43604 | not_included_in_FEC
SK | TYNDP2026 | HEV | 2035 | TWh | 425 | Sub_sector | Transport | Others_Sector | Others_Sector | Energetic | other_final_demand_other_energetic | Others | EU | Energy demand | 0 | FEC
SK | TYNDP2026 | HEV | 2035 | TWh | 426 | Sub_sector | Transport | Others_Sector | Others_Sector | Energetic | other_final_demand_ammonia_energetic | Ammonia | EU | Energy demand | 0 | FEC
SK | TYNDP2026 | HEV | 2035 | TWh | 427 | Sub_sector | Industry | Surplus_Heat_in_Industry | Surplus_Heat_in_Industry | Energetic | final_demand_of_industry_unused_local_production_steam_hot_water | Heat | EU | Energy demand | 0 | FEC
SK | TYNDP2026 | HEV | 2035 | TWh | 429 | Sub_sector | Agriculture | Total | Agriculture | Energetic | agriculture_final_demand_electricity_energetic | Electricity | EU | Energy demand | 0.33286 | FEC
SK | TYNDP2026 | HEV | 2035 | TWh | 430 | Sub_sector | Agriculture | Total | Agriculture | Energetic | agriculture_final_demand_hydrogen_energetic | Hydrogen | EU | Energy demand | 0 | FEC
SK | TYNDP2026 | HEV | 2035 | TWh | 431 | Sub_sector | Agriculture | Total | Agriculture | Energetic | agriculture_final_demand_methane_energetic | Methane | EU | Energy demand | 0.43695 | FEC
SK | TYNDP2026 | HEV | 2035 | TWh | 432 | Sub_sector | Agriculture | Total | Agriculture | Energetic | agriculture_final_demand_heat_energetic | Heat | EU | Energy demand | 0.010713 | FEC
SK | TYNDP2026 | HEV | 2035 | TWh | 433 | Sub_sector | Agriculture | Total | Agriculture | Energetic | agriculture_final_demand_biomass_energetic | Biomass | EU | Energy demand | 0.13471 | FEC
SK | TYNDP2026 | HEV | 2035 | TWh | 434 | Sub_sector | Agriculture | Total | Agriculture | Energetic | agriculture_final_demand_coal_energetic | Solids | EU | Energy demand | 0 | FEC
SK | TYNDP2026 | HEV | 2035 | TWh | 435 | Sub_sector | Agriculture | Total | Agriculture | Energetic | agriculture_final_demand_oil_energetic | Liquids | EU | Energy demand | 0.44548 | FEC
SK | TYNDP2026 | HEV | 2035 | TWh | 436 | Sub_sector | Agriculture | Total | Agriculture | Energetic | agriculture_final_demand_other_energetic | Others | EU | Energy demand | 0 | FEC
SK | TYNDP2026 | HEV | 2035 | TWh | 437 | Sub_sector | Agriculture | Total | Agriculture | Energetic | agriculture_final_demand_ammonia_energetic | Ammonia | EU | Energy demand | 0 | FEC
SK | TYNDP2026 | HEV | 2035 | TWh | 447 | Sub_sector | Buildings | Surplus Energy | Buildings | Energetic | GAP | Electricity | EU | Energy demand | 0 | FEC
SK | TYNDP2026 | HEV | 2035 | TWh | 448 | Sub_sector | Buildings | Surplus Energy | Buildings | Energetic | GAP | Hydrogen | EU | Energy demand | 0 | FEC
SK | TYNDP2026 | HEV | 2035 | TWh | 449 | Sub_sector | Buildings | Surplus Energy | Buildings | Energetic | GAP | Methane | EU | Energy demand | 0 | FEC
SK | TYNDP2026 | HEV | 2035 | TWh | 450 | Sub_sector | Buildings | Surplus Energy | Buildings | Energetic | GAP | Heat | EU | Energy demand | 0 | FEC
SK | TYNDP2026 | HEV | 2035 | TWh | 451 | Sub_sector | Buildings | Surplus Energy | Buildings | Energetic | GAP | Biomass | EU | Energy demand | 0.00018181 | FEC
SK | TYNDP2026 | HEV | 2035 | TWh | 452 | Sub_sector | Buildings | Surplus Energy | Buildings | Energetic | GAP | Solids | EU | Energy demand | 0.10898 | FEC
SK | TYNDP2026 | HEV | 2035 | TWh | 453 | Sub_sector | Buildings | Surplus Energy | Buildings | Energetic | GAP | Liquids | EU | Energy demand | 0.0004858 | FEC
SK | TYNDP2026 | HEV | 2035 | TWh | 454 | Sub_sector | Buildings | Surplus Energy | Buildings | Energetic | GAP | Others | EU | Energy demand | 0 | FEC
SK | TYNDP2026 | HEV | 2035 | TWh | 455 | Sub_sector | Buildings | Surplus Energy | Buildings | Energetic | GAP | Ammonia | EU | Energy demand | 0 | FEC
SK | TYNDP2026 | HEV | 2035 | TWh | 456 | Sub_sector | Households | Surplus Energy | Households | Energetic | GAP | Electricity | EU | Energy demand | 0 | FEC
SK | TYNDP2026 | HEV | 2035 | TWh | 457 | Sub_sector | Households | Surplus Energy | Households | Energetic | GAP | Hydrogen | EU | Energy demand | 0 | FEC
SK | TYNDP2026 | HEV | 2035 | TWh | 458 | Sub_sector | Households | Surplus Energy | Households | Energetic | GAP | Methane | EU | Energy demand | 0 | FEC
SK | TYNDP2026 | HEV | 2035 | TWh | 459 | Sub_sector | Households | Surplus Energy | Households | Energetic | GAP | Heat | EU | Energy demand | 0 | FEC
SK | TYNDP2026 | HEV | 2035 | TWh | 460 | Sub_sector | Households | Surplus Energy | Households | Energetic | GAP | Biomass | EU | Energy demand | 0 | FEC
SK | TYNDP2026 | HEV | 2035 | TWh | 461 | Sub_sector | Households | Surplus Energy | Households | Energetic | GAP | Solids | EU | Energy demand | 0 | FEC
SK | TYNDP2026 | HEV | 2035 | TWh | 462 | Sub_sector | Households | Surplus Energy | Households | Energetic | GAP | Liquids | EU | Energy demand | 0 | FEC
SK | TYNDP2026 | HEV | 2035 | TWh | 463 | Sub_sector | Households | Surplus Energy | Households | Energetic | GAP | Others | EU | Energy demand | 0 | FEC
SK | TYNDP2026 | HEV | 2035 | TWh | 464 | Sub_sector | Households | Surplus Energy | Households | Energetic | GAP | Ammonia | EU | Energy demand | 0 | FEC
SK | TYNDP2026 | HEV | 2040 | TWh | 102 | Sub_sector | Industry | Aluminium | Industry (aluminium) | Energetic | industry_aluminium_demand_electricity_energetic | Electricity | EU | Energy demand | 1.2987 | FEC
SK | TYNDP2026 | HEV | 2040 | TWh | 103 | Sub_sector | Industry | Aluminium | Industry (aluminium) | Energetic | industry_aluminium_demand_hydrogen_energetic | Hydrogen | EU | Energy demand | 0 | FEC
SK | TYNDP2026 | HEV | 2040 | TWh | 104 | Sub_sector | Industry | Aluminium | Industry (aluminium) | Energetic | industry_aluminium_demand_methane_energetic | Methane | EU | Energy demand | 0.20827 | FEC
SK | TYNDP2026 | HEV | 2040 | TWh | 105 | Sub_sector | Industry | Aluminium | Industry (aluminium) | Energetic | industry_aluminium_demand_heat_energetic | Heat | EU | Energy demand | 0 | FEC
SK | TYNDP2026 | HEV | 2040 | TWh | 106 | Sub_sector | Industry | Aluminium | Industry (aluminium) | Energetic | industry_aluminium_demand_biomass_energetic | Biomass | EU | Energy demand | 0 | FEC
SK | TYNDP2026 | HEV | 2040 | TWh | 107 | Sub_sector | Industry | Aluminium | Industry (aluminium) | Energetic | industry_aluminium_demand_coal_energetic | Solids | EU | Energy demand | 0 | FEC
SK | TYNDP2026 | HEV | 2040 | TWh | 108 | Sub_sector | Industry | Aluminium | Industry (aluminium) | Energetic | industry_aluminium_demand_oil_energetic | Liquids | EU | Energy demand | 0 | FEC
SK | TYNDP2026 | HEV | 2040 | TWh | 109 | Sub_sector | Industry | Aluminium | Industry (aluminium) | Energetic | industry_aluminium_demand_others_energetic | Others | EU | Energy demand | 0 | FEC
SK | TYNDP2026 | HEV | 2040 | TWh | 110 | Sub_sector | Industry | Aluminium | Industry (aluminium) | Energetic | industry_ammonia_demand_others_energetic | Ammonia | EU | Energy demand | 0 | FEC
SK | TYNDP2026 | HEV | 2040 | TWh | 112 | Sub_sector | Industry | Chemicals | Industry (chemicals, energetic) | Energetic | industry_chemical_demand_electricity_energetic | Electricity | EU | Energy demand | 2.1804 | FEC
SK | TYNDP2026 | HEV | 2040 | TWh | 113 | Sub_sector | Industry | Chemicals | Industry (chemicals, energetic) | Energetic | industry_chemical_demand_hydrogen_energetic | Hydrogen | EU | Energy demand | 0.34184 | FEC
SK | TYNDP2026 | HEV | 2040 | TWh | 114 | Sub_sector | Industry | Chemicals | Industry (chemicals, energetic) | Energetic | industry_chemical_demand_methane_energetic | Methane | EU | Energy demand | 0.1388 | FEC
SK | TYNDP2026 | HEV | 2040 | TWh | 115 | Sub_sector | Industry | Chemicals | Industry (chemicals, energetic) | Energetic | industry_chemical_demand_heat_energetic | Heat | EU | Energy demand | 0.26732 | FEC
SK | TYNDP2026 | HEV | 2040 | TWh | 116 | Sub_sector | Industry | Chemicals | Industry (chemicals, energetic) | Energetic | industry_chemical_demand_biomass_energetic | Biomass | EU | Energy demand | 0.48603 | FEC
SK | TYNDP2026 | HEV | 2040 | TWh | 117 | Sub_sector | Industry | Chemicals | Industry (chemicals, energetic) | Energetic | industry_chemical_demand_coal_energetic | Solids | EU | Energy demand | 0 | FEC
SK | TYNDP2026 | HEV | 2040 | TWh | 118 | Sub_sector | Industry | Chemicals | Industry (chemicals, energetic) | Energetic | industry_chemical_demand_oil_energetic | Liquids | EU | Energy demand | 0 | FEC
SK | TYNDP2026 | HEV | 2040 | TWh | 119 | Sub_sector | Industry | Chemicals | Industry (chemicals, energetic) | Energetic | industry_chemical_demand_others_energetic | Others | EU | Energy demand | 0 | FEC
SK | TYNDP2026 | HEV | 2040 | TWh | 120 | Sub_sector | Industry | Chemicals | Industry (chemicals, energetic) | Energetic | industry_chemical_demand_ammonia_energetic | Ammonia | EU | Energy demand | 0 | FEC
SK | TYNDP2026 | HEV | 2040 | TWh | 122 | Sub_sector | Industry | Chemicals | Industry (chemicals, non-energetic) | Non-energetic | industry_chemical_demand_electricity_non_energetic | Electricity | EU | Energy demand | 0 | not_included_in_FEC
SK | TYNDP2026 | HEV | 2040 | TWh | 123 | Sub_sector | Industry | Chemicals | Industry (chemicals, non-energetic) | Non-energetic | industry_chemical_demand_hydrogen_non_energetic | Hydrogen | EU | Energy demand | 2.1461 | not_included_in_FEC
SK | TYNDP2026 | HEV | 2040 | TWh | 124 | Sub_sector | Industry | Chemicals | Industry (chemicals, non-energetic) | Non-energetic | industry_chemical_demand_methane_non_energetic | Methane | EU | Energy demand | 0.43848 | not_included_in_FEC
SK | TYNDP2026 | HEV | 2040 | TWh | 125 | Sub_sector | Industry | Chemicals | Industry (chemicals, non-energetic) | Non-energetic | industry_chemical_demand_heat_non_energetic | Heat | EU | Energy demand | 0 | not_included_in_FEC
SK | TYNDP2026 | HEV | 2040 | TWh | 126 | Sub_sector | Industry | Chemicals | Industry (chemicals, non-energetic) | Non-energetic | industry_chemical_demand_biomass_non_energetic | Biomass | EU | Energy demand | 0.68255 | not_included_in_FEC
SK | TYNDP2026 | HEV | 2040 | TWh | 127 | Sub_sector | Industry | Chemicals | Industry (chemicals, non-energetic) | Non-energetic | industry_chemical_demand_coal_non_energetic | Solids | EU | Energy demand | 0.0052457 | not_included_in_FEC
SK | TYNDP2026 | HEV | 2040 | TWh | 128 | Sub_sector | Industry | Chemicals | Industry (chemicals, non-energetic) | Non-energetic | industry_chemical_demand_oil_non_energetic | Liquids | EU | Energy demand | 2.899 | not_included_in_FEC
SK | TYNDP2026 | HEV | 2040 | TWh | 129 | Sub_sector | Industry | Chemicals | Industry (chemicals, non-energetic) | Non-energetic | industry_chemical_demand_others_non_energetic | Others | EU | Energy demand | 0 | not_included_in_FEC
SK | TYNDP2026 | HEV | 2040 | TWh | 130 | Sub_sector | Industry | Chemicals | Industry (chemicals, non-energetic) | Non-energetic | industry_chemical_demand_ammonia_non_energetic | Ammonia | EU | Energy demand | 0 | not_included_in_FEC
SK | TYNDP2026 | HEV | 2040 | TWh | 132 | Sub_sector | Industry | Fertilizers | Industry (fertilizers, energetic) | Energetic | industry_fertilizers_demand_electricity_energetic | Electricity | EU | Energy demand | 0.2131 | FEC
SK | TYNDP2026 | HEV | 2040 | TWh | 133 | Sub_sector | Industry | Fertilizers | Industry (fertilizers, energetic) | Energetic | industry_fertilizers_demand_hydrogen_energetic | Hydrogen | EU | Energy demand | 0.58817 | FEC
SK | TYNDP2026 | HEV | 2040 | TWh | 134 | Sub_sector | Industry | Fertilizers | Industry (fertilizers, energetic) | Energetic | industry_fertilizers_demand_methane_energetic | Methane | EU | Energy demand | 0.84638 | FEC
SK | TYNDP2026 | HEV | 2040 | TWh | 135 | Sub_sector | Industry | Fertilizers | Industry (fertilizers, energetic) | Energetic | industry_fertilizers_demand_heat_energetic | Heat | EU | Energy demand | 0 | FEC
SK | TYNDP2026 | HEV | 2040 | TWh | 136 | Sub_sector | Industry | Fertilizers | Industry (fertilizers, energetic) | Energetic | industry_fertilizers_demand_biomass_energetic | Biomass | EU | Energy demand | 0 | FEC
SK | TYNDP2026 | HEV | 2040 | TWh | 137 | Sub_sector | Industry | Fertilizers | Industry (fertilizers, energetic) | Energetic | industry_fertilizers_demand_coal_energetic | Solids | EU | Energy demand | 0 | FEC
SK | TYNDP2026 | HEV | 2040 | TWh | 138 | Sub_sector | Industry | Fertilizers | Industry (fertilizers, energetic) | Energetic | industry_fertilizers_demand_oil_energetic | Liquids | EU | Energy demand | 0 | FEC
SK | TYNDP2026 | HEV | 2040 | TWh | 139 | Sub_sector | Industry | Fertilizers | Industry (fertilizers, energetic) | Energetic | industry_fertilizers_demand_others_energetic | Others | EU | Energy demand | 0 | FEC
SK | TYNDP2026 | HEV | 2040 | TWh | 140 | Sub_sector | Industry | Fertilizers | Industry (fertilizers, energetic) | Energetic | industry_fertilizers_demand_ammonia_energetic | Ammonia | EU | Energy demand | 0 | FEC
SK | TYNDP2026 | HEV | 2040 | TWh | 142 | Sub_sector | Industry | Fertilizers | Industry (fertilizers, non-energetic) | Non-energetic | industry_fertilizers_demand_electricity_non_energetic | Electricity | EU | Energy demand | 0 | not_included_in_FEC
SK | TYNDP2026 | HEV | 2040 | TWh | 143 | Sub_sector | Industry | Fertilizers | Industry (fertilizers, non-energetic) | Non-energetic | industry_fertilizers_demand_hydrogen_non_energetic | Hydrogen | EU | Energy demand | 1.7653 | not_included_in_FEC
SK | TYNDP2026 | HEV | 2040 | TWh | 144 | Sub_sector | Industry | Fertilizers | Industry (fertilizers, non-energetic) | Non-energetic | industry_fertilizers_demand_methane_non_energetic | Methane | EU | Energy demand | 2.9247 | not_included_in_FEC
SK | TYNDP2026 | HEV | 2040 | TWh | 145 | Sub_sector | Industry | Fertilizers | Industry (fertilizers, non-energetic) | Non-energetic | industry_fertilizers_demand_heat_non_energetic | Heat | EU | Energy demand | 0 | not_included_in_FEC
SK | TYNDP2026 | HEV | 2040 | TWh | 146 | Sub_sector | Industry | Fertilizers | Industry (fertilizers, non-energetic) | Non-energetic | industry_fertilizers_demand_biomass_non_energetic | Biomass | EU | Energy demand | 0 | not_included_in_FEC
SK | TYNDP2026 | HEV | 2040 | TWh | 147 | Sub_sector | Industry | Fertilizers | Industry (fertilizers, non-energetic) | Non-energetic | industry_fertilizers_demand_coal_non_energetic | Solids | EU | Energy demand | 0 | not_included_in_FEC
SK | TYNDP2026 | HEV | 2040 | TWh | 148 | Sub_sector | Industry | Fertilizers | Industry (fertilizers, non-energetic) | Non-energetic | industry_fertilizers_demand_oil_non_energetic | Liquids | EU | Energy demand | 0 | not_included_in_FEC
SK | TYNDP2026 | HEV | 2040 | TWh | 149 | Sub_sector | Industry | Fertilizers | Industry (fertilizers, non-energetic) | Non-energetic | industry_fertilizers_demand_others_non_energetic | Others | EU | Energy demand | 0 | not_included_in_FEC
SK | TYNDP2026 | HEV | 2040 | TWh | 150 | Sub_sector | Industry | Fertilizers | Industry (fertilizers, non-energetic) | Non-energetic | industry_fertilizers_demand_ammonia_non_energetic | Ammonia | EU | Energy demand | 0 | not_included_in_FEC
SK | TYNDP2026 | HEV | 2040 | TWh | 152 | Sub_sector | Industry | Food | Industry (food) | Energetic | industry_food_demand_electricity_energetic | Electricity | EU | Energy demand | 1.0086 | FEC
SK | TYNDP2026 | HEV | 2040 | TWh | 153 | Sub_sector | Industry | Food | Industry (food) | Energetic | industry_food_demand_hydrogen_energetic | Hydrogen | EU | Energy demand | 0 | FEC
SK | TYNDP2026 | HEV | 2040 | TWh | 154 | Sub_sector | Industry | Food | Industry (food) | Energetic | industry_food_demand_methane_energetic | Methane | EU | Energy demand | 0.21887 | FEC
SK | TYNDP2026 | HEV | 2040 | TWh | 155 | Sub_sector | Industry | Food | Industry (food) | Energetic | industry_food_demand_heat_energetic | Heat | EU | Energy demand | 0 | FEC
SK | TYNDP2026 | HEV | 2040 | TWh | 156 | Sub_sector | Industry | Food | Industry (food) | Energetic | industry_food_demand_biomass_energetic | Biomass | EU | Energy demand | 0 | FEC
SK | TYNDP2026 | HEV | 2040 | TWh | 157 | Sub_sector | Industry | Food | Industry (food) | Energetic | industry_food_demand_coal_energetic | Solids | EU | Energy demand | 0 | FEC
SK | TYNDP2026 | HEV | 2040 | TWh | 158 | Sub_sector | Industry | Food | Industry (food) | Energetic | industry_food_demand_oil_energetic | Liquids | EU | Energy demand | 0.019155 | FEC
SK | TYNDP2026 | HEV | 2040 | TWh | 159 | Sub_sector | Industry | Food | Industry (food) | Energetic | industry_food_demand_others_energetic | Others | EU | Energy demand | 0 | FEC
SK | TYNDP2026 | HEV | 2040 | TWh | 160 | Sub_sector | Industry | Food | Industry (food) | Energetic | industry_food_demand_ammonia_energetic | Ammonia | EU | Energy demand | 0 | FEC
SK | TYNDP2026 | HEV | 2040 | TWh | 162 | Sub_sector | Industry | Metals | Industry (metal) | Energetic | industry_metal_demand_electricity_energetic | Electricity | EU | Energy demand | 0 | FEC
SK | TYNDP2026 | HEV | 2040 | TWh | 163 | Sub_sector | Industry | Metals | Industry (metal) | Energetic | industry_metal_demand_hydrogen_energetic | Hydrogen | EU | Energy demand | 0 | FEC
SK | TYNDP2026 | HEV | 2040 | TWh | 164 | Sub_sector | Industry | Metals | Industry (metal) | Energetic | industry_metal_demand_methane_energetic | Methane | EU | Energy demand | 0.18308 | FEC
SK | TYNDP2026 | HEV | 2040 | TWh | 165 | Sub_sector | Industry | Metals | Industry (metal) | Energetic | industry_metal_demand_heat_energetic | Heat | EU | Energy demand | 0.014584 | FEC
SK | TYNDP2026 | HEV | 2040 | TWh | 166 | Sub_sector | Industry | Metals | Industry (metal) | Energetic | industry_metal_demand_biomass_energetic | Biomass | EU | Energy demand | 0 | FEC
SK | TYNDP2026 | HEV | 2040 | TWh | 167 | Sub_sector | Industry | Metals | Industry (metal) | Energetic | industry_metal_demand_coal_energetic | Solids | EU | Energy demand | 0 | FEC
SK | TYNDP2026 | HEV | 2040 | TWh | 168 | Sub_sector | Industry | Metals | Industry (metal) | Energetic | industry_metal_demand_oil_energetic | Liquids | EU | Energy demand | 0 | FEC
SK | TYNDP2026 | HEV | 2040 | TWh | 169 | Sub_sector | Industry | Metals | Industry (metal) | Energetic | industry_metal_demand_others_energetic | Others | EU | Energy demand | 0 | FEC
SK | TYNDP2026 | HEV | 2040 | TWh | 170 | Sub_sector | Industry | Metals | Industry (metal) | Energetic | industry_metal_demand_ammonia_energetic | Ammonia | EU | Energy demand | 0 | FEC
SK | TYNDP2026 | HEV | 2040 | TWh | 172 | Sub_sector | Industry | Others | Industry (other, energetic) | Energetic | industry_other_demand_electricity_energetic | Electricity | EU | Energy demand | 7.6631 | FEC
SK | TYNDP2026 | HEV | 2040 | TWh | 173 | Sub_sector | Industry | Others | Industry (other, energetic) | Energetic | industry_other_demand_hydrogen_energetic | Hydrogen | EU | Energy demand | 1.609 | FEC
SK | TYNDP2026 | HEV | 2040 | TWh | 174 | Sub_sector | Industry | Others | Industry (other, energetic) | Energetic | industry_other_demand_methane_energetic | Methane | EU | Energy demand | 1.8071 | FEC
SK | TYNDP2026 | HEV | 2040 | TWh | 175 | Sub_sector | Industry | Others | Industry (other, energetic) | Energetic | industry_other_demand_heat_energetic | Heat | EU | Energy demand | 0 | FEC
SK | TYNDP2026 | HEV | 2040 | TWh | 176 | Sub_sector | Industry | Others | Industry (other, energetic) | Energetic | industry_other_demand_biomass_energetic | Biomass | EU | Energy demand | 2.092 | FEC
SK | TYNDP2026 | HEV | 2040 | TWh | 177 | Sub_sector | Industry | Others | Industry (other, energetic) | Energetic | industry_other_demand_coal_energetic | Solids | EU | Energy demand | 0.63875 | FEC
SK | TYNDP2026 | HEV | 2040 | TWh | 178 | Sub_sector | Industry | Others | Industry (other, energetic) | Energetic | industry_other_demand_oil_energetic | Liquids | EU | Energy demand | 1.6867 | FEC
SK | TYNDP2026 | HEV | 2040 | TWh | 179 | Sub_sector | Industry | Others | Industry (other, energetic) | Energetic | industry_other_demand_others_energetic | Others | EU | Energy demand | 0 | FEC
SK | TYNDP2026 | HEV | 2040 | TWh | 180 | Sub_sector | Industry | Others | Industry (other, energetic) | Energetic | industry_other_demand_ammonia_energetic | Ammonia | EU | Energy demand | 0 | FEC
SK | TYNDP2026 | HEV | 2040 | TWh | 182 | Sub_sector | Industry | Others | Industry (other, non-energetic) | Non-energetic | industry_other_demand_electricity_non_energetic | Electricity | EU | Energy demand | 0 | not_included_in_FEC
SK | TYNDP2026 | HEV | 2040 | TWh | 183 | Sub_sector | Industry | Others | Industry (other, non-energetic) | Non-energetic | industry_other_demand_hydrogen_non_energetic | Hydrogen | EU | Energy demand | 0 | not_included_in_FEC
SK | TYNDP2026 | HEV | 2040 | TWh | 184 | Sub_sector | Industry | Others | Industry (other, non-energetic) | Non-energetic | industry_other_demand_methane_non_energetic | Methane | EU | Energy demand | 0 | not_included_in_FEC
SK | TYNDP2026 | HEV | 2040 | TWh | 185 | Sub_sector | Industry | Others | Industry (other, non-energetic) | Non-energetic | industry_other_demand_heat_non_energetic | Heat | EU | Energy demand | 0 | not_included_in_FEC
SK | TYNDP2026 | HEV | 2040 | TWh | 186 | Sub_sector | Industry | Others | Industry (other, non-energetic) | Non-energetic | industry_other_demand_biomass_non_energetic | Biomass | EU | Energy demand | 0 | not_included_in_FEC
SK | TYNDP2026 | HEV | 2040 | TWh | 187 | Sub_sector | Industry | Others | Industry (other, non-energetic) | Non-energetic | industry_other_demand_coal_non_energetic | Solids | EU | Energy demand | 0 | not_included_in_FEC
SK | TYNDP2026 | HEV | 2040 | TWh | 188 | Sub_sector | Industry | Others | Industry (other, non-energetic) | Non-energetic | industry_other_demand_oil_non_energetic | Liquids | EU | Energy demand | 1.5656 | not_included_in_FEC
SK | TYNDP2026 | HEV | 2040 | TWh | 189 | Sub_sector | Industry | Others | Industry (other, non-energetic) | Non-energetic | industry_other_demand_others_non_energetic | Others | EU | Energy demand | 0 | not_included_in_FEC
SK | TYNDP2026 | HEV | 2040 | TWh | 190 | Sub_sector | Industry | Others | Industry (other, non-energetic) | Non-energetic | industry_other_demand_ammonia_non_energetic | Ammonia | EU | Energy demand | 0 | not_included_in_FEC
SK | TYNDP2026 | HEV | 2040 | TWh | 192 | Sub_sector | Industry | Paper | Industry (paper) | Energetic | industry_paper_demand_electricity_energetic | Electricity | EU | Energy demand | 2.2898 | FEC
SK | TYNDP2026 | HEV | 2040 | TWh | 193 | Sub_sector | Industry | Paper | Industry (paper) | Energetic | industry_paper_demand_hydrogen_energetic | Hydrogen | EU | Energy demand | 0.64359 | FEC
SK | TYNDP2026 | HEV | 2040 | TWh | 194 | Sub_sector | Industry | Paper | Industry (paper) | Energetic | industry_paper_demand_methane_energetic | Methane | EU | Energy demand | 0.17943 | FEC
SK | TYNDP2026 | HEV | 2040 | TWh | 195 | Sub_sector | Industry | Paper | Industry (paper) | Energetic | industry_paper_demand_heat_energetic | Heat | EU | Energy demand | 0 | FEC
SK | TYNDP2026 | HEV | 2040 | TWh | 196 | Sub_sector | Industry | Paper | Industry (paper) | Energetic | industry_paper_demand_biomass_energetic | Biomass | EU | Energy demand | 0.73732 | FEC
SK | TYNDP2026 | HEV | 2040 | TWh | 197 | Sub_sector | Industry | Paper | Industry (paper) | Energetic | industry_paper_demand_coal_energetic | Solids | EU | Energy demand | 0.075299 | FEC
SK | TYNDP2026 | HEV | 2040 | TWh | 198 | Sub_sector | Industry | Paper | Industry (paper) | Energetic | industry_paper_demand_oil_energetic | Liquids | EU | Energy demand | 0 | FEC
SK | TYNDP2026 | HEV | 2040 | TWh | 199 | Sub_sector | Industry | Paper | Industry (paper) | Energetic | industry_paper_demand_others_energetic | Others | EU | Energy demand | 0 | FEC
SK | TYNDP2026 | HEV | 2040 | TWh | 200 | Sub_sector | Industry | Paper | Industry (paper) | Energetic | industry_paper_demand_ammonia_energetic | Ammonia | EU | Energy demand | 0 | FEC
SK | TYNDP2026 | HEV | 2040 | TWh | 202 | Sub_sector | Industry | Refineries | Industry (refineries, energetic) | Energetic | industry_refinery_demand_electricity_energetic | Electricity | EU | Energy demand | 0.22566 | not_included_in_FEC
SK | TYNDP2026 | HEV | 2040 | TWh | 203 | Sub_sector | Industry | Refineries | Industry (refineries, energetic) | Energetic | industry_refinery_demand_hydrogen_energetic | Hydrogen | EU | Energy demand | 0.39471 | not_included_in_FEC
SK | TYNDP2026 | HEV | 2040 | TWh | 204 | Sub_sector | Industry | Refineries | Industry (refineries, energetic) | Energetic | industry_refinery_demand_methane_energetic | Methane | EU | Energy demand | 0.3805 | not_included_in_FEC
SK | TYNDP2026 | HEV | 2040 | TWh | 205 | Sub_sector | Industry | Refineries | Industry (refineries, energetic) | Energetic | industry_refinery_demand_heat_energetic | Heat | EU | Energy demand | 0 | not_included_in_FEC
SK | TYNDP2026 | HEV | 2040 | TWh | 206 | Sub_sector | Industry | Refineries | Industry (refineries, energetic) | Energetic | industry_refinery_demand_biomass_energetic | Biomass | EU | Energy demand | 0 | not_included_in_FEC
SK | TYNDP2026 | HEV | 2040 | TWh | 207 | Sub_sector | Industry | Refineries | Industry (refineries, energetic) | Energetic | industry_refinery_demand_coal_energetic | Solids | EU | Energy demand | 0 | not_included_in_FEC
SK | TYNDP2026 | HEV | 2040 | TWh | 208 | Sub_sector | Industry | Refineries | Industry (refineries, energetic) | Energetic | industry_refinery_demand_oil_energetic | Liquids | EU | Energy demand | 1.0742 | not_included_in_FEC
SK | TYNDP2026 | HEV | 2040 | TWh | 209 | Sub_sector | Industry | Refineries | Industry (refineries, energetic) | Energetic | industry_refinery_demand_others_energetic | Others | EU | Energy demand | 0 | not_included_in_FEC
SK | TYNDP2026 | HEV | 2040 | TWh | 210 | Sub_sector | Industry | Refineries | Industry (refineries, energetic) | Energetic | industry_refinery_demand_ammonia_energetic | Ammonia | EU | Energy demand | 0 | not_included_in_FEC
SK | TYNDP2026 | HEV | 2040 | TWh | 212 | Sub_sector | Industry | Refineries | Industry (refineries, non-energetic) | Non-energetic | industry_refinery_demand_electricity_non_energetic | Electricity | EU | Energy demand | 0 | not_included_in_FEC
SK | TYNDP2026 | HEV | 2040 | TWh | 213 | Sub_sector | Industry | Refineries | Industry (refineries, non-energetic) | Non-energetic | industry_refinery_demand_hydrogen_non_energetic | Hydrogen | EU | Energy demand | 0 | not_included_in_FEC
SK | TYNDP2026 | HEV | 2040 | TWh | 214 | Sub_sector | Industry | Refineries | Industry (refineries, non-energetic) | Non-energetic | industry_refinery_demand_methane_non_energetic | Methane | EU | Energy demand | 0 | not_included_in_FEC
SK | TYNDP2026 | HEV | 2040 | TWh | 215 | Sub_sector | Industry | Refineries | Industry (refineries, non-energetic) | Non-energetic | industry_refinery_demand_heat_non_energetic | Heat | EU | Energy demand | 0 | not_included_in_FEC
SK | TYNDP2026 | HEV | 2040 | TWh | 216 | Sub_sector | Industry | Refineries | Industry (refineries, non-energetic) | Non-energetic | industry_refinery_demand_biomass_non_energetic | Biomass | EU | Energy demand | 0 | not_included_in_FEC
SK | TYNDP2026 | HEV | 2040 | TWh | 217 | Sub_sector | Industry | Refineries | Industry (refineries, non-energetic) | Non-energetic | industry_refinery_demand_coal_non_energetic | Solids | EU | Energy demand | 0 | not_included_in_FEC
SK | TYNDP2026 | HEV | 2040 | TWh | 218 | Sub_sector | Industry | Refineries | Industry (refineries, non-energetic) | Non-energetic | industry_refinery_demand_oil_non_energetic | Liquids | EU | Energy demand | 0 | not_included_in_FEC
SK | TYNDP2026 | HEV | 2040 | TWh | 219 | Sub_sector | Industry | Refineries | Industry (refineries, non-energetic) | Non-energetic | industry_refinery_demand_others_non_energetic | Others | EU | Energy demand | 0 | not_included_in_FEC
SK | TYNDP2026 | HEV | 2040 | TWh | 220 | Sub_sector | Industry | Refineries | Industry (refineries, non-energetic) | Non-energetic | industry_refinery_demand_ammonia_non_energetic | Ammonia | EU | Energy demand | 0 | not_included_in_FEC
SK | TYNDP2026 | HEV | 2040 | TWh | 222 | Sub_sector | Industry | Steel | Industry (steel) | Energetic | industry_steel_demand_electricity_energetic | Electricity | EU | Energy demand | 4.756 | FEC
SK | TYNDP2026 | HEV | 2040 | TWh | 223 | Sub_sector | Industry | Steel | Industry (steel) | Energetic | industry_steel_demand_hydrogen_energetic | Hydrogen | EU | Energy demand | 3.097 | FEC
SK | TYNDP2026 | HEV | 2040 | TWh | 224 | Sub_sector | Industry | Steel | Industry (steel) | Energetic | industry_steel_demand_methane_energetic | Methane | EU | Energy demand | 4.8523 | FEC
SK | TYNDP2026 | HEV | 2040 | TWh | 225 | Sub_sector | Industry | Steel | Industry (steel) | Energetic | industry_steel_demand_heat_energetic | Heat | EU | Energy demand | 0.044532 | FEC
SK | TYNDP2026 | HEV | 2040 | TWh | 226 | Sub_sector | Industry | Steel | Industry (steel) | Energetic | industry_steel_demand_biomass_energetic | Biomass | EU | Energy demand | 0.006505 | FEC
SK | TYNDP2026 | HEV | 2040 | TWh | 227 | Sub_sector | Industry | Steel | Industry (steel) | Energetic | industry_steel_demand_coal_energetic | Solids | EU | Energy demand | 1.4408 | FEC
SK | TYNDP2026 | HEV | 2040 | TWh | 228 | Sub_sector | Industry | Steel | Industry (steel) | Energetic | industry_steel_demand_oil_energetic | Liquids | EU | Energy demand | 0.0010828 | FEC
SK | TYNDP2026 | HEV | 2040 | TWh | 229 | Sub_sector | Industry | Steel | Industry (steel) | Energetic | industry_steel_demand_others_energetic | Others | EU | Energy demand | 0 | FEC
SK | TYNDP2026 | HEV | 2040 | TWh | 230 | Sub_sector | Industry | Steel | Industry (steel) | Energetic | industry_steel_demand_ammonia_energetic | Ammonia | EU | Energy demand | 0 | FEC
SK | TYNDP2026 | HEV | 2040 | TWh | 232 | Sub_sector | Transport | Cars | Transport (cars) | Energetic | transport_cars_final_demand_electricity | Electricity | EU | Energy demand | 2.5951 | FEC
SK | TYNDP2026 | HEV | 2040 | TWh | 233 | Sub_sector | Transport | Cars | Transport (cars) | Energetic | transport_cars_final_demand_hydrogen | Hydrogen | EU | Energy demand | 0.55668 | FEC
SK | TYNDP2026 | HEV | 2040 | TWh | 234 | Sub_sector | Transport | Cars | Transport (cars) | Energetic | transport_cars_final_demand_methane | Methane | EU | Energy demand | 0.61477 | FEC
SK | TYNDP2026 | HEV | 2040 | TWh | 235 | Sub_sector | Transport | Cars | Transport (cars) | Energetic | transport_cars_final_demand_heat | Heat | EU | Energy demand | 0 | FEC
SK | TYNDP2026 | HEV | 2040 | TWh | 236 | Sub_sector | Transport | Cars | Transport (cars) | Energetic | transport_cars_final_demand_biomass | Biomass | EU | Energy demand | 0 | FEC
SK | TYNDP2026 | HEV | 2040 | TWh | 237 | Sub_sector | Transport | Cars | Transport (cars) | Energetic | transport_cars_final_demand_coal | Solids | EU | Energy demand | 0 | FEC
SK | TYNDP2026 | HEV | 2040 | TWh | 238 | Sub_sector | Transport | Cars | Transport (cars) | Energetic | transport_cars_final_demand_oil | Liquids | EU | Energy demand | 9.2197 | FEC
SK | TYNDP2026 | HEV | 2040 | TWh | 239 | Sub_sector | Transport | Cars | Transport (cars) | Energetic | transport_cars_final_demand_other | Others | EU | Energy demand | 0 | FEC
SK | TYNDP2026 | HEV | 2040 | TWh | 240 | Sub_sector | Transport | Cars | Transport (cars) | Energetic | transport_cars_final_demand_ammonia | Ammonia | EU | Energy demand | 0 | FEC
SK | TYNDP2026 | HEV | 2040 | TWh | 242 | Sub_sector | Transport | Busses | Transport (busses) | Energetic | transport_busses_final_demand_electricity | Electricity | EU | Energy demand | 0.25908 | FEC
SK | TYNDP2026 | HEV | 2040 | TWh | 243 | Sub_sector | Transport | Busses | Transport (busses) | Energetic | transport_busses_final_demand_hydrogen | Hydrogen | EU | Energy demand | 0.14316 | FEC
SK | TYNDP2026 | HEV | 2040 | TWh | 244 | Sub_sector | Transport | Busses | Transport (busses) | Energetic | transport_busses_final_demand_methane | Methane | EU | Energy demand | 0.18271 | FEC
SK | TYNDP2026 | HEV | 2040 | TWh | 245 | Sub_sector | Transport | Busses | Transport (busses) | Energetic | transport_busses_final_demand_heat | Heat | EU | Energy demand | 0 | FEC
SK | TYNDP2026 | HEV | 2040 | TWh | 246 | Sub_sector | Transport | Busses | Transport (busses) | Energetic | transport_busses_final_demand_biomass | Biomass | EU | Energy demand | 0 | FEC
SK | TYNDP2026 | HEV | 2040 | TWh | 247 | Sub_sector | Transport | Busses | Transport (busses) | Energetic | transport_busses_final_demand_coal | Solids | EU | Energy demand | 0 | FEC
SK | TYNDP2026 | HEV | 2040 | TWh | 248 | Sub_sector | Transport | Busses | Transport (busses) | Energetic | transport_busses_final_demand_oil | Liquids | EU | Energy demand | 1.0578 | FEC
SK | TYNDP2026 | HEV | 2040 | TWh | 249 | Sub_sector | Transport | Busses | Transport (busses) | Energetic | transport_busses_final_demand_other | Others | EU | Energy demand | 0 | FEC
SK | TYNDP2026 | HEV | 2040 | TWh | 250 | Sub_sector | Transport | Busses | Transport (busses) | Energetic | transport_busses_final_demand_ammonia | Ammonia | EU | Energy demand | 0 | FEC
SK | TYNDP2026 | HEV | 2040 | TWh | 252 | Sub_sector | Transport | Trucks | Transport (trucks) | Energetic | transport_trucks_final_demand_electricity | Electricity | EU | Energy demand | 0.41981 | FEC
SK | TYNDP2026 | HEV | 2040 | TWh | 253 | Sub_sector | Transport | Trucks | Transport (trucks) | Energetic | transport_trucks_final_demand_hydrogen | Hydrogen | EU | Energy demand | 0.80093 | FEC
SK | TYNDP2026 | HEV | 2040 | TWh | 254 | Sub_sector | Transport | Trucks | Transport (trucks) | Energetic | transport_trucks_final_demand_methane | Methane | EU | Energy demand | 0.91828 | FEC
SK | TYNDP2026 | HEV | 2040 | TWh | 255 | Sub_sector | Transport | Trucks | Transport (trucks) | Energetic | transport_trucks_final_demand_heat | Heat | EU | Energy demand | 0 | FEC
SK | TYNDP2026 | HEV | 2040 | TWh | 256 | Sub_sector | Transport | Trucks | Transport (trucks) | Energetic | transport_trucks_final_demand_biomass | Biomass | EU | Energy demand | 0 | FEC
SK | TYNDP2026 | HEV | 2040 | TWh | 257 | Sub_sector | Transport | Trucks | Transport (trucks) | Energetic | transport_trucks_final_demand_coal | Solids | EU | Energy demand | 0 | FEC
SK | TYNDP2026 | HEV | 2040 | TWh | 258 | Sub_sector | Transport | Trucks | Transport (trucks) | Energetic | transport_trucks_final_demand_oil | Liquids | EU | Energy demand | 4.2003 | FEC
SK | TYNDP2026 | HEV | 2040 | TWh | 259 | Sub_sector | Transport | Trucks | Transport (trucks) | Energetic | transport_trucks_final_demand_other | Others | EU | Energy demand | 0 | FEC
SK | TYNDP2026 | HEV | 2040 | TWh | 260 | Sub_sector | Transport | Trucks | Transport (trucks) | Energetic | transport_trucks_final_demand_ammonia | Ammonia | EU | Energy demand | 0 | FEC
SK | TYNDP2026 | HEV | 2040 | TWh | 262 | Sub_sector | Transport | Vans | Transport (vans) | Energetic | transport_vans_final_demand_electricity | Electricity | EU | Energy demand | 0.80633 | FEC
SK | TYNDP2026 | HEV | 2040 | TWh | 263 | Sub_sector | Transport | Vans | Transport (vans) | Energetic | transport_vans_final_demand_hydrogen | Hydrogen | EU | Energy demand | 0.27068 | FEC
SK | TYNDP2026 | HEV | 2040 | TWh | 264 | Sub_sector | Transport | Vans | Transport (vans) | Energetic | transport_vans_final_demand_methane | Methane | EU | Energy demand | 0.16976 | FEC
SK | TYNDP2026 | HEV | 2040 | TWh | 265 | Sub_sector | Transport | Vans | Transport (vans) | Energetic | transport_vans_final_demand_heat | Heat | EU | Energy demand | 0 | FEC
SK | TYNDP2026 | HEV | 2040 | TWh | 266 | Sub_sector | Transport | Vans | Transport (vans) | Energetic | transport_vans_final_demand_biomass | Biomass | EU | Energy demand | 0 | FEC
SK | TYNDP2026 | HEV | 2040 | TWh | 267 | Sub_sector | Transport | Vans | Transport (vans) | Energetic | transport_vans_final_demand_coal | Solids | EU | Energy demand | 0 | FEC
SK | TYNDP2026 | HEV | 2040 | TWh | 268 | Sub_sector | Transport | Vans | Transport (vans) | Energetic | transport_vans_final_demand_oil | Liquids | EU | Energy demand | 2.4872 | FEC
SK | TYNDP2026 | HEV | 2040 | TWh | 269 | Sub_sector | Transport | Vans | Transport (vans) | Energetic | transport_vans_final_demand_other | Others | EU | Energy demand | 0 | FEC
SK | TYNDP2026 | HEV | 2040 | TWh | 270 | Sub_sector | Transport | Vans | Transport (vans) | Energetic | transport_vans_final_demand_ammonia | Ammonia | EU | Energy demand | 0 | FEC
SK | TYNDP2026 | HEV | 2040 | TWh | 272 | Sub_sector | Transport | Freight trains | Transport (trains) | Energetic | transport_trains_final_demand_electricity | Electricity | EU | Energy demand | 1.0135 | FEC
SK | TYNDP2026 | HEV | 2040 | TWh | 273 | Sub_sector | Transport | Freight trains | Transport (trains) | Energetic | transport_trains_final_demand_hydrogen | Hydrogen | EU | Energy demand | 0.14796 | FEC
SK | TYNDP2026 | HEV | 2040 | TWh | 274 | Sub_sector | Transport | Freight trains | Transport (trains) | Energetic | transport_trains_final_demand_methane | Methane | EU | Energy demand | 0 | FEC
SK | TYNDP2026 | HEV | 2040 | TWh | 275 | Sub_sector | Transport | Freight trains | Transport (trains) | Energetic | transport_trains_final_demand_heat | Heat | EU | Energy demand | 0 | FEC
SK | TYNDP2026 | HEV | 2040 | TWh | 276 | Sub_sector | Transport | Freight trains | Transport (trains) | Energetic | transport_trains_final_demand_biomass | Biomass | EU | Energy demand | 0 | FEC
SK | TYNDP2026 | HEV | 2040 | TWh | 277 | Sub_sector | Transport | Freight trains | Transport (trains) | Energetic | transport_trains_final_demand_coal | Solids | EU | Energy demand | 0 | FEC
SK | TYNDP2026 | HEV | 2040 | TWh | 278 | Sub_sector | Transport | Freight trains | Transport (trains) | Energetic | transport_trains_final_demand_oil | Liquids | EU | Energy demand | 0.2088 | FEC
SK | TYNDP2026 | HEV | 2040 | TWh | 279 | Sub_sector | Transport | Freight trains | Transport (trains) | Energetic | transport_trains_final_demand_other | Others | EU | Energy demand | 0 | FEC
SK | TYNDP2026 | HEV | 2040 | TWh | 280 | Sub_sector | Transport | Freight trains | Transport (trains) | Energetic | transport_trains_final_demand_ammonia | Ammonia | EU | Energy demand | 0 | FEC
SK | TYNDP2026 | HEV | 2040 | TWh | 282 | Sub_sector | Transport | Ships | Transport (ships) | Energetic | transport_ships_final_demand_electricity | Electricity | EU | Energy demand | 0 | FEC
SK | TYNDP2026 | HEV | 2040 | TWh | 283 | Sub_sector | Transport | Ships | Transport (ships) | Energetic | transport_ships_final_demand_hydrogen | Hydrogen | EU | Energy demand | 0 | FEC
SK | TYNDP2026 | HEV | 2040 | TWh | 284 | Sub_sector | Transport | Ships | Transport (ships) | Energetic | transport_ships_final_demand_methane | Methane | EU | Energy demand | 0 | FEC
SK | TYNDP2026 | HEV | 2040 | TWh | 285 | Sub_sector | Transport | Ships | Transport (ships) | Energetic | transport_ships_final_demand_heat | Heat | EU | Energy demand | 0 | FEC
SK | TYNDP2026 | HEV | 2040 | TWh | 286 | Sub_sector | Transport | Ships | Transport (ships) | Energetic | transport_ships_final_demand_biomass | Biomass | EU | Energy demand | 0 | FEC
SK | TYNDP2026 | HEV | 2040 | TWh | 287 | Sub_sector | Transport | Ships | Transport (ships) | Energetic | transport_ships_final_demand_coal | Solids | EU | Energy demand | 0 | FEC
SK | TYNDP2026 | HEV | 2040 | TWh | 288 | Sub_sector | Transport | Ships | Transport (ships) | Energetic | transport_ships_final_demand_oil | Liquids | EU | Energy demand | 0 | FEC
SK | TYNDP2026 | HEV | 2040 | TWh | 289 | Sub_sector | Transport | Ships | Transport (ships) | Energetic | transport_ships_final_demand_other | Others | EU | Energy demand | 0 | FEC
SK | TYNDP2026 | HEV | 2040 | TWh | 290 | Sub_sector | Transport | Ships | Transport (ships) | Energetic | transport_ships_final_demand_ammonia | Ammonia | EU | Energy demand | 0 | FEC
SK | TYNDP2026 | HEV | 2040 | TWh | 292 | Sub_sector | Transport | Planes | Transport (planes) | Energetic | transport_planes_final_demand_electricity | Electricity | EU | Energy demand | 0 | FEC
SK | TYNDP2026 | HEV | 2040 | TWh | 293 | Sub_sector | Transport | Planes | Transport (planes) | Energetic | transport_planes_final_demand_hydrogen | Hydrogen | EU | Energy demand | 0 | FEC
SK | TYNDP2026 | HEV | 2040 | TWh | 294 | Sub_sector | Transport | Planes | Transport (planes) | Energetic | transport_planes_final_demand_methane | Methane | EU | Energy demand | 0 | FEC
SK | TYNDP2026 | HEV | 2040 | TWh | 295 | Sub_sector | Transport | Planes | Transport (planes) | Energetic | transport_planes_final_demand_heat | Heat | EU | Energy demand | 0 | FEC
SK | TYNDP2026 | HEV | 2040 | TWh | 296 | Sub_sector | Transport | Planes | Transport (planes) | Energetic | transport_planes_final_demand_biomass | Biomass | EU | Energy demand | 0 | FEC
SK | TYNDP2026 | HEV | 2040 | TWh | 297 | Sub_sector | Transport | Planes | Transport (planes) | Energetic | transport_planes_final_demand_coal | Solids | EU | Energy demand | 0 | FEC
SK | TYNDP2026 | HEV | 2040 | TWh | 298 | Sub_sector | Transport | Planes | Transport (planes) | Energetic | transport_planes_final_demand_oil | Liquids | EU | Energy demand | 0 | FEC
SK | TYNDP2026 | HEV | 2040 | TWh | 299 | Sub_sector | Transport | Planes | Transport (planes) | Energetic | transport_planes_final_demand_other | Others | EU | Energy demand | 0 | FEC
SK | TYNDP2026 | HEV | 2040 | TWh | 300 | Sub_sector | Transport | Planes | Transport (planes) | Energetic | transport_planes_final_demand_ammonia | Ammonia | EU | Energy demand | 0 | FEC
SK | TYNDP2026 | HEV | 2040 | TWh | 302 | Sub_sector | Transport | Others | Transport (others) | Energetic | transport_other_final_demand_electricity | Electricity | EU | Energy demand | 0.0037097 | FEC
SK | TYNDP2026 | HEV | 2040 | TWh | 303 | Sub_sector | Transport | Others | Transport (others) | Energetic | transport_other_final_demand_hydrogen | Hydrogen | EU | Energy demand | 0 | FEC
SK | TYNDP2026 | HEV | 2040 | TWh | 304 | Sub_sector | Transport | Others | Transport (others) | Energetic | transport_other_final_demand_methane | Methane | EU | Energy demand | 0 | FEC
SK | TYNDP2026 | HEV | 2040 | TWh | 305 | Sub_sector | Transport | Others | Transport (others) | Energetic | transport_other_final_demand_heat | Heat | EU | Energy demand | 0 | FEC
SK | TYNDP2026 | HEV | 2040 | TWh | 306 | Sub_sector | Transport | Others | Transport (others) | Energetic | transport_other_final_demand_biomass | Biomass | EU | Energy demand | 0 | FEC
SK | TYNDP2026 | HEV | 2040 | TWh | 307 | Sub_sector | Transport | Others | Transport (others) | Energetic | transport_other_final_demand_coal | Solids | EU | Energy demand | 0 | FEC
SK | TYNDP2026 | HEV | 2040 | TWh | 308 | Sub_sector | Transport | Others | Transport (others) | Energetic | transport_other_final_demand_oil | Liquids | EU | Energy demand | 0.14854 | FEC
SK | TYNDP2026 | HEV | 2040 | TWh | 309 | Sub_sector | Transport | Others | Transport (others) | Energetic | transport_other_final_demand_other | Others | EU | Energy demand | 0 | FEC
SK | TYNDP2026 | HEV | 2040 | TWh | 310 | Sub_sector | Transport | Others | Transport (others) | Energetic | transport_other_final_demand_ammonia | Ammonia | EU | Energy demand | 0 | FEC
SK | TYNDP2026 | HEV | 2040 | TWh | 312 | Sub_sector | International transport | International aviation | Transport (int. aviation) | Energetic | transport_int_aviation_final_demand_electricity | Electricity | EU | Energy demand | 0 | FEC
SK | TYNDP2026 | HEV | 2040 | TWh | 313 | Sub_sector | International transport | International aviation | Transport (int. aviation) | Energetic | transport_int_aviation_final_demand_hydrogen | Hydrogen | EU | Energy demand | 0 | FEC
SK | TYNDP2026 | HEV | 2040 | TWh | 314 | Sub_sector | International transport | International aviation | Transport (int. aviation) | Energetic | transport_int_aviation_final_demand_methane | Methane | EU | Energy demand | 0 | FEC
SK | TYNDP2026 | HEV | 2040 | TWh | 315 | Sub_sector | International transport | International aviation | Transport (int. aviation) | Energetic | transport_int_aviation_final_demand_heat | Heat | EU | Energy demand | 0 | FEC
SK | TYNDP2026 | HEV | 2040 | TWh | 316 | Sub_sector | International transport | International aviation | Transport (int. aviation) | Energetic | transport_int_aviation_final_demand_biofuels | Biomass | EU | Energy demand | 0 | FEC
SK | TYNDP2026 | HEV | 2040 | TWh | 317 | Sub_sector | International transport | International aviation | Transport (int. aviation) | Energetic | transport_int_aviation_final_demand_coal | Solids | EU | Energy demand | 0 | FEC
SK | TYNDP2026 | HEV | 2040 | TWh | 318 | Sub_sector | International transport | International aviation | Transport (int. aviation) | Energetic | transport_int_aviation_final_demand_oil | Liquids | EU | Energy demand | 0.4648 | FEC
SK | TYNDP2026 | HEV | 2040 | TWh | 319 | Sub_sector | International transport | International aviation | Transport (int. aviation) | Energetic | transport_int_aviation_final_demand_other | Others | EU | Energy demand | 0 | FEC
SK | TYNDP2026 | HEV | 2040 | TWh | 320 | Sub_sector | International transport | International aviation | Transport (int. aviation) | Energetic | transport_int_aviation_final_demand_ammonia | Ammonia | EU | Energy demand | 0 | FEC
SK | TYNDP2026 | HEV | 2040 | TWh | 322 | Sub_sector | International transport | International shipping | Transport (int. shipping) | Energetic | transport_int_shipping_final_demand_electricity | Electricity | EU | Energy demand | 0 | not_included_in_FEC
SK | TYNDP2026 | HEV | 2040 | TWh | 323 | Sub_sector | International transport | International shipping | Transport (int. shipping) | Energetic | transport_int_shipping_final_demand_hydrogen | Hydrogen | EU | Energy demand | 0 | not_included_in_FEC
SK | TYNDP2026 | HEV | 2040 | TWh | 324 | Sub_sector | International transport | International shipping | Transport (int. shipping) | Energetic | transport_int_shipping_final_demand_methane | Methane | EU | Energy demand | 0 | not_included_in_FEC
SK | TYNDP2026 | HEV | 2040 | TWh | 325 | Sub_sector | International transport | International shipping | Transport (int. shipping) | Energetic | transport_int_shipping_final_demand_heat | Heat | EU | Energy demand | 0 | not_included_in_FEC
SK | TYNDP2026 | HEV | 2040 | TWh | 326 | Sub_sector | International transport | International shipping | Transport (int. shipping) | Energetic | transport_int_shipping_final_demand_biofuels | Biomass | EU | Energy demand | 0 | not_included_in_FEC
SK | TYNDP2026 | HEV | 2040 | TWh | 327 | Sub_sector | International transport | International shipping | Transport (int. shipping) | Energetic | transport_int_shipping_final_demand_coal | Solids | EU | Energy demand | 0 | not_included_in_FEC
SK | TYNDP2026 | HEV | 2040 | TWh | 328 | Sub_sector | International transport | International shipping | Transport (int. shipping) | Energetic | transport_int_shipping_final_demand_oil | Liquids | EU | Energy demand | 0 | not_included_in_FEC
SK | TYNDP2026 | HEV | 2040 | TWh | 329 | Sub_sector | International transport | International shipping | Transport (int. shipping) | Energetic | transport_int_shipping_final_demand_other | Others | EU | Energy demand | 0 | not_included_in_FEC
SK | TYNDP2026 | HEV | 2040 | TWh | 330 | Sub_sector | International transport | International shipping | Transport (int. shipping) | Energetic | transport_int_shipping_final_demand_ammonia | Ammonia | EU | Energy demand | 0 | not_included_in_FEC
SK | TYNDP2026 | HEV | 2040 | TWh | 332 | Sub_sector | Households | Space heating | Households (heating) | Energetic | households_heating_final_demand_electricity | Electricity | EU | Energy demand | 4.944 | FEC
SK | TYNDP2026 | HEV | 2040 | TWh | 333 | Sub_sector | Households | Space heating | Households (heating) | Energetic | households_heating_final_demand_hydrogen | Hydrogen | EU | Energy demand | 2.438 | FEC
SK | TYNDP2026 | HEV | 2040 | TWh | 334 | Sub_sector | Households | Space heating | Households (heating) | Energetic | households_heating_final_demand_methane | Methane | EU | Energy demand | 2.8077 | FEC
SK | TYNDP2026 | HEV | 2040 | TWh | 335 | Sub_sector | Households | Space heating | Households (heating) | Energetic | households_heating_final_demand_heat | Heat | EU | Energy demand | 3.0363 | FEC
SK | TYNDP2026 | HEV | 2040 | TWh | 336 | Sub_sector | Households | Space heating | Households (heating) | Energetic | households_heating_final_demand_biomass | Biomass | EU | Energy demand | 0.13544 | FEC
SK | TYNDP2026 | HEV | 2040 | TWh | 337 | Sub_sector | Households | Space heating | Households (heating) | Energetic | households_heating_final_demand_coal | Solids | EU | Energy demand | 0.059512 | FEC
SK | TYNDP2026 | HEV | 2040 | TWh | 338 | Sub_sector | Households | Space heating | Households (heating) | Energetic | households_heating_final_demand_oil | Liquids | EU | Energy demand | 0.0073568 | FEC
SK | TYNDP2026 | HEV | 2040 | TWh | 339 | Sub_sector | Households | Space heating | Households (heating) | Energetic | households_heating_final_demand_other | Others | EU | Energy demand | 0.20559 | FEC
SK | TYNDP2026 | HEV | 2040 | TWh | 340 | Sub_sector | Households | Space heating | Households (heating) | Energetic | households_heating_final_demand_ammonia | Ammonia | EU | Energy demand | 0 | FEC
SK | TYNDP2026 | HEV | 2040 | TWh | 343 | Sub_sector | Households | Cooling | Households (cooling) | Energetic | households_cooling_final_demand_electricity | Electricity | EU | Energy demand | 0.041143 | FEC
SK | TYNDP2026 | HEV | 2040 | TWh | 344 | Sub_sector | Households | Cooling | Households (cooling) | Energetic | households_cooling_final_demand_hydrogen | Hydrogen | EU | Energy demand | 0 | FEC
SK | TYNDP2026 | HEV | 2040 | TWh | 345 | Sub_sector | Households | Cooling | Households (cooling) | Energetic | households_cooling_final_demand_methane | Methane | EU | Energy demand | 0 | FEC
SK | TYNDP2026 | HEV | 2040 | TWh | 346 | Sub_sector | Households | Cooling | Households (cooling) | Energetic | households_cooling_final_demand_heat | Heat | EU | Energy demand | 0 | FEC
SK | TYNDP2026 | HEV | 2040 | TWh | 347 | Sub_sector | Households | Cooling | Households (cooling) | Energetic | households_cooling_final_demand_biomass | Biomass | EU | Energy demand | 0 | FEC
SK | TYNDP2026 | HEV | 2040 | TWh | 348 | Sub_sector | Households | Cooling | Households (cooling) | Energetic | households_cooling_final_demand_coal | Solids | EU | Energy demand | 0 | FEC
SK | TYNDP2026 | HEV | 2040 | TWh | 349 | Sub_sector | Households | Cooling | Households (cooling) | Energetic | households_cooling_final_demand_oil | Liquids | EU | Energy demand | 0 | FEC
SK | TYNDP2026 | HEV | 2040 | TWh | 350 | Sub_sector | Households | Cooling | Households (cooling) | Energetic | households_cooling_final_demand_other | Others | EU | Energy demand | 0 | FEC
SK | TYNDP2026 | HEV | 2040 | TWh | 351 | Sub_sector | Households | Cooling | Households (cooling) | Energetic | households_cooling_final_demand_ammonia | Ammonia | EU | Energy demand | 0 | FEC
SK | TYNDP2026 | HEV | 2040 | TWh | 354 | Sub_sector | Households | Hot water | Households (hot water) | Energetic | households_hot_water_final_demand_electricity | Electricity | EU | Energy demand | 0.84281 | FEC
SK | TYNDP2026 | HEV | 2040 | TWh | 355 | Sub_sector | Households | Hot water | Households (hot water) | Energetic | households_hot_water_final_demand_hydrogen | Hydrogen | EU | Energy demand | 0.52974 | FEC
SK | TYNDP2026 | HEV | 2040 | TWh | 356 | Sub_sector | Households | Hot water | Households (hot water) | Energetic | households_hot_water_final_demand_methane | Methane | EU | Energy demand | 0.86 | FEC
SK | TYNDP2026 | HEV | 2040 | TWh | 357 | Sub_sector | Households | Hot water | Households (hot water) | Energetic | households_hot_water_final_demand_heat | Heat | EU | Energy demand | 0.52255 | FEC
SK | TYNDP2026 | HEV | 2040 | TWh | 358 | Sub_sector | Households | Hot water | Households (hot water) | Energetic | households_hot_water_final_demand_biomass | Biomass | EU | Energy demand | 0.019689 | FEC
SK | TYNDP2026 | HEV | 2040 | TWh | 359 | Sub_sector | Households | Hot water | Households (hot water) | Energetic | households_hot_water_final_demand_coal | Solids | EU | Energy demand | 0.0086515 | FEC
SK | TYNDP2026 | HEV | 2040 | TWh | 360 | Sub_sector | Households | Hot water | Households (hot water) | Energetic | households_hot_water_final_demand_oil | Liquids | EU | Energy demand | 0.0010695 | FEC
SK | TYNDP2026 | HEV | 2040 | TWh | 361 | Sub_sector | Households | Hot water | Households (hot water) | Energetic | households_hot_water_final_demand_other | Others | EU | Energy demand | 0.17724 | FEC
SK | TYNDP2026 | HEV | 2040 | TWh | 362 | Sub_sector | Households | Hot water | Households (hot water) | Energetic | households_hot_water_final_demand_ammonia | Ammonia | EU | Energy demand | 0 | FEC
SK | TYNDP2026 | HEV | 2040 | TWh | 365 | Sub_sector | Households | Appliances | Households (appliances) | Energetic | households_appliances_final_demand_electricity | Electricity | EU | Energy demand | 2.3797 | FEC
SK | TYNDP2026 | HEV | 2040 | TWh | 366 | Sub_sector | Households | Appliances | Households (appliances) | Energetic | households_appliances_final_demand_hydrogen | Hydrogen | EU | Energy demand | 0 | FEC
SK | TYNDP2026 | HEV | 2040 | TWh | 367 | Sub_sector | Households | Appliances | Households (appliances) | Energetic | households_appliances_final_demand_methane | Methane | EU | Energy demand | 0.79413 | FEC
SK | TYNDP2026 | HEV | 2040 | TWh | 368 | Sub_sector | Households | Appliances | Households (appliances) | Energetic | households_appliances_final_demand_heat | Heat | EU | Energy demand | 0 | FEC
SK | TYNDP2026 | HEV | 2040 | TWh | 369 | Sub_sector | Households | Appliances | Households (appliances) | Energetic | households_appliances_final_demand_biomass | Biomass | EU | Energy demand | 0.0021192 | FEC
SK | TYNDP2026 | HEV | 2040 | TWh | 370 | Sub_sector | Households | Appliances | Households (appliances) | Energetic | households_appliances_final_demand_coal | Solids | EU | Energy demand | 0 | FEC
SK | TYNDP2026 | HEV | 2040 | TWh | 371 | Sub_sector | Households | Appliances | Households (appliances) | Energetic | households_appliances_final_demand_oil | Liquids | EU | Energy demand | 0 | FEC
SK | TYNDP2026 | HEV | 2040 | TWh | 372 | Sub_sector | Households | Appliances | Households (appliances) | Energetic | households_appliances_final_demand_other | Others | EU | Energy demand | 0 | FEC
SK | TYNDP2026 | HEV | 2040 | TWh | 373 | Sub_sector | Households | Appliances | Households (appliances) | Energetic | households_appliances_final_demand_ammonia | Ammonia | EU | Energy demand | 0 | FEC
SK | TYNDP2026 | HEV | 2040 | TWh | 375 | Sub_sector | Buildings | Space heating | Buildings (heat) | Energetic | buildings_heat_final_demand_electricity | Electricity | EU | Energy demand | 1.9955 | FEC
SK | TYNDP2026 | HEV | 2040 | TWh | 376 | Sub_sector | Buildings | Space heating | Buildings (heat) | Energetic | buildings_heat_final_demand_hydrogen | Hydrogen | EU | Energy demand | 0.74249 | FEC
SK | TYNDP2026 | HEV | 2040 | TWh | 377 | Sub_sector | Buildings | Space heating | Buildings (heat) | Energetic | buildings_heat_final_demand_methane | Methane | EU | Energy demand | 1.348 | FEC
SK | TYNDP2026 | HEV | 2040 | TWh | 378 | Sub_sector | Buildings | Space heating | Buildings (heat) | Energetic | buildings_heat_final_demand_heat | Heat | EU | Energy demand | 1.0389 | FEC
SK | TYNDP2026 | HEV | 2040 | TWh | 379 | Sub_sector | Buildings | Space heating | Buildings (heat) | Energetic | buildings_heat_final_demand_biomass | Biomass | EU | Energy demand | 0.079774 | FEC
SK | TYNDP2026 | HEV | 2040 | TWh | 380 | Sub_sector | Buildings | Space heating | Buildings (heat) | Energetic | buildings_heat_final_demand_coal | Solids | EU | Energy demand | 0.24044 | FEC
SK | TYNDP2026 | HEV | 2040 | TWh | 381 | Sub_sector | Buildings | Space heating | Buildings (heat) | Energetic | buildings_heat_final_demand_oil | Liquids | EU | Energy demand | 0.025457 | FEC
SK | TYNDP2026 | HEV | 2040 | TWh | 382 | Sub_sector | Buildings | Space heating | Buildings (heat) | Energetic | buildings_heat_final_demand_other | Others | EU | Energy demand | 0.0010833 | FEC
SK | TYNDP2026 | HEV | 2040 | TWh | 383 | Sub_sector | Buildings | Space heating | Buildings (heat) | Energetic | buildings_heat_final_demand_ammonia | Ammonia | EU | Energy demand | 0 | FEC
SK | TYNDP2026 | HEV | 2040 | TWh | 386 | Sub_sector | Buildings | Cooling | Buildings (cooling) | Energetic | buildings_cooling_final_demand_electricity | Electricity | EU | Energy demand | 0.26924 | FEC
SK | TYNDP2026 | HEV | 2040 | TWh | 387 | Sub_sector | Buildings | Cooling | Buildings (cooling) | Energetic | buildings_cooling_final_demand_hydrogen | Hydrogen | EU | Energy demand | 0 | FEC
SK | TYNDP2026 | HEV | 2040 | TWh | 388 | Sub_sector | Buildings | Cooling | Buildings (cooling) | Energetic | buildings_cooling_final_demand_methane | Methane | EU | Energy demand | 0 | FEC
SK | TYNDP2026 | HEV | 2040 | TWh | 389 | Sub_sector | Buildings | Cooling | Buildings (cooling) | Energetic | buildings_cooling_final_demand_heat | Heat | EU | Energy demand | 0 | FEC
SK | TYNDP2026 | HEV | 2040 | TWh | 390 | Sub_sector | Buildings | Cooling | Buildings (cooling) | Energetic | buildings_cooling_final_demand_biomass | Biomass | EU | Energy demand | 0 | FEC
SK | TYNDP2026 | HEV | 2040 | TWh | 391 | Sub_sector | Buildings | Cooling | Buildings (cooling) | Energetic | buildings_cooling_final_demand_coal | Solids | EU | Energy demand | 0 | FEC
SK | TYNDP2026 | HEV | 2040 | TWh | 392 | Sub_sector | Buildings | Cooling | Buildings (cooling) | Energetic | buildings_cooling_final_demand_oil | Liquids | EU | Energy demand | 0 | FEC
SK | TYNDP2026 | HEV | 2040 | TWh | 393 | Sub_sector | Buildings | Cooling | Buildings (cooling) | Energetic | buildings_cooling_final_demand_other | Others | EU | Energy demand | 0 | FEC
SK | TYNDP2026 | HEV | 2040 | TWh | 394 | Sub_sector | Buildings | Cooling | Buildings (cooling) | Energetic | buildings_cooling_final_demand_ammonia | Ammonia | EU | Energy demand | 0 | FEC
SK | TYNDP2026 | HEV | 2040 | TWh | 397 | Sub_sector | Buildings | Appliances | Buildings (appliances) | Energetic | buildings_appliances_final_demand_electricity | Electricity | EU | Energy demand | 3.9494 | FEC
SK | TYNDP2026 | HEV | 2040 | TWh | 398 | Sub_sector | Buildings | Appliances | Buildings (appliances) | Energetic | buildings_appliances_final_demand_hydrogen | Hydrogen | EU | Energy demand | 0 | FEC
SK | TYNDP2026 | HEV | 2040 | TWh | 399 | Sub_sector | Buildings | Appliances | Buildings (appliances) | Energetic | buildings_appliances_final_demand_methane | Methane | EU | Energy demand | 0.78435 | FEC
SK | TYNDP2026 | HEV | 2040 | TWh | 400 | Sub_sector | Buildings | Appliances | Buildings (appliances) | Energetic | buildings_appliances_final_demand_heat | Heat | EU | Energy demand | 0 | FEC
SK | TYNDP2026 | HEV | 2040 | TWh | 401 | Sub_sector | Buildings | Appliances | Buildings (appliances) | Energetic | buildings_appliances_final_demand_biomass | Biomass | EU | Energy demand | 0 | FEC
SK | TYNDP2026 | HEV | 2040 | TWh | 402 | Sub_sector | Buildings | Appliances | Buildings (appliances) | Energetic | buildings_appliances_final_demand_coal | Solids | EU | Energy demand | 0 | FEC
SK | TYNDP2026 | HEV | 2040 | TWh | 403 | Sub_sector | Buildings | Appliances | Buildings (appliances) | Energetic | buildings_appliances_final_demand_oil | Liquids | EU | Energy demand | 0 | FEC
SK | TYNDP2026 | HEV | 2040 | TWh | 404 | Sub_sector | Buildings | Appliances | Buildings (appliances) | Energetic | buildings_appliances_final_demand_other | Others | EU | Energy demand | 0 | FEC
SK | TYNDP2026 | HEV | 2040 | TWh | 405 | Sub_sector | Buildings | Appliances | Buildings (appliances) | Energetic | buildings_appliances_final_demand_ammonia | Ammonia | EU | Energy demand | 0 | FEC
SK | TYNDP2026 | HEV | 2040 | TWh | 407 | Sub_sector | Buildings | Datacenters | Datacenters & ICT | Energetic | datacentres_final_demand_electricity_energetic | Electricity | EU | Energy demand | 1.7745 | FEC
SK | TYNDP2026 | HEV | 2040 | TWh | 408 | Sub_sector | Buildings | Datacenters | Datacenters & ICT | Energetic | datacentres_final_demand_hydrogen_energetic | Hydrogen | EU | Energy demand | 0 | FEC
SK | TYNDP2026 | HEV | 2040 | TWh | 409 | Sub_sector | Buildings | Datacenters | Datacenters & ICT | Energetic | datacentres_final_demand_methane_energetic | Methane | EU | Energy demand | 0 | FEC
SK | TYNDP2026 | HEV | 2040 | TWh | 410 | Sub_sector | Buildings | Datacenters | Datacenters & ICT | Energetic | datacentres_final_demand_heat_energetic | Heat | EU | Energy demand | 0 | FEC
SK | TYNDP2026 | HEV | 2040 | TWh | 411 | Sub_sector | Buildings | Datacenters | Datacenters & ICT | Energetic | datacentres_final_demand_biomass_energetic | Biomass | EU | Energy demand | 0 | FEC
SK | TYNDP2026 | HEV | 2040 | TWh | 412 | Sub_sector | Buildings | Datacenters | Datacenters & ICT | Energetic | datacentres_final_demand_coal_energetic | Solids | EU | Energy demand | 0 | FEC
SK | TYNDP2026 | HEV | 2040 | TWh | 413 | Sub_sector | Buildings | Datacenters | Datacenters & ICT | Energetic | datacentres_final_demand_oil_energetic | Liquids | EU | Energy demand | 0 | FEC
SK | TYNDP2026 | HEV | 2040 | TWh | 414 | Sub_sector | Buildings | Datacenters | Datacenters & ICT | Energetic | datacentres_final_demand_other_energetic | Others | EU | Energy demand | 0 | FEC
SK | TYNDP2026 | HEV | 2040 | TWh | 415 | Sub_sector | Buildings | Datacenters | Datacenters & ICT | Energetic | datacentres_final_demand_ammonia_energetic | Ammonia | EU | Energy demand | 0 | FEC
SK | TYNDP2026 | HEV | 2040 | TWh | 417 | Sub_sector | Transport | Others_Sector | Others_Sector | Energetic | other_final_demand_electricity_energetic | Electricity | EU | Energy demand | 0 | FEC
SK | TYNDP2026 | HEV | 2040 | TWh | 418 | Sub_sector | Transport | Others_Sector | Others_Sector | Energetic | other_final_demand_hydrogen_energetic | Hydrogen | EU | Energy demand | 0 | FEC
SK | TYNDP2026 | HEV | 2040 | TWh | 419 | Sub_sector | Transport | Pipeline Transport | Others_Sector | Energetic | other_final_demand_methane_energetic | Methane | EU | Energy demand | 2.0728 | FEC
SK | TYNDP2026 | HEV | 2040 | TWh | 420 | Sub_sector | Transport | Others_Sector | Others_Sector | Energetic | other_final_demand_heat_energetic | Heat | EU | Energy demand | 0 | FEC
SK | TYNDP2026 | HEV | 2040 | TWh | 421 | Sub_sector | Transport | Others_Sector | Others_Sector | Energetic | other_final_demand_biomass_energetic | Biomass | EU | Energy demand | 0 | FEC
SK | TYNDP2026 | HEV | 2040 | TWh | 422 | Sub_sector | Transport | Others_Sector | Others_Sector | Energetic | other_final_demand_coal_energetic | Solids | EU | Energy demand | 0 | FEC
SK | TYNDP2026 | HEV | 2040 | TWh | 423 | Sub_sector | Transport | Others_Sector | Others_Sector | Energetic | other_final_demand_oil_energetic | Liquids | EU | Energy demand | 0.55114 | FEC
SK | TYNDP2026 | HEV | 2040 | TWh | 424 | Sub_sector | Others_Sector | Others_Sector | Others_Sector | Non-energetic | other_final_demand_oil_non_energetic | Liquids | EU | Energy demand | 0.43604 | not_included_in_FEC
SK | TYNDP2026 | HEV | 2040 | TWh | 425 | Sub_sector | Transport | Others_Sector | Others_Sector | Energetic | other_final_demand_other_energetic | Others | EU | Energy demand | 0 | FEC
SK | TYNDP2026 | HEV | 2040 | TWh | 426 | Sub_sector | Transport | Others_Sector | Others_Sector | Energetic | other_final_demand_ammonia_energetic | Ammonia | EU | Energy demand | 0 | FEC
SK | TYNDP2026 | HEV | 2040 | TWh | 427 | Sub_sector | Industry | Surplus_Heat_in_Industry | Surplus_Heat_in_Industry | Energetic | final_demand_of_industry_unused_local_production_steam_hot_water | Heat | EU | Energy demand | 0 | FEC
SK | TYNDP2026 | HEV | 2040 | TWh | 429 | Sub_sector | Agriculture | Total | Agriculture | Energetic | agriculture_final_demand_electricity_energetic | Electricity | EU | Energy demand | 0.34431 | FEC
SK | TYNDP2026 | HEV | 2040 | TWh | 430 | Sub_sector | Agriculture | Total | Agriculture | Energetic | agriculture_final_demand_hydrogen_energetic | Hydrogen | EU | Energy demand | 0 | FEC
SK | TYNDP2026 | HEV | 2040 | TWh | 431 | Sub_sector | Agriculture | Total | Agriculture | Energetic | agriculture_final_demand_methane_energetic | Methane | EU | Energy demand | 0.48528 | FEC
SK | TYNDP2026 | HEV | 2040 | TWh | 432 | Sub_sector | Agriculture | Total | Agriculture | Energetic | agriculture_final_demand_heat_energetic | Heat | EU | Energy demand | 0.01106 | FEC
SK | TYNDP2026 | HEV | 2040 | TWh | 433 | Sub_sector | Agriculture | Total | Agriculture | Energetic | agriculture_final_demand_biomass_energetic | Biomass | EU | Energy demand | 0.15071 | FEC
SK | TYNDP2026 | HEV | 2040 | TWh | 434 | Sub_sector | Agriculture | Total | Agriculture | Energetic | agriculture_final_demand_coal_energetic | Solids | EU | Energy demand | 0 | FEC
SK | TYNDP2026 | HEV | 2040 | TWh | 435 | Sub_sector | Agriculture | Total | Agriculture | Energetic | agriculture_final_demand_oil_energetic | Liquids | EU | Energy demand | 0.39022 | FEC
SK | TYNDP2026 | HEV | 2040 | TWh | 436 | Sub_sector | Agriculture | Total | Agriculture | Energetic | agriculture_final_demand_other_energetic | Others | EU | Energy demand | 0 | FEC
SK | TYNDP2026 | HEV | 2040 | TWh | 437 | Sub_sector | Agriculture | Total | Agriculture | Energetic | agriculture_final_demand_ammonia_energetic | Ammonia | EU | Energy demand | 0 | FEC
SK | TYNDP2026 | HEV | 2040 | TWh | 447 | Sub_sector | Buildings | Surplus Energy | Buildings | Energetic | GAP | Electricity | EU | Energy demand | 0 | FEC
SK | TYNDP2026 | HEV | 2040 | TWh | 448 | Sub_sector | Buildings | Surplus Energy | Buildings | Energetic | GAP | Hydrogen | EU | Energy demand | 0 | FEC
SK | TYNDP2026 | HEV | 2040 | TWh | 449 | Sub_sector | Buildings | Surplus Energy | Buildings | Energetic | GAP | Methane | EU | Energy demand | 0 | FEC
SK | TYNDP2026 | HEV | 2040 | TWh | 450 | Sub_sector | Buildings | Surplus Energy | Buildings | Energetic | GAP | Heat | EU | Energy demand | 0 | FEC
SK | TYNDP2026 | HEV | 2040 | TWh | 451 | Sub_sector | Buildings | Surplus Energy | Buildings | Energetic | GAP | Biomass | EU | Energy demand | 0.00017413 | FEC
SK | TYNDP2026 | HEV | 2040 | TWh | 452 | Sub_sector | Buildings | Surplus Energy | Buildings | Energetic | GAP | Solids | EU | Energy demand | 0.10437 | FEC
SK | TYNDP2026 | HEV | 2040 | TWh | 453 | Sub_sector | Buildings | Surplus Energy | Buildings | Energetic | GAP | Liquids | EU | Energy demand | 0.00046527 | FEC
SK | TYNDP2026 | HEV | 2040 | TWh | 454 | Sub_sector | Buildings | Surplus Energy | Buildings | Energetic | GAP | Others | EU | Energy demand | 0 | FEC
SK | TYNDP2026 | HEV | 2040 | TWh | 455 | Sub_sector | Buildings | Surplus Energy | Buildings | Energetic | GAP | Ammonia | EU | Energy demand | 0 | FEC
SK | TYNDP2026 | HEV | 2040 | TWh | 456 | Sub_sector | Households | Surplus Energy | Households | Energetic | GAP | Electricity | EU | Energy demand | 0 | FEC
SK | TYNDP2026 | HEV | 2040 | TWh | 457 | Sub_sector | Households | Surplus Energy | Households | Energetic | GAP | Hydrogen | EU | Energy demand | 0 | FEC
SK | TYNDP2026 | HEV | 2040 | TWh | 458 | Sub_sector | Households | Surplus Energy | Households | Energetic | GAP | Methane | EU | Energy demand | 0 | FEC
SK | TYNDP2026 | HEV | 2040 | TWh | 459 | Sub_sector | Households | Surplus Energy | Households | Energetic | GAP | Heat | EU | Energy demand | 0 | FEC
SK | TYNDP2026 | HEV | 2040 | TWh | 460 | Sub_sector | Households | Surplus Energy | Households | Energetic | GAP | Biomass | EU | Energy demand | 0 | FEC
SK | TYNDP2026 | HEV | 2040 | TWh | 461 | Sub_sector | Households | Surplus Energy | Households | Energetic | GAP | Solids | EU | Energy demand | 0 | FEC
SK | TYNDP2026 | HEV | 2040 | TWh | 462 | Sub_sector | Households | Surplus Energy | Households | Energetic | GAP | Liquids | EU | Energy demand | 0 | FEC
SK | TYNDP2026 | HEV | 2040 | TWh | 463 | Sub_sector | Households | Surplus Energy | Households | Energetic | GAP | Others | EU | Energy demand | 0 | FEC
SK | TYNDP2026 | HEV | 2040 | TWh | 464 | Sub_sector | Households | Surplus Energy | Households | Energetic | GAP | Ammonia | EU | Energy demand | 0 | FEC
SK | TYNDP2026 | LEV | 2035 | TWh | 102 | Sub_sector | Industry | Aluminium | Industry (aluminium) | Energetic | industry_aluminium_demand_electricity_energetic | Electricity | EU | Energy demand | 1.148 | FEC
SK | TYNDP2026 | LEV | 2035 | TWh | 103 | Sub_sector | Industry | Aluminium | Industry (aluminium) | Energetic | industry_aluminium_demand_hydrogen_energetic | Hydrogen | EU | Energy demand | 0 | FEC
SK | TYNDP2026 | LEV | 2035 | TWh | 104 | Sub_sector | Industry | Aluminium | Industry (aluminium) | Energetic | industry_aluminium_demand_methane_energetic | Methane | EU | Energy demand | 0.18104 | FEC
SK | TYNDP2026 | LEV | 2035 | TWh | 105 | Sub_sector | Industry | Aluminium | Industry (aluminium) | Energetic | industry_aluminium_demand_heat_energetic | Heat | EU | Energy demand | 0 | FEC
SK | TYNDP2026 | LEV | 2035 | TWh | 106 | Sub_sector | Industry | Aluminium | Industry (aluminium) | Energetic | industry_aluminium_demand_biomass_energetic | Biomass | EU | Energy demand | 0 | FEC
SK | TYNDP2026 | LEV | 2035 | TWh | 107 | Sub_sector | Industry | Aluminium | Industry (aluminium) | Energetic | industry_aluminium_demand_coal_energetic | Solids | EU | Energy demand | 0 | FEC
SK | TYNDP2026 | LEV | 2035 | TWh | 108 | Sub_sector | Industry | Aluminium | Industry (aluminium) | Energetic | industry_aluminium_demand_oil_energetic | Liquids | EU | Energy demand | 0 | FEC
SK | TYNDP2026 | LEV | 2035 | TWh | 109 | Sub_sector | Industry | Aluminium | Industry (aluminium) | Energetic | industry_aluminium_demand_others_energetic | Others | EU | Energy demand | 0 | FEC
SK | TYNDP2026 | LEV | 2035 | TWh | 110 | Sub_sector | Industry | Aluminium | Industry (aluminium) | Energetic | industry_ammonia_demand_others_energetic | Ammonia | EU | Energy demand | 0 | FEC
SK | TYNDP2026 | LEV | 2035 | TWh | 112 | Sub_sector | Industry | Chemicals | Industry (chemicals, energetic) | Energetic | industry_chemical_demand_electricity_energetic | Electricity | EU | Energy demand | 1.5014 | FEC
SK | TYNDP2026 | LEV | 2035 | TWh | 113 | Sub_sector | Industry | Chemicals | Industry (chemicals, energetic) | Energetic | industry_chemical_demand_hydrogen_energetic | Hydrogen | EU | Energy demand | 0.16851 | FEC
SK | TYNDP2026 | LEV | 2035 | TWh | 114 | Sub_sector | Industry | Chemicals | Industry (chemicals, energetic) | Energetic | industry_chemical_demand_methane_energetic | Methane | EU | Energy demand | 0.6519 | FEC
SK | TYNDP2026 | LEV | 2035 | TWh | 115 | Sub_sector | Industry | Chemicals | Industry (chemicals, energetic) | Energetic | industry_chemical_demand_heat_energetic | Heat | EU | Energy demand | 0.23754 | FEC
SK | TYNDP2026 | LEV | 2035 | TWh | 116 | Sub_sector | Industry | Chemicals | Industry (chemicals, energetic) | Energetic | industry_chemical_demand_biomass_energetic | Biomass | EU | Energy demand | 0.34856 | FEC
SK | TYNDP2026 | LEV | 2035 | TWh | 117 | Sub_sector | Industry | Chemicals | Industry (chemicals, energetic) | Energetic | industry_chemical_demand_coal_energetic | Solids | EU | Energy demand | 0.012955 | FEC
SK | TYNDP2026 | LEV | 2035 | TWh | 118 | Sub_sector | Industry | Chemicals | Industry (chemicals, energetic) | Energetic | industry_chemical_demand_oil_energetic | Liquids | EU | Energy demand | 0.012487 | FEC
SK | TYNDP2026 | LEV | 2035 | TWh | 119 | Sub_sector | Industry | Chemicals | Industry (chemicals, energetic) | Energetic | industry_chemical_demand_others_energetic | Others | EU | Energy demand | 0 | FEC
SK | TYNDP2026 | LEV | 2035 | TWh | 120 | Sub_sector | Industry | Chemicals | Industry (chemicals, energetic) | Energetic | industry_chemical_demand_ammonia_energetic | Ammonia | EU | Energy demand | 0 | FEC
SK | TYNDP2026 | LEV | 2035 | TWh | 122 | Sub_sector | Industry | Chemicals | Industry (chemicals, non-energetic) | Non-energetic | industry_chemical_demand_electricity_non_energetic | Electricity | EU | Energy demand | 0 | not_included_in_FEC
SK | TYNDP2026 | LEV | 2035 | TWh | 123 | Sub_sector | Industry | Chemicals | Industry (chemicals, non-energetic) | Non-energetic | industry_chemical_demand_hydrogen_non_energetic | Hydrogen | EU | Energy demand | 1.1743 | not_included_in_FEC
SK | TYNDP2026 | LEV | 2035 | TWh | 124 | Sub_sector | Industry | Chemicals | Industry (chemicals, non-energetic) | Non-energetic | industry_chemical_demand_methane_non_energetic | Methane | EU | Energy demand | 0.31748 | not_included_in_FEC
SK | TYNDP2026 | LEV | 2035 | TWh | 125 | Sub_sector | Industry | Chemicals | Industry (chemicals, non-energetic) | Non-energetic | industry_chemical_demand_heat_non_energetic | Heat | EU | Energy demand | 0 | not_included_in_FEC
SK | TYNDP2026 | LEV | 2035 | TWh | 126 | Sub_sector | Industry | Chemicals | Industry (chemicals, non-energetic) | Non-energetic | industry_chemical_demand_biomass_non_energetic | Biomass | EU | Energy demand | 0.55235 | not_included_in_FEC
SK | TYNDP2026 | LEV | 2035 | TWh | 127 | Sub_sector | Industry | Chemicals | Industry (chemicals, non-energetic) | Non-energetic | industry_chemical_demand_coal_non_energetic | Solids | EU | Energy demand | 0.0022293 | not_included_in_FEC
SK | TYNDP2026 | LEV | 2035 | TWh | 128 | Sub_sector | Industry | Chemicals | Industry (chemicals, non-energetic) | Non-energetic | industry_chemical_demand_oil_non_energetic | Liquids | EU | Energy demand | 3.1991 | not_included_in_FEC
SK | TYNDP2026 | LEV | 2035 | TWh | 129 | Sub_sector | Industry | Chemicals | Industry (chemicals, non-energetic) | Non-energetic | industry_chemical_demand_others_non_energetic | Others | EU | Energy demand | 0 | not_included_in_FEC
SK | TYNDP2026 | LEV | 2035 | TWh | 130 | Sub_sector | Industry | Chemicals | Industry (chemicals, non-energetic) | Non-energetic | industry_chemical_demand_ammonia_non_energetic | Ammonia | EU | Energy demand | 0 | not_included_in_FEC
SK | TYNDP2026 | LEV | 2035 | TWh | 132 | Sub_sector | Industry | Fertilizers | Industry (fertilizers, energetic) | Energetic | industry_fertilizers_demand_electricity_energetic | Electricity | EU | Energy demand | 0.20884 | FEC
SK | TYNDP2026 | LEV | 2035 | TWh | 133 | Sub_sector | Industry | Fertilizers | Industry (fertilizers, energetic) | Energetic | industry_fertilizers_demand_hydrogen_energetic | Hydrogen | EU | Energy demand | 0.46004 | FEC
SK | TYNDP2026 | LEV | 2035 | TWh | 134 | Sub_sector | Industry | Fertilizers | Industry (fertilizers, energetic) | Energetic | industry_fertilizers_demand_methane_energetic | Methane | EU | Energy demand | 1.0994 | FEC
SK | TYNDP2026 | LEV | 2035 | TWh | 135 | Sub_sector | Industry | Fertilizers | Industry (fertilizers, energetic) | Energetic | industry_fertilizers_demand_heat_energetic | Heat | EU | Energy demand | 0 | FEC
SK | TYNDP2026 | LEV | 2035 | TWh | 136 | Sub_sector | Industry | Fertilizers | Industry (fertilizers, energetic) | Energetic | industry_fertilizers_demand_biomass_energetic | Biomass | EU | Energy demand | 0 | FEC
SK | TYNDP2026 | LEV | 2035 | TWh | 137 | Sub_sector | Industry | Fertilizers | Industry (fertilizers, energetic) | Energetic | industry_fertilizers_demand_coal_energetic | Solids | EU | Energy demand | 0 | FEC
SK | TYNDP2026 | LEV | 2035 | TWh | 138 | Sub_sector | Industry | Fertilizers | Industry (fertilizers, energetic) | Energetic | industry_fertilizers_demand_oil_energetic | Liquids | EU | Energy demand | 0 | FEC
SK | TYNDP2026 | LEV | 2035 | TWh | 139 | Sub_sector | Industry | Fertilizers | Industry (fertilizers, energetic) | Energetic | industry_fertilizers_demand_others_energetic | Others | EU | Energy demand | 0 | FEC
SK | TYNDP2026 | LEV | 2035 | TWh | 140 | Sub_sector | Industry | Fertilizers | Industry (fertilizers, energetic) | Energetic | industry_fertilizers_demand_ammonia_energetic | Ammonia | EU | Energy demand | 0 | FEC
SK | TYNDP2026 | LEV | 2035 | TWh | 142 | Sub_sector | Industry | Fertilizers | Industry (fertilizers, non-energetic) | Non-energetic | industry_fertilizers_demand_electricity_non_energetic | Electricity | EU | Energy demand | 0 | not_included_in_FEC
SK | TYNDP2026 | LEV | 2035 | TWh | 143 | Sub_sector | Industry | Fertilizers | Industry (fertilizers, non-energetic) | Non-energetic | industry_fertilizers_demand_hydrogen_non_energetic | Hydrogen | EU | Energy demand | 0.94008 | not_included_in_FEC
SK | TYNDP2026 | LEV | 2035 | TWh | 144 | Sub_sector | Industry | Fertilizers | Industry (fertilizers, non-energetic) | Non-energetic | industry_fertilizers_demand_methane_non_energetic | Methane | EU | Energy demand | 3.6265 | not_included_in_FEC
SK | TYNDP2026 | LEV | 2035 | TWh | 145 | Sub_sector | Industry | Fertilizers | Industry (fertilizers, non-energetic) | Non-energetic | industry_fertilizers_demand_heat_non_energetic | Heat | EU | Energy demand | 0 | not_included_in_FEC
SK | TYNDP2026 | LEV | 2035 | TWh | 146 | Sub_sector | Industry | Fertilizers | Industry (fertilizers, non-energetic) | Non-energetic | industry_fertilizers_demand_biomass_non_energetic | Biomass | EU | Energy demand | 0 | not_included_in_FEC
SK | TYNDP2026 | LEV | 2035 | TWh | 147 | Sub_sector | Industry | Fertilizers | Industry (fertilizers, non-energetic) | Non-energetic | industry_fertilizers_demand_coal_non_energetic | Solids | EU | Energy demand | 0 | not_included_in_FEC
SK | TYNDP2026 | LEV | 2035 | TWh | 148 | Sub_sector | Industry | Fertilizers | Industry (fertilizers, non-energetic) | Non-energetic | industry_fertilizers_demand_oil_non_energetic | Liquids | EU | Energy demand | 0 | not_included_in_FEC
SK | TYNDP2026 | LEV | 2035 | TWh | 149 | Sub_sector | Industry | Fertilizers | Industry (fertilizers, non-energetic) | Non-energetic | industry_fertilizers_demand_others_non_energetic | Others | EU | Energy demand | 0 | not_included_in_FEC
SK | TYNDP2026 | LEV | 2035 | TWh | 150 | Sub_sector | Industry | Fertilizers | Industry (fertilizers, non-energetic) | Non-energetic | industry_fertilizers_demand_ammonia_non_energetic | Ammonia | EU | Energy demand | 0 | not_included_in_FEC
SK | TYNDP2026 | LEV | 2035 | TWh | 152 | Sub_sector | Industry | Food | Industry (food) | Energetic | industry_food_demand_electricity_energetic | Electricity | EU | Energy demand | 0.74682 | FEC
SK | TYNDP2026 | LEV | 2035 | TWh | 153 | Sub_sector | Industry | Food | Industry (food) | Energetic | industry_food_demand_hydrogen_energetic | Hydrogen | EU | Energy demand | 0 | FEC
SK | TYNDP2026 | LEV | 2035 | TWh | 154 | Sub_sector | Industry | Food | Industry (food) | Energetic | industry_food_demand_methane_energetic | Methane | EU | Energy demand | 0.42841 | FEC
SK | TYNDP2026 | LEV | 2035 | TWh | 155 | Sub_sector | Industry | Food | Industry (food) | Energetic | industry_food_demand_heat_energetic | Heat | EU | Energy demand | 0 | FEC
SK | TYNDP2026 | LEV | 2035 | TWh | 156 | Sub_sector | Industry | Food | Industry (food) | Energetic | industry_food_demand_biomass_energetic | Biomass | EU | Energy demand | 0 | FEC
SK | TYNDP2026 | LEV | 2035 | TWh | 157 | Sub_sector | Industry | Food | Industry (food) | Energetic | industry_food_demand_coal_energetic | Solids | EU | Energy demand | 0 | FEC
SK | TYNDP2026 | LEV | 2035 | TWh | 158 | Sub_sector | Industry | Food | Industry (food) | Energetic | industry_food_demand_oil_energetic | Liquids | EU | Energy demand | 0.023236 | FEC
SK | TYNDP2026 | LEV | 2035 | TWh | 159 | Sub_sector | Industry | Food | Industry (food) | Energetic | industry_food_demand_others_energetic | Others | EU | Energy demand | 0 | FEC
SK | TYNDP2026 | LEV | 2035 | TWh | 160 | Sub_sector | Industry | Food | Industry (food) | Energetic | industry_food_demand_ammonia_energetic | Ammonia | EU | Energy demand | 0 | FEC
SK | TYNDP2026 | LEV | 2035 | TWh | 162 | Sub_sector | Industry | Metals | Industry (metal) | Energetic | industry_metal_demand_electricity_energetic | Electricity | EU | Energy demand | 0 | FEC
SK | TYNDP2026 | LEV | 2035 | TWh | 163 | Sub_sector | Industry | Metals | Industry (metal) | Energetic | industry_metal_demand_hydrogen_energetic | Hydrogen | EU | Energy demand | 0 | FEC
SK | TYNDP2026 | LEV | 2035 | TWh | 164 | Sub_sector | Industry | Metals | Industry (metal) | Energetic | industry_metal_demand_methane_energetic | Methane | EU | Energy demand | 0.18308 | FEC
SK | TYNDP2026 | LEV | 2035 | TWh | 165 | Sub_sector | Industry | Metals | Industry (metal) | Energetic | industry_metal_demand_heat_energetic | Heat | EU | Energy demand | 0.014584 | FEC
SK | TYNDP2026 | LEV | 2035 | TWh | 166 | Sub_sector | Industry | Metals | Industry (metal) | Energetic | industry_metal_demand_biomass_energetic | Biomass | EU | Energy demand | 0 | FEC
SK | TYNDP2026 | LEV | 2035 | TWh | 167 | Sub_sector | Industry | Metals | Industry (metal) | Energetic | industry_metal_demand_coal_energetic | Solids | EU | Energy demand | 0 | FEC
SK | TYNDP2026 | LEV | 2035 | TWh | 168 | Sub_sector | Industry | Metals | Industry (metal) | Energetic | industry_metal_demand_oil_energetic | Liquids | EU | Energy demand | 0 | FEC
SK | TYNDP2026 | LEV | 2035 | TWh | 169 | Sub_sector | Industry | Metals | Industry (metal) | Energetic | industry_metal_demand_others_energetic | Others | EU | Energy demand | 0 | FEC
SK | TYNDP2026 | LEV | 2035 | TWh | 170 | Sub_sector | Industry | Metals | Industry (metal) | Energetic | industry_metal_demand_ammonia_energetic | Ammonia | EU | Energy demand | 0 | FEC
SK | TYNDP2026 | LEV | 2035 | TWh | 172 | Sub_sector | Industry | Others | Industry (other, energetic) | Energetic | industry_other_demand_electricity_energetic | Electricity | EU | Energy demand | 4.3303 | FEC
SK | TYNDP2026 | LEV | 2035 | TWh | 173 | Sub_sector | Industry | Others | Industry (other, energetic) | Energetic | industry_other_demand_hydrogen_energetic | Hydrogen | EU | Energy demand | 0.80976 | FEC
SK | TYNDP2026 | LEV | 2035 | TWh | 174 | Sub_sector | Industry | Others | Industry (other, energetic) | Energetic | industry_other_demand_methane_energetic | Methane | EU | Energy demand | 2.883 | FEC
SK | TYNDP2026 | LEV | 2035 | TWh | 175 | Sub_sector | Industry | Others | Industry (other, energetic) | Energetic | industry_other_demand_heat_energetic | Heat | EU | Energy demand | 0 | FEC
SK | TYNDP2026 | LEV | 2035 | TWh | 176 | Sub_sector | Industry | Others | Industry (other, energetic) | Energetic | industry_other_demand_biomass_energetic | Biomass | EU | Energy demand | 1.8035 | FEC
SK | TYNDP2026 | LEV | 2035 | TWh | 177 | Sub_sector | Industry | Others | Industry (other, energetic) | Energetic | industry_other_demand_coal_energetic | Solids | EU | Energy demand | 0.68602 | FEC
SK | TYNDP2026 | LEV | 2035 | TWh | 178 | Sub_sector | Industry | Others | Industry (other, energetic) | Energetic | industry_other_demand_oil_energetic | Liquids | EU | Energy demand | 2.1437 | FEC
SK | TYNDP2026 | LEV | 2035 | TWh | 179 | Sub_sector | Industry | Others | Industry (other, energetic) | Energetic | industry_other_demand_others_energetic | Others | EU | Energy demand | 0 | FEC
SK | TYNDP2026 | LEV | 2035 | TWh | 180 | Sub_sector | Industry | Others | Industry (other, energetic) | Energetic | industry_other_demand_ammonia_energetic | Ammonia | EU | Energy demand | 0 | FEC
SK | TYNDP2026 | LEV | 2035 | TWh | 182 | Sub_sector | Industry | Others | Industry (other, non-energetic) | Non-energetic | industry_other_demand_electricity_non_energetic | Electricity | EU | Energy demand | 0 | not_included_in_FEC
SK | TYNDP2026 | LEV | 2035 | TWh | 183 | Sub_sector | Industry | Others | Industry (other, non-energetic) | Non-energetic | industry_other_demand_hydrogen_non_energetic | Hydrogen | EU | Energy demand | 0 | not_included_in_FEC
SK | TYNDP2026 | LEV | 2035 | TWh | 184 | Sub_sector | Industry | Others | Industry (other, non-energetic) | Non-energetic | industry_other_demand_methane_non_energetic | Methane | EU | Energy demand | 0 | not_included_in_FEC
SK | TYNDP2026 | LEV | 2035 | TWh | 185 | Sub_sector | Industry | Others | Industry (other, non-energetic) | Non-energetic | industry_other_demand_heat_non_energetic | Heat | EU | Energy demand | 0 | not_included_in_FEC
SK | TYNDP2026 | LEV | 2035 | TWh | 186 | Sub_sector | Industry | Others | Industry (other, non-energetic) | Non-energetic | industry_other_demand_biomass_non_energetic | Biomass | EU | Energy demand | 0 | not_included_in_FEC
SK | TYNDP2026 | LEV | 2035 | TWh | 187 | Sub_sector | Industry | Others | Industry (other, non-energetic) | Non-energetic | industry_other_demand_coal_non_energetic | Solids | EU | Energy demand | 0 | not_included_in_FEC
SK | TYNDP2026 | LEV | 2035 | TWh | 188 | Sub_sector | Industry | Others | Industry (other, non-energetic) | Non-energetic | industry_other_demand_oil_non_energetic | Liquids | EU | Energy demand | 1.486 | not_included_in_FEC
SK | TYNDP2026 | LEV | 2035 | TWh | 189 | Sub_sector | Industry | Others | Industry (other, non-energetic) | Non-energetic | industry_other_demand_others_non_energetic | Others | EU | Energy demand | 0 | not_included_in_FEC
SK | TYNDP2026 | LEV | 2035 | TWh | 190 | Sub_sector | Industry | Others | Industry (other, non-energetic) | Non-energetic | industry_other_demand_ammonia_non_energetic | Ammonia | EU | Energy demand | 0 | not_included_in_FEC
SK | TYNDP2026 | LEV | 2035 | TWh | 192 | Sub_sector | Industry | Paper | Industry (paper) | Energetic | industry_paper_demand_electricity_energetic | Electricity | EU | Energy demand | 1.6493 | FEC
SK | TYNDP2026 | LEV | 2035 | TWh | 193 | Sub_sector | Industry | Paper | Industry (paper) | Energetic | industry_paper_demand_hydrogen_energetic | Hydrogen | EU | Energy demand | 0.38275 | FEC
SK | TYNDP2026 | LEV | 2035 | TWh | 194 | Sub_sector | Industry | Paper | Industry (paper) | Energetic | industry_paper_demand_methane_energetic | Methane | EU | Energy demand | 0.88826 | FEC
SK | TYNDP2026 | LEV | 2035 | TWh | 195 | Sub_sector | Industry | Paper | Industry (paper) | Energetic | industry_paper_demand_heat_energetic | Heat | EU | Energy demand | 0 | FEC
SK | TYNDP2026 | LEV | 2035 | TWh | 196 | Sub_sector | Industry | Paper | Industry (paper) | Energetic | industry_paper_demand_biomass_energetic | Biomass | EU | Energy demand | 0.73244 | FEC
SK | TYNDP2026 | LEV | 2035 | TWh | 197 | Sub_sector | Industry | Paper | Industry (paper) | Energetic | industry_paper_demand_coal_energetic | Solids | EU | Energy demand | 0.11464 | FEC
SK | TYNDP2026 | LEV | 2035 | TWh | 198 | Sub_sector | Industry | Paper | Industry (paper) | Energetic | industry_paper_demand_oil_energetic | Liquids | EU | Energy demand | 0 | FEC
SK | TYNDP2026 | LEV | 2035 | TWh | 199 | Sub_sector | Industry | Paper | Industry (paper) | Energetic | industry_paper_demand_others_energetic | Others | EU | Energy demand | 0 | FEC
SK | TYNDP2026 | LEV | 2035 | TWh | 200 | Sub_sector | Industry | Paper | Industry (paper) | Energetic | industry_paper_demand_ammonia_energetic | Ammonia | EU | Energy demand | 0 | FEC
SK | TYNDP2026 | LEV | 2035 | TWh | 202 | Sub_sector | Industry | Refineries | Industry (refineries, energetic) | Energetic | industry_refinery_demand_electricity_energetic | Electricity | EU | Energy demand | 0.3147 | not_included_in_FEC
SK | TYNDP2026 | LEV | 2035 | TWh | 203 | Sub_sector | Industry | Refineries | Industry (refineries, energetic) | Energetic | industry_refinery_demand_hydrogen_energetic | Hydrogen | EU | Energy demand | 0.23683 | not_included_in_FEC
SK | TYNDP2026 | LEV | 2035 | TWh | 204 | Sub_sector | Industry | Refineries | Industry (refineries, energetic) | Energetic | industry_refinery_demand_methane_energetic | Methane | EU | Energy demand | 0.54905 | not_included_in_FEC
SK | TYNDP2026 | LEV | 2035 | TWh | 205 | Sub_sector | Industry | Refineries | Industry (refineries, energetic) | Energetic | industry_refinery_demand_heat_energetic | Heat | EU | Energy demand | 0 | not_included_in_FEC
SK | TYNDP2026 | LEV | 2035 | TWh | 206 | Sub_sector | Industry | Refineries | Industry (refineries, energetic) | Energetic | industry_refinery_demand_biomass_energetic | Biomass | EU | Energy demand | 0 | not_included_in_FEC
SK | TYNDP2026 | LEV | 2035 | TWh | 207 | Sub_sector | Industry | Refineries | Industry (refineries, energetic) | Energetic | industry_refinery_demand_coal_energetic | Solids | EU | Energy demand | 0 | not_included_in_FEC
SK | TYNDP2026 | LEV | 2035 | TWh | 208 | Sub_sector | Industry | Refineries | Industry (refineries, energetic) | Energetic | industry_refinery_demand_oil_energetic | Liquids | EU | Energy demand | 1.8182 | not_included_in_FEC
SK | TYNDP2026 | LEV | 2035 | TWh | 209 | Sub_sector | Industry | Refineries | Industry (refineries, energetic) | Energetic | industry_refinery_demand_others_energetic | Others | EU | Energy demand | 0 | not_included_in_FEC
SK | TYNDP2026 | LEV | 2035 | TWh | 210 | Sub_sector | Industry | Refineries | Industry (refineries, energetic) | Energetic | industry_refinery_demand_ammonia_energetic | Ammonia | EU | Energy demand | 0 | not_included_in_FEC
SK | TYNDP2026 | LEV | 2035 | TWh | 212 | Sub_sector | Industry | Refineries | Industry (refineries, non-energetic) | Non-energetic | industry_refinery_demand_electricity_non_energetic | Electricity | EU | Energy demand | 0 | not_included_in_FEC
SK | TYNDP2026 | LEV | 2035 | TWh | 213 | Sub_sector | Industry | Refineries | Industry (refineries, non-energetic) | Non-energetic | industry_refinery_demand_hydrogen_non_energetic | Hydrogen | EU | Energy demand | 0 | not_included_in_FEC
SK | TYNDP2026 | LEV | 2035 | TWh | 214 | Sub_sector | Industry | Refineries | Industry (refineries, non-energetic) | Non-energetic | industry_refinery_demand_methane_non_energetic | Methane | EU | Energy demand | 0 | not_included_in_FEC
SK | TYNDP2026 | LEV | 2035 | TWh | 215 | Sub_sector | Industry | Refineries | Industry (refineries, non-energetic) | Non-energetic | industry_refinery_demand_heat_non_energetic | Heat | EU | Energy demand | 0 | not_included_in_FEC
SK | TYNDP2026 | LEV | 2035 | TWh | 216 | Sub_sector | Industry | Refineries | Industry (refineries, non-energetic) | Non-energetic | industry_refinery_demand_biomass_non_energetic | Biomass | EU | Energy demand | 0 | not_included_in_FEC
SK | TYNDP2026 | LEV | 2035 | TWh | 217 | Sub_sector | Industry | Refineries | Industry (refineries, non-energetic) | Non-energetic | industry_refinery_demand_coal_non_energetic | Solids | EU | Energy demand | 0 | not_included_in_FEC
SK | TYNDP2026 | LEV | 2035 | TWh | 218 | Sub_sector | Industry | Refineries | Industry (refineries, non-energetic) | Non-energetic | industry_refinery_demand_oil_non_energetic | Liquids | EU | Energy demand | 0 | not_included_in_FEC
SK | TYNDP2026 | LEV | 2035 | TWh | 219 | Sub_sector | Industry | Refineries | Industry (refineries, non-energetic) | Non-energetic | industry_refinery_demand_others_non_energetic | Others | EU | Energy demand | 0 | not_included_in_FEC
SK | TYNDP2026 | LEV | 2035 | TWh | 220 | Sub_sector | Industry | Refineries | Industry (refineries, non-energetic) | Non-energetic | industry_refinery_demand_ammonia_non_energetic | Ammonia | EU | Energy demand | 0 | not_included_in_FEC
SK | TYNDP2026 | LEV | 2035 | TWh | 222 | Sub_sector | Industry | Steel | Industry (steel) | Energetic | industry_steel_demand_electricity_energetic | Electricity | EU | Energy demand | 3.36 | FEC
SK | TYNDP2026 | LEV | 2035 | TWh | 223 | Sub_sector | Industry | Steel | Industry (steel) | Energetic | industry_steel_demand_hydrogen_energetic | Hydrogen | EU | Energy demand | 1.4128 | FEC
SK | TYNDP2026 | LEV | 2035 | TWh | 224 | Sub_sector | Industry | Steel | Industry (steel) | Energetic | industry_steel_demand_methane_energetic | Methane | EU | Energy demand | 3.2384 | FEC
SK | TYNDP2026 | LEV | 2035 | TWh | 225 | Sub_sector | Industry | Steel | Industry (steel) | Energetic | industry_steel_demand_heat_energetic | Heat | EU | Energy demand | 0.20756 | FEC
SK | TYNDP2026 | LEV | 2035 | TWh | 226 | Sub_sector | Industry | Steel | Industry (steel) | Energetic | industry_steel_demand_biomass_energetic | Biomass | EU | Energy demand | 0.03032 | FEC
SK | TYNDP2026 | LEV | 2035 | TWh | 227 | Sub_sector | Industry | Steel | Industry (steel) | Energetic | industry_steel_demand_coal_energetic | Solids | EU | Energy demand | 4.6557 | FEC
SK | TYNDP2026 | LEV | 2035 | TWh | 228 | Sub_sector | Industry | Steel | Industry (steel) | Energetic | industry_steel_demand_oil_energetic | Liquids | EU | Energy demand | 0.0050467 | FEC
SK | TYNDP2026 | LEV | 2035 | TWh | 229 | Sub_sector | Industry | Steel | Industry (steel) | Energetic | industry_steel_demand_others_energetic | Others | EU | Energy demand | 0 | FEC
SK | TYNDP2026 | LEV | 2035 | TWh | 230 | Sub_sector | Industry | Steel | Industry (steel) | Energetic | industry_steel_demand_ammonia_energetic | Ammonia | EU | Energy demand | 0 | FEC
SK | TYNDP2026 | LEV | 2035 | TWh | 232 | Sub_sector | Transport | Cars | Transport (cars) | Energetic | transport_cars_final_demand_electricity | Electricity | EU | Energy demand | 1.2716 | FEC
SK | TYNDP2026 | LEV | 2035 | TWh | 233 | Sub_sector | Transport | Cars | Transport (cars) | Energetic | transport_cars_final_demand_hydrogen | Hydrogen | EU | Energy demand | 0.30988 | FEC
SK | TYNDP2026 | LEV | 2035 | TWh | 234 | Sub_sector | Transport | Cars | Transport (cars) | Energetic | transport_cars_final_demand_methane | Methane | EU | Energy demand | 0.59047 | FEC
SK | TYNDP2026 | LEV | 2035 | TWh | 235 | Sub_sector | Transport | Cars | Transport (cars) | Energetic | transport_cars_final_demand_heat | Heat | EU | Energy demand | 0 | FEC
SK | TYNDP2026 | LEV | 2035 | TWh | 236 | Sub_sector | Transport | Cars | Transport (cars) | Energetic | transport_cars_final_demand_biomass | Biomass | EU | Energy demand | 0 | FEC
SK | TYNDP2026 | LEV | 2035 | TWh | 237 | Sub_sector | Transport | Cars | Transport (cars) | Energetic | transport_cars_final_demand_coal | Solids | EU | Energy demand | 0 | FEC
SK | TYNDP2026 | LEV | 2035 | TWh | 238 | Sub_sector | Transport | Cars | Transport (cars) | Energetic | transport_cars_final_demand_oil | Liquids | EU | Energy demand | 13.4815 | FEC
SK | TYNDP2026 | LEV | 2035 | TWh | 239 | Sub_sector | Transport | Cars | Transport (cars) | Energetic | transport_cars_final_demand_other | Others | EU | Energy demand | 0 | FEC
SK | TYNDP2026 | LEV | 2035 | TWh | 240 | Sub_sector | Transport | Cars | Transport (cars) | Energetic | transport_cars_final_demand_ammonia | Ammonia | EU | Energy demand | 0 | FEC
SK | TYNDP2026 | LEV | 2035 | TWh | 242 | Sub_sector | Transport | Busses | Transport (busses) | Energetic | transport_busses_final_demand_electricity | Electricity | EU | Energy demand | 0.1201 | FEC
SK | TYNDP2026 | LEV | 2035 | TWh | 243 | Sub_sector | Transport | Busses | Transport (busses) | Energetic | transport_busses_final_demand_hydrogen | Hydrogen | EU | Energy demand | 0.076388 | FEC
SK | TYNDP2026 | LEV | 2035 | TWh | 244 | Sub_sector | Transport | Busses | Transport (busses) | Energetic | transport_busses_final_demand_methane | Methane | EU | Energy demand | 0.16997 | FEC
SK | TYNDP2026 | LEV | 2035 | TWh | 245 | Sub_sector | Transport | Busses | Transport (busses) | Energetic | transport_busses_final_demand_heat | Heat | EU | Energy demand | 0 | FEC
SK | TYNDP2026 | LEV | 2035 | TWh | 246 | Sub_sector | Transport | Busses | Transport (busses) | Energetic | transport_busses_final_demand_biomass | Biomass | EU | Energy demand | 0 | FEC
SK | TYNDP2026 | LEV | 2035 | TWh | 247 | Sub_sector | Transport | Busses | Transport (busses) | Energetic | transport_busses_final_demand_coal | Solids | EU | Energy demand | 0 | FEC
SK | TYNDP2026 | LEV | 2035 | TWh | 248 | Sub_sector | Transport | Busses | Transport (busses) | Energetic | transport_busses_final_demand_oil | Liquids | EU | Energy demand | 1.4394 | FEC
SK | TYNDP2026 | LEV | 2035 | TWh | 249 | Sub_sector | Transport | Busses | Transport (busses) | Energetic | transport_busses_final_demand_other | Others | EU | Energy demand | 0 | FEC
SK | TYNDP2026 | LEV | 2035 | TWh | 250 | Sub_sector | Transport | Busses | Transport (busses) | Energetic | transport_busses_final_demand_ammonia | Ammonia | EU | Energy demand | 0 | FEC
SK | TYNDP2026 | LEV | 2035 | TWh | 252 | Sub_sector | Transport | Trucks | Transport (trucks) | Energetic | transport_trucks_final_demand_electricity | Electricity | EU | Energy demand | 0.22049 | FEC
SK | TYNDP2026 | LEV | 2035 | TWh | 253 | Sub_sector | Transport | Trucks | Transport (trucks) | Energetic | transport_trucks_final_demand_hydrogen | Hydrogen | EU | Energy demand | 0.41238 | FEC
SK | TYNDP2026 | LEV | 2035 | TWh | 254 | Sub_sector | Transport | Trucks | Transport (trucks) | Energetic | transport_trucks_final_demand_methane | Methane | EU | Energy demand | 0.75674 | FEC
SK | TYNDP2026 | LEV | 2035 | TWh | 255 | Sub_sector | Transport | Trucks | Transport (trucks) | Energetic | transport_trucks_final_demand_heat | Heat | EU | Energy demand | 0 | FEC
SK | TYNDP2026 | LEV | 2035 | TWh | 256 | Sub_sector | Transport | Trucks | Transport (trucks) | Energetic | transport_trucks_final_demand_biomass | Biomass | EU | Energy demand | 0 | FEC
SK | TYNDP2026 | LEV | 2035 | TWh | 257 | Sub_sector | Transport | Trucks | Transport (trucks) | Energetic | transport_trucks_final_demand_coal | Solids | EU | Energy demand | 0 | FEC
SK | TYNDP2026 | LEV | 2035 | TWh | 258 | Sub_sector | Transport | Trucks | Transport (trucks) | Energetic | transport_trucks_final_demand_oil | Liquids | EU | Energy demand | 5.4774 | FEC
SK | TYNDP2026 | LEV | 2035 | TWh | 259 | Sub_sector | Transport | Trucks | Transport (trucks) | Energetic | transport_trucks_final_demand_other | Others | EU | Energy demand | 0 | FEC
SK | TYNDP2026 | LEV | 2035 | TWh | 260 | Sub_sector | Transport | Trucks | Transport (trucks) | Energetic | transport_trucks_final_demand_ammonia | Ammonia | EU | Energy demand | 0 | FEC
SK | TYNDP2026 | LEV | 2035 | TWh | 262 | Sub_sector | Transport | Vans | Transport (vans) | Energetic | transport_vans_final_demand_electricity | Electricity | EU | Energy demand | 0.42056 | FEC
SK | TYNDP2026 | LEV | 2035 | TWh | 263 | Sub_sector | Transport | Vans | Transport (vans) | Energetic | transport_vans_final_demand_hydrogen | Hydrogen | EU | Energy demand | 0.12252 | FEC
SK | TYNDP2026 | LEV | 2035 | TWh | 264 | Sub_sector | Transport | Vans | Transport (vans) | Energetic | transport_vans_final_demand_methane | Methane | EU | Energy demand | 0.12356 | FEC
SK | TYNDP2026 | LEV | 2035 | TWh | 265 | Sub_sector | Transport | Vans | Transport (vans) | Energetic | transport_vans_final_demand_heat | Heat | EU | Energy demand | 0 | FEC
SK | TYNDP2026 | LEV | 2035 | TWh | 266 | Sub_sector | Transport | Vans | Transport (vans) | Energetic | transport_vans_final_demand_biomass | Biomass | EU | Energy demand | 0 | FEC
SK | TYNDP2026 | LEV | 2035 | TWh | 267 | Sub_sector | Transport | Vans | Transport (vans) | Energetic | transport_vans_final_demand_coal | Solids | EU | Energy demand | 0 | FEC
SK | TYNDP2026 | LEV | 2035 | TWh | 268 | Sub_sector | Transport | Vans | Transport (vans) | Energetic | transport_vans_final_demand_oil | Liquids | EU | Energy demand | 2.6483 | FEC
SK | TYNDP2026 | LEV | 2035 | TWh | 269 | Sub_sector | Transport | Vans | Transport (vans) | Energetic | transport_vans_final_demand_other | Others | EU | Energy demand | 0 | FEC
SK | TYNDP2026 | LEV | 2035 | TWh | 270 | Sub_sector | Transport | Vans | Transport (vans) | Energetic | transport_vans_final_demand_ammonia | Ammonia | EU | Energy demand | 0 | FEC
SK | TYNDP2026 | LEV | 2035 | TWh | 272 | Sub_sector | Transport | Freight trains | Transport (trains) | Energetic | transport_trains_final_demand_electricity | Electricity | EU | Energy demand | 1.0142 | FEC
SK | TYNDP2026 | LEV | 2035 | TWh | 273 | Sub_sector | Transport | Freight trains | Transport (trains) | Energetic | transport_trains_final_demand_hydrogen | Hydrogen | EU | Energy demand | 0.1174 | FEC
SK | TYNDP2026 | LEV | 2035 | TWh | 274 | Sub_sector | Transport | Freight trains | Transport (trains) | Energetic | transport_trains_final_demand_methane | Methane | EU | Energy demand | 0 | FEC
SK | TYNDP2026 | LEV | 2035 | TWh | 275 | Sub_sector | Transport | Freight trains | Transport (trains) | Energetic | transport_trains_final_demand_heat | Heat | EU | Energy demand | 0 | FEC
SK | TYNDP2026 | LEV | 2035 | TWh | 276 | Sub_sector | Transport | Freight trains | Transport (trains) | Energetic | transport_trains_final_demand_biomass | Biomass | EU | Energy demand | 0 | FEC
SK | TYNDP2026 | LEV | 2035 | TWh | 277 | Sub_sector | Transport | Freight trains | Transport (trains) | Energetic | transport_trains_final_demand_coal | Solids | EU | Energy demand | 0 | FEC
SK | TYNDP2026 | LEV | 2035 | TWh | 278 | Sub_sector | Transport | Freight trains | Transport (trains) | Energetic | transport_trains_final_demand_oil | Liquids | EU | Energy demand | 0.27905 | FEC
SK | TYNDP2026 | LEV | 2035 | TWh | 279 | Sub_sector | Transport | Freight trains | Transport (trains) | Energetic | transport_trains_final_demand_other | Others | EU | Energy demand | 0 | FEC
SK | TYNDP2026 | LEV | 2035 | TWh | 280 | Sub_sector | Transport | Freight trains | Transport (trains) | Energetic | transport_trains_final_demand_ammonia | Ammonia | EU | Energy demand | 0 | FEC
SK | TYNDP2026 | LEV | 2035 | TWh | 282 | Sub_sector | Transport | Ships | Transport (ships) | Energetic | transport_ships_final_demand_electricity | Electricity | EU | Energy demand | 0 | FEC
SK | TYNDP2026 | LEV | 2035 | TWh | 283 | Sub_sector | Transport | Ships | Transport (ships) | Energetic | transport_ships_final_demand_hydrogen | Hydrogen | EU | Energy demand | 0 | FEC
SK | TYNDP2026 | LEV | 2035 | TWh | 284 | Sub_sector | Transport | Ships | Transport (ships) | Energetic | transport_ships_final_demand_methane | Methane | EU | Energy demand | 0 | FEC
SK | TYNDP2026 | LEV | 2035 | TWh | 285 | Sub_sector | Transport | Ships | Transport (ships) | Energetic | transport_ships_final_demand_heat | Heat | EU | Energy demand | 0 | FEC
SK | TYNDP2026 | LEV | 2035 | TWh | 286 | Sub_sector | Transport | Ships | Transport (ships) | Energetic | transport_ships_final_demand_biomass | Biomass | EU | Energy demand | 0 | FEC
SK | TYNDP2026 | LEV | 2035 | TWh | 287 | Sub_sector | Transport | Ships | Transport (ships) | Energetic | transport_ships_final_demand_coal | Solids | EU | Energy demand | 0 | FEC
SK | TYNDP2026 | LEV | 2035 | TWh | 288 | Sub_sector | Transport | Ships | Transport (ships) | Energetic | transport_ships_final_demand_oil | Liquids | EU | Energy demand | 0 | FEC
SK | TYNDP2026 | LEV | 2035 | TWh | 289 | Sub_sector | Transport | Ships | Transport (ships) | Energetic | transport_ships_final_demand_other | Others | EU | Energy demand | 0 | FEC
SK | TYNDP2026 | LEV | 2035 | TWh | 290 | Sub_sector | Transport | Ships | Transport (ships) | Energetic | transport_ships_final_demand_ammonia | Ammonia | EU | Energy demand | 0 | FEC
SK | TYNDP2026 | LEV | 2035 | TWh | 292 | Sub_sector | Transport | Planes | Transport (planes) | Energetic | transport_planes_final_demand_electricity | Electricity | EU | Energy demand | 0 | FEC
SK | TYNDP2026 | LEV | 2035 | TWh | 293 | Sub_sector | Transport | Planes | Transport (planes) | Energetic | transport_planes_final_demand_hydrogen | Hydrogen | EU | Energy demand | 0 | FEC
SK | TYNDP2026 | LEV | 2035 | TWh | 294 | Sub_sector | Transport | Planes | Transport (planes) | Energetic | transport_planes_final_demand_methane | Methane | EU | Energy demand | 0 | FEC
SK | TYNDP2026 | LEV | 2035 | TWh | 295 | Sub_sector | Transport | Planes | Transport (planes) | Energetic | transport_planes_final_demand_heat | Heat | EU | Energy demand | 0 | FEC
SK | TYNDP2026 | LEV | 2035 | TWh | 296 | Sub_sector | Transport | Planes | Transport (planes) | Energetic | transport_planes_final_demand_biomass | Biomass | EU | Energy demand | 0 | FEC
SK | TYNDP2026 | LEV | 2035 | TWh | 297 | Sub_sector | Transport | Planes | Transport (planes) | Energetic | transport_planes_final_demand_coal | Solids | EU | Energy demand | 0 | FEC
SK | TYNDP2026 | LEV | 2035 | TWh | 298 | Sub_sector | Transport | Planes | Transport (planes) | Energetic | transport_planes_final_demand_oil | Liquids | EU | Energy demand | 0 | FEC
SK | TYNDP2026 | LEV | 2035 | TWh | 299 | Sub_sector | Transport | Planes | Transport (planes) | Energetic | transport_planes_final_demand_other | Others | EU | Energy demand | 0 | FEC
SK | TYNDP2026 | LEV | 2035 | TWh | 300 | Sub_sector | Transport | Planes | Transport (planes) | Energetic | transport_planes_final_demand_ammonia | Ammonia | EU | Energy demand | 0 | FEC
SK | TYNDP2026 | LEV | 2035 | TWh | 302 | Sub_sector | Transport | Others | Transport (others) | Energetic | transport_other_final_demand_electricity | Electricity | EU | Energy demand | 0.002401 | FEC
SK | TYNDP2026 | LEV | 2035 | TWh | 303 | Sub_sector | Transport | Others | Transport (others) | Energetic | transport_other_final_demand_hydrogen | Hydrogen | EU | Energy demand | 0 | FEC
SK | TYNDP2026 | LEV | 2035 | TWh | 304 | Sub_sector | Transport | Others | Transport (others) | Energetic | transport_other_final_demand_methane | Methane | EU | Energy demand | 0 | FEC
SK | TYNDP2026 | LEV | 2035 | TWh | 305 | Sub_sector | Transport | Others | Transport (others) | Energetic | transport_other_final_demand_heat | Heat | EU | Energy demand | 0 | FEC
SK | TYNDP2026 | LEV | 2035 | TWh | 306 | Sub_sector | Transport | Others | Transport (others) | Energetic | transport_other_final_demand_biomass | Biomass | EU | Energy demand | 0 | FEC
SK | TYNDP2026 | LEV | 2035 | TWh | 307 | Sub_sector | Transport | Others | Transport (others) | Energetic | transport_other_final_demand_coal | Solids | EU | Energy demand | 0 | FEC
SK | TYNDP2026 | LEV | 2035 | TWh | 308 | Sub_sector | Transport | Others | Transport (others) | Energetic | transport_other_final_demand_oil | Liquids | EU | Energy demand | 0.15477 | FEC
SK | TYNDP2026 | LEV | 2035 | TWh | 309 | Sub_sector | Transport | Others | Transport (others) | Energetic | transport_other_final_demand_other | Others | EU | Energy demand | 0 | FEC
SK | TYNDP2026 | LEV | 2035 | TWh | 310 | Sub_sector | Transport | Others | Transport (others) | Energetic | transport_other_final_demand_ammonia | Ammonia | EU | Energy demand | 0 | FEC
SK | TYNDP2026 | LEV | 2035 | TWh | 312 | Sub_sector | International transport | International aviation | Transport (int. aviation) | Energetic | transport_int_aviation_final_demand_electricity | Electricity | EU | Energy demand | 0 | FEC
SK | TYNDP2026 | LEV | 2035 | TWh | 313 | Sub_sector | International transport | International aviation | Transport (int. aviation) | Energetic | transport_int_aviation_final_demand_hydrogen | Hydrogen | EU | Energy demand | 0 | FEC
SK | TYNDP2026 | LEV | 2035 | TWh | 314 | Sub_sector | International transport | International aviation | Transport (int. aviation) | Energetic | transport_int_aviation_final_demand_methane | Methane | EU | Energy demand | 0 | FEC
SK | TYNDP2026 | LEV | 2035 | TWh | 315 | Sub_sector | International transport | International aviation | Transport (int. aviation) | Energetic | transport_int_aviation_final_demand_heat | Heat | EU | Energy demand | 0 | FEC
SK | TYNDP2026 | LEV | 2035 | TWh | 316 | Sub_sector | International transport | International aviation | Transport (int. aviation) | Energetic | transport_int_aviation_final_demand_biofuels | Biomass | EU | Energy demand | 0 | FEC
SK | TYNDP2026 | LEV | 2035 | TWh | 317 | Sub_sector | International transport | International aviation | Transport (int. aviation) | Energetic | transport_int_aviation_final_demand_coal | Solids | EU | Energy demand | 0 | FEC
SK | TYNDP2026 | LEV | 2035 | TWh | 318 | Sub_sector | International transport | International aviation | Transport (int. aviation) | Energetic | transport_int_aviation_final_demand_oil | Liquids | EU | Energy demand | 0.47939 | FEC
SK | TYNDP2026 | LEV | 2035 | TWh | 319 | Sub_sector | International transport | International aviation | Transport (int. aviation) | Energetic | transport_int_aviation_final_demand_other | Others | EU | Energy demand | 0 | FEC
SK | TYNDP2026 | LEV | 2035 | TWh | 320 | Sub_sector | International transport | International aviation | Transport (int. aviation) | Energetic | transport_int_aviation_final_demand_ammonia | Ammonia | EU | Energy demand | 0 | FEC
SK | TYNDP2026 | LEV | 2035 | TWh | 322 | Sub_sector | International transport | International shipping | Transport (int. shipping) | Energetic | transport_int_shipping_final_demand_electricity | Electricity | EU | Energy demand | 0 | not_included_in_FEC
SK | TYNDP2026 | LEV | 2035 | TWh | 323 | Sub_sector | International transport | International shipping | Transport (int. shipping) | Energetic | transport_int_shipping_final_demand_hydrogen | Hydrogen | EU | Energy demand | 0 | not_included_in_FEC
SK | TYNDP2026 | LEV | 2035 | TWh | 324 | Sub_sector | International transport | International shipping | Transport (int. shipping) | Energetic | transport_int_shipping_final_demand_methane | Methane | EU | Energy demand | 0 | not_included_in_FEC
SK | TYNDP2026 | LEV | 2035 | TWh | 325 | Sub_sector | International transport | International shipping | Transport (int. shipping) | Energetic | transport_int_shipping_final_demand_heat | Heat | EU | Energy demand | 0 | not_included_in_FEC
SK | TYNDP2026 | LEV | 2035 | TWh | 326 | Sub_sector | International transport | International shipping | Transport (int. shipping) | Energetic | transport_int_shipping_final_demand_biofuels | Biomass | EU | Energy demand | 0 | not_included_in_FEC
SK | TYNDP2026 | LEV | 2035 | TWh | 327 | Sub_sector | International transport | International shipping | Transport (int. shipping) | Energetic | transport_int_shipping_final_demand_coal | Solids | EU | Energy demand | 0 | not_included_in_FEC
SK | TYNDP2026 | LEV | 2035 | TWh | 328 | Sub_sector | International transport | International shipping | Transport (int. shipping) | Energetic | transport_int_shipping_final_demand_oil | Liquids | EU | Energy demand | 0 | not_included_in_FEC
SK | TYNDP2026 | LEV | 2035 | TWh | 329 | Sub_sector | International transport | International shipping | Transport (int. shipping) | Energetic | transport_int_shipping_final_demand_other | Others | EU | Energy demand | 0 | not_included_in_FEC
SK | TYNDP2026 | LEV | 2035 | TWh | 330 | Sub_sector | International transport | International shipping | Transport (int. shipping) | Energetic | transport_int_shipping_final_demand_ammonia | Ammonia | EU | Energy demand | 0 | not_included_in_FEC
SK | TYNDP2026 | LEV | 2035 | TWh | 332 | Sub_sector | Households | Space heating | Households (heating) | Energetic | households_heating_final_demand_electricity | Electricity | EU | Energy demand | 3.7052 | FEC
SK | TYNDP2026 | LEV | 2035 | TWh | 333 | Sub_sector | Households | Space heating | Households (heating) | Energetic | households_heating_final_demand_hydrogen | Hydrogen | EU | Energy demand | 1.6775 | FEC
SK | TYNDP2026 | LEV | 2035 | TWh | 334 | Sub_sector | Households | Space heating | Households (heating) | Energetic | households_heating_final_demand_methane | Methane | EU | Energy demand | 7.8251 | FEC
SK | TYNDP2026 | LEV | 2035 | TWh | 335 | Sub_sector | Households | Space heating | Households (heating) | Energetic | households_heating_final_demand_heat | Heat | EU | Energy demand | 2.3297 | FEC
SK | TYNDP2026 | LEV | 2035 | TWh | 336 | Sub_sector | Households | Space heating | Households (heating) | Energetic | households_heating_final_demand_biomass | Biomass | EU | Energy demand | 0.14477 | FEC
SK | TYNDP2026 | LEV | 2035 | TWh | 337 | Sub_sector | Households | Space heating | Households (heating) | Energetic | households_heating_final_demand_coal | Solids | EU | Energy demand | 0.14534 | FEC
SK | TYNDP2026 | LEV | 2035 | TWh | 338 | Sub_sector | Households | Space heating | Households (heating) | Energetic | households_heating_final_demand_oil | Liquids | EU | Energy demand | 0.017967 | FEC
SK | TYNDP2026 | LEV | 2035 | TWh | 339 | Sub_sector | Households | Space heating | Households (heating) | Energetic | households_heating_final_demand_other | Others | EU | Energy demand | 0.41253 | FEC
SK | TYNDP2026 | LEV | 2035 | TWh | 340 | Sub_sector | Households | Space heating | Households (heating) | Energetic | households_heating_final_demand_ammonia | Ammonia | EU | Energy demand | 0 | FEC
SK | TYNDP2026 | LEV | 2035 | TWh | 343 | Sub_sector | Households | Cooling | Households (cooling) | Energetic | households_cooling_final_demand_electricity | Electricity | EU | Energy demand | 0.040899 | FEC
SK | TYNDP2026 | LEV | 2035 | TWh | 344 | Sub_sector | Households | Cooling | Households (cooling) | Energetic | households_cooling_final_demand_hydrogen | Hydrogen | EU | Energy demand | 0 | FEC
SK | TYNDP2026 | LEV | 2035 | TWh | 345 | Sub_sector | Households | Cooling | Households (cooling) | Energetic | households_cooling_final_demand_methane | Methane | EU | Energy demand | 0 | FEC
SK | TYNDP2026 | LEV | 2035 | TWh | 346 | Sub_sector | Households | Cooling | Households (cooling) | Energetic | households_cooling_final_demand_heat | Heat | EU | Energy demand | 0 | FEC
SK | TYNDP2026 | LEV | 2035 | TWh | 347 | Sub_sector | Households | Cooling | Households (cooling) | Energetic | households_cooling_final_demand_biomass | Biomass | EU | Energy demand | 0 | FEC
SK | TYNDP2026 | LEV | 2035 | TWh | 348 | Sub_sector | Households | Cooling | Households (cooling) | Energetic | households_cooling_final_demand_coal | Solids | EU | Energy demand | 0 | FEC
SK | TYNDP2026 | LEV | 2035 | TWh | 349 | Sub_sector | Households | Cooling | Households (cooling) | Energetic | households_cooling_final_demand_oil | Liquids | EU | Energy demand | 0 | FEC
SK | TYNDP2026 | LEV | 2035 | TWh | 350 | Sub_sector | Households | Cooling | Households (cooling) | Energetic | households_cooling_final_demand_other | Others | EU | Energy demand | 0 | FEC
SK | TYNDP2026 | LEV | 2035 | TWh | 351 | Sub_sector | Households | Cooling | Households (cooling) | Energetic | households_cooling_final_demand_ammonia | Ammonia | EU | Energy demand | 0 | FEC
SK | TYNDP2026 | LEV | 2035 | TWh | 354 | Sub_sector | Households | Hot water | Households (hot water) | Energetic | households_hot_water_final_demand_electricity | Electricity | EU | Energy demand | 0.59225 | FEC
SK | TYNDP2026 | LEV | 2035 | TWh | 355 | Sub_sector | Households | Hot water | Households (hot water) | Energetic | households_hot_water_final_demand_hydrogen | Hydrogen | EU | Energy demand | 0.3946 | FEC
SK | TYNDP2026 | LEV | 2035 | TWh | 356 | Sub_sector | Households | Hot water | Households (hot water) | Energetic | households_hot_water_final_demand_methane | Methane | EU | Energy demand | 1.6539 | FEC
SK | TYNDP2026 | LEV | 2035 | TWh | 357 | Sub_sector | Households | Hot water | Households (hot water) | Energetic | households_hot_water_final_demand_heat | Heat | EU | Energy demand | 0.49661 | FEC
SK | TYNDP2026 | LEV | 2035 | TWh | 358 | Sub_sector | Households | Hot water | Households (hot water) | Energetic | households_hot_water_final_demand_biomass | Biomass | EU | Energy demand | 0.019966 | FEC
SK | TYNDP2026 | LEV | 2035 | TWh | 359 | Sub_sector | Households | Hot water | Households (hot water) | Energetic | households_hot_water_final_demand_coal | Solids | EU | Energy demand | 0.020046 | FEC
SK | TYNDP2026 | LEV | 2035 | TWh | 360 | Sub_sector | Households | Hot water | Households (hot water) | Energetic | households_hot_water_final_demand_oil | Liquids | EU | Energy demand | 0.0024781 | FEC
SK | TYNDP2026 | LEV | 2035 | TWh | 361 | Sub_sector | Households | Hot water | Households (hot water) | Energetic | households_hot_water_final_demand_other | Others | EU | Energy demand | 0.16554 | FEC
SK | TYNDP2026 | LEV | 2035 | TWh | 362 | Sub_sector | Households | Hot water | Households (hot water) | Energetic | households_hot_water_final_demand_ammonia | Ammonia | EU | Energy demand | 0 | FEC
SK | TYNDP2026 | LEV | 2035 | TWh | 365 | Sub_sector | Households | Appliances | Households (appliances) | Energetic | households_appliances_final_demand_electricity | Electricity | EU | Energy demand | 2.6919 | FEC
SK | TYNDP2026 | LEV | 2035 | TWh | 366 | Sub_sector | Households | Appliances | Households (appliances) | Energetic | households_appliances_final_demand_hydrogen | Hydrogen | EU | Energy demand | 0 | FEC
SK | TYNDP2026 | LEV | 2035 | TWh | 367 | Sub_sector | Households | Appliances | Households (appliances) | Energetic | households_appliances_final_demand_methane | Methane | EU | Energy demand | 0.8626 | FEC
SK | TYNDP2026 | LEV | 2035 | TWh | 368 | Sub_sector | Households | Appliances | Households (appliances) | Energetic | households_appliances_final_demand_heat | Heat | EU | Energy demand | 0 | FEC
SK | TYNDP2026 | LEV | 2035 | TWh | 369 | Sub_sector | Households | Appliances | Households (appliances) | Energetic | households_appliances_final_demand_biomass | Biomass | EU | Energy demand | 0.0019112 | FEC
SK | TYNDP2026 | LEV | 2035 | TWh | 370 | Sub_sector | Households | Appliances | Households (appliances) | Energetic | households_appliances_final_demand_coal | Solids | EU | Energy demand | 0 | FEC
SK | TYNDP2026 | LEV | 2035 | TWh | 371 | Sub_sector | Households | Appliances | Households (appliances) | Energetic | households_appliances_final_demand_oil | Liquids | EU | Energy demand | 0 | FEC
SK | TYNDP2026 | LEV | 2035 | TWh | 372 | Sub_sector | Households | Appliances | Households (appliances) | Energetic | households_appliances_final_demand_other | Others | EU | Energy demand | 0 | FEC
SK | TYNDP2026 | LEV | 2035 | TWh | 373 | Sub_sector | Households | Appliances | Households (appliances) | Energetic | households_appliances_final_demand_ammonia | Ammonia | EU | Energy demand | 0 | FEC
SK | TYNDP2026 | LEV | 2035 | TWh | 375 | Sub_sector | Buildings | Space heating | Buildings (heat) | Energetic | buildings_heat_final_demand_electricity | Electricity | EU | Energy demand | 1.6805 | FEC
SK | TYNDP2026 | LEV | 2035 | TWh | 376 | Sub_sector | Buildings | Space heating | Buildings (heat) | Energetic | buildings_heat_final_demand_hydrogen | Hydrogen | EU | Energy demand | 0.43587 | FEC
SK | TYNDP2026 | LEV | 2035 | TWh | 377 | Sub_sector | Buildings | Space heating | Buildings (heat) | Energetic | buildings_heat_final_demand_methane | Methane | EU | Energy demand | 2.4672 | FEC
SK | TYNDP2026 | LEV | 2035 | TWh | 378 | Sub_sector | Buildings | Space heating | Buildings (heat) | Energetic | buildings_heat_final_demand_heat | Heat | EU | Energy demand | 0.89164 | FEC
SK | TYNDP2026 | LEV | 2035 | TWh | 379 | Sub_sector | Buildings | Space heating | Buildings (heat) | Energetic | buildings_heat_final_demand_biomass | Biomass | EU | Energy demand | 0.092026 | FEC
SK | TYNDP2026 | LEV | 2035 | TWh | 380 | Sub_sector | Buildings | Space heating | Buildings (heat) | Energetic | buildings_heat_final_demand_coal | Solids | EU | Energy demand | 0.51675 | FEC
SK | TYNDP2026 | LEV | 2035 | TWh | 381 | Sub_sector | Buildings | Space heating | Buildings (heat) | Energetic | buildings_heat_final_demand_oil | Liquids | EU | Energy demand | 0.036752 | FEC
SK | TYNDP2026 | LEV | 2035 | TWh | 382 | Sub_sector | Buildings | Space heating | Buildings (heat) | Energetic | buildings_heat_final_demand_other | Others | EU | Energy demand | 0.0010833 | FEC
SK | TYNDP2026 | LEV | 2035 | TWh | 383 | Sub_sector | Buildings | Space heating | Buildings (heat) | Energetic | buildings_heat_final_demand_ammonia | Ammonia | EU | Energy demand | 0 | FEC
SK | TYNDP2026 | LEV | 2035 | TWh | 386 | Sub_sector | Buildings | Cooling | Buildings (cooling) | Energetic | buildings_cooling_final_demand_electricity | Electricity | EU | Energy demand | 0.27114 | FEC
SK | TYNDP2026 | LEV | 2035 | TWh | 387 | Sub_sector | Buildings | Cooling | Buildings (cooling) | Energetic | buildings_cooling_final_demand_hydrogen | Hydrogen | EU | Energy demand | 0 | FEC
SK | TYNDP2026 | LEV | 2035 | TWh | 388 | Sub_sector | Buildings | Cooling | Buildings (cooling) | Energetic | buildings_cooling_final_demand_methane | Methane | EU | Energy demand | 0 | FEC
SK | TYNDP2026 | LEV | 2035 | TWh | 389 | Sub_sector | Buildings | Cooling | Buildings (cooling) | Energetic | buildings_cooling_final_demand_heat | Heat | EU | Energy demand | 0 | FEC
SK | TYNDP2026 | LEV | 2035 | TWh | 390 | Sub_sector | Buildings | Cooling | Buildings (cooling) | Energetic | buildings_cooling_final_demand_biomass | Biomass | EU | Energy demand | 0 | FEC
SK | TYNDP2026 | LEV | 2035 | TWh | 391 | Sub_sector | Buildings | Cooling | Buildings (cooling) | Energetic | buildings_cooling_final_demand_coal | Solids | EU | Energy demand | 0 | FEC
SK | TYNDP2026 | LEV | 2035 | TWh | 392 | Sub_sector | Buildings | Cooling | Buildings (cooling) | Energetic | buildings_cooling_final_demand_oil | Liquids | EU | Energy demand | 0 | FEC
SK | TYNDP2026 | LEV | 2035 | TWh | 393 | Sub_sector | Buildings | Cooling | Buildings (cooling) | Energetic | buildings_cooling_final_demand_other | Others | EU | Energy demand | 0 | FEC
SK | TYNDP2026 | LEV | 2035 | TWh | 394 | Sub_sector | Buildings | Cooling | Buildings (cooling) | Energetic | buildings_cooling_final_demand_ammonia | Ammonia | EU | Energy demand | 0 | FEC
SK | TYNDP2026 | LEV | 2035 | TWh | 397 | Sub_sector | Buildings | Appliances | Buildings (appliances) | Energetic | buildings_appliances_final_demand_electricity | Electricity | EU | Energy demand | 4.0448 | FEC
SK | TYNDP2026 | LEV | 2035 | TWh | 398 | Sub_sector | Buildings | Appliances | Buildings (appliances) | Energetic | buildings_appliances_final_demand_hydrogen | Hydrogen | EU | Energy demand | 0 | FEC
SK | TYNDP2026 | LEV | 2035 | TWh | 399 | Sub_sector | Buildings | Appliances | Buildings (appliances) | Energetic | buildings_appliances_final_demand_methane | Methane | EU | Energy demand | 0.81897 | FEC
SK | TYNDP2026 | LEV | 2035 | TWh | 400 | Sub_sector | Buildings | Appliances | Buildings (appliances) | Energetic | buildings_appliances_final_demand_heat | Heat | EU | Energy demand | 0 | FEC
SK | TYNDP2026 | LEV | 2035 | TWh | 401 | Sub_sector | Buildings | Appliances | Buildings (appliances) | Energetic | buildings_appliances_final_demand_biomass | Biomass | EU | Energy demand | 0 | FEC
SK | TYNDP2026 | LEV | 2035 | TWh | 402 | Sub_sector | Buildings | Appliances | Buildings (appliances) | Energetic | buildings_appliances_final_demand_coal | Solids | EU | Energy demand | 0 | FEC
SK | TYNDP2026 | LEV | 2035 | TWh | 403 | Sub_sector | Buildings | Appliances | Buildings (appliances) | Energetic | buildings_appliances_final_demand_oil | Liquids | EU | Energy demand | 0 | FEC
SK | TYNDP2026 | LEV | 2035 | TWh | 404 | Sub_sector | Buildings | Appliances | Buildings (appliances) | Energetic | buildings_appliances_final_demand_other | Others | EU | Energy demand | 0 | FEC
SK | TYNDP2026 | LEV | 2035 | TWh | 405 | Sub_sector | Buildings | Appliances | Buildings (appliances) | Energetic | buildings_appliances_final_demand_ammonia | Ammonia | EU | Energy demand | 0 | FEC
SK | TYNDP2026 | LEV | 2035 | TWh | 407 | Sub_sector | Buildings | Datacenters | Datacenters & ICT | Energetic | datacentres_final_demand_electricity_energetic | Electricity | EU | Energy demand | 1.3412 | FEC
SK | TYNDP2026 | LEV | 2035 | TWh | 408 | Sub_sector | Buildings | Datacenters | Datacenters & ICT | Energetic | datacentres_final_demand_hydrogen_energetic | Hydrogen | EU | Energy demand | 0 | FEC
SK | TYNDP2026 | LEV | 2035 | TWh | 409 | Sub_sector | Buildings | Datacenters | Datacenters & ICT | Energetic | datacentres_final_demand_methane_energetic | Methane | EU | Energy demand | 0 | FEC
SK | TYNDP2026 | LEV | 2035 | TWh | 410 | Sub_sector | Buildings | Datacenters | Datacenters & ICT | Energetic | datacentres_final_demand_heat_energetic | Heat | EU | Energy demand | 0 | FEC
SK | TYNDP2026 | LEV | 2035 | TWh | 411 | Sub_sector | Buildings | Datacenters | Datacenters & ICT | Energetic | datacentres_final_demand_biomass_energetic | Biomass | EU | Energy demand | 0 | FEC
SK | TYNDP2026 | LEV | 2035 | TWh | 412 | Sub_sector | Buildings | Datacenters | Datacenters & ICT | Energetic | datacentres_final_demand_coal_energetic | Solids | EU | Energy demand | 0 | FEC
SK | TYNDP2026 | LEV | 2035 | TWh | 413 | Sub_sector | Buildings | Datacenters | Datacenters & ICT | Energetic | datacentres_final_demand_oil_energetic | Liquids | EU | Energy demand | 0 | FEC
SK | TYNDP2026 | LEV | 2035 | TWh | 414 | Sub_sector | Buildings | Datacenters | Datacenters & ICT | Energetic | datacentres_final_demand_other_energetic | Others | EU | Energy demand | 0 | FEC
SK | TYNDP2026 | LEV | 2035 | TWh | 415 | Sub_sector | Buildings | Datacenters | Datacenters & ICT | Energetic | datacentres_final_demand_ammonia_energetic | Ammonia | EU | Energy demand | 0 | FEC
SK | TYNDP2026 | LEV | 2035 | TWh | 417 | Sub_sector | Transport | Others_Sector | Others_Sector | Energetic | other_final_demand_electricity_energetic | Electricity | EU | Energy demand | 0 | FEC
SK | TYNDP2026 | LEV | 2035 | TWh | 418 | Sub_sector | Transport | Others_Sector | Others_Sector | Energetic | other_final_demand_hydrogen_energetic | Hydrogen | EU | Energy demand | 0 | FEC
SK | TYNDP2026 | LEV | 2035 | TWh | 419 | Sub_sector | Transport | Pipeline Transport | Others_Sector | Energetic | other_final_demand_methane_energetic | Methane | EU | Energy demand | 2.0728 | FEC
SK | TYNDP2026 | LEV | 2035 | TWh | 420 | Sub_sector | Transport | Others_Sector | Others_Sector | Energetic | other_final_demand_heat_energetic | Heat | EU | Energy demand | 0 | FEC
SK | TYNDP2026 | LEV | 2035 | TWh | 421 | Sub_sector | Transport | Others_Sector | Others_Sector | Energetic | other_final_demand_biomass_energetic | Biomass | EU | Energy demand | 0 | FEC
SK | TYNDP2026 | LEV | 2035 | TWh | 422 | Sub_sector | Transport | Others_Sector | Others_Sector | Energetic | other_final_demand_coal_energetic | Solids | EU | Energy demand | 0 | FEC
SK | TYNDP2026 | LEV | 2035 | TWh | 423 | Sub_sector | Transport | Others_Sector | Others_Sector | Energetic | other_final_demand_oil_energetic | Liquids | EU | Energy demand | 0.55114 | FEC
SK | TYNDP2026 | LEV | 2035 | TWh | 424 | Sub_sector | Others_Sector | Others_Sector | Others_Sector | Non-energetic | other_final_demand_oil_non_energetic | Liquids | EU | Energy demand | 0.43604 | not_included_in_FEC
SK | TYNDP2026 | LEV | 2035 | TWh | 425 | Sub_sector | Transport | Others_Sector | Others_Sector | Energetic | other_final_demand_other_energetic | Others | EU | Energy demand | 0 | FEC
SK | TYNDP2026 | LEV | 2035 | TWh | 426 | Sub_sector | Transport | Others_Sector | Others_Sector | Energetic | other_final_demand_ammonia_energetic | Ammonia | EU | Energy demand | 0 | FEC
SK | TYNDP2026 | LEV | 2035 | TWh | 427 | Sub_sector | Industry | Surplus_Heat_in_Industry | Surplus_Heat_in_Industry | Energetic | final_demand_of_industry_unused_local_production_steam_hot_water | Heat | EU | Energy demand | 0 | FEC
SK | TYNDP2026 | LEV | 2035 | TWh | 429 | Sub_sector | Agriculture | Total | Agriculture | Energetic | agriculture_final_demand_electricity_energetic | Electricity | EU | Energy demand | 0.33286 | FEC
SK | TYNDP2026 | LEV | 2035 | TWh | 430 | Sub_sector | Agriculture | Total | Agriculture | Energetic | agriculture_final_demand_hydrogen_energetic | Hydrogen | EU | Energy demand | 0 | FEC
SK | TYNDP2026 | LEV | 2035 | TWh | 431 | Sub_sector | Agriculture | Total | Agriculture | Energetic | agriculture_final_demand_methane_energetic | Methane | EU | Energy demand | 0.43695 | FEC
SK | TYNDP2026 | LEV | 2035 | TWh | 432 | Sub_sector | Agriculture | Total | Agriculture | Energetic | agriculture_final_demand_heat_energetic | Heat | EU | Energy demand | 0.010713 | FEC
SK | TYNDP2026 | LEV | 2035 | TWh | 433 | Sub_sector | Agriculture | Total | Agriculture | Energetic | agriculture_final_demand_biomass_energetic | Biomass | EU | Energy demand | 0.13471 | FEC
SK | TYNDP2026 | LEV | 2035 | TWh | 434 | Sub_sector | Agriculture | Total | Agriculture | Energetic | agriculture_final_demand_coal_energetic | Solids | EU | Energy demand | 0 | FEC
SK | TYNDP2026 | LEV | 2035 | TWh | 435 | Sub_sector | Agriculture | Total | Agriculture | Energetic | agriculture_final_demand_oil_energetic | Liquids | EU | Energy demand | 0.44548 | FEC
SK | TYNDP2026 | LEV | 2035 | TWh | 436 | Sub_sector | Agriculture | Total | Agriculture | Energetic | agriculture_final_demand_other_energetic | Others | EU | Energy demand | 0 | FEC
SK | TYNDP2026 | LEV | 2035 | TWh | 437 | Sub_sector | Agriculture | Total | Agriculture | Energetic | agriculture_final_demand_ammonia_energetic | Ammonia | EU | Energy demand | 0 | FEC
SK | TYNDP2026 | LEV | 2035 | TWh | 447 | Sub_sector | Buildings | Surplus Energy | Buildings | Energetic | GAP | Electricity | EU | Energy demand | 0 | FEC
SK | TYNDP2026 | LEV | 2035 | TWh | 448 | Sub_sector | Buildings | Surplus Energy | Buildings | Energetic | GAP | Hydrogen | EU | Energy demand | 0 | FEC
SK | TYNDP2026 | LEV | 2035 | TWh | 449 | Sub_sector | Buildings | Surplus Energy | Buildings | Energetic | GAP | Methane | EU | Energy demand | 0 | FEC
SK | TYNDP2026 | LEV | 2035 | TWh | 450 | Sub_sector | Buildings | Surplus Energy | Buildings | Energetic | GAP | Heat | EU | Energy demand | 0 | FEC
SK | TYNDP2026 | LEV | 2035 | TWh | 451 | Sub_sector | Buildings | Surplus Energy | Buildings | Energetic | GAP | Biomass | EU | Energy demand | 0.00018181 | FEC
SK | TYNDP2026 | LEV | 2035 | TWh | 452 | Sub_sector | Buildings | Surplus Energy | Buildings | Energetic | GAP | Solids | EU | Energy demand | 0.10898 | FEC
SK | TYNDP2026 | LEV | 2035 | TWh | 453 | Sub_sector | Buildings | Surplus Energy | Buildings | Energetic | GAP | Liquids | EU | Energy demand | 0.0004858 | FEC
SK | TYNDP2026 | LEV | 2035 | TWh | 454 | Sub_sector | Buildings | Surplus Energy | Buildings | Energetic | GAP | Others | EU | Energy demand | 0 | FEC
SK | TYNDP2026 | LEV | 2035 | TWh | 455 | Sub_sector | Buildings | Surplus Energy | Buildings | Energetic | GAP | Ammonia | EU | Energy demand | 0 | FEC
SK | TYNDP2026 | LEV | 2035 | TWh | 456 | Sub_sector | Households | Surplus Energy | Households | Energetic | GAP | Electricity | EU | Energy demand | 0 | FEC
SK | TYNDP2026 | LEV | 2035 | TWh | 457 | Sub_sector | Households | Surplus Energy | Households | Energetic | GAP | Hydrogen | EU | Energy demand | 0 | FEC
SK | TYNDP2026 | LEV | 2035 | TWh | 458 | Sub_sector | Households | Surplus Energy | Households | Energetic | GAP | Methane | EU | Energy demand | 0 | FEC
SK | TYNDP2026 | LEV | 2035 | TWh | 459 | Sub_sector | Households | Surplus Energy | Households | Energetic | GAP | Heat | EU | Energy demand | 0 | FEC
SK | TYNDP2026 | LEV | 2035 | TWh | 460 | Sub_sector | Households | Surplus Energy | Households | Energetic | GAP | Biomass | EU | Energy demand | 0 | FEC
SK | TYNDP2026 | LEV | 2035 | TWh | 461 | Sub_sector | Households | Surplus Energy | Households | Energetic | GAP | Solids | EU | Energy demand | 0 | FEC
SK | TYNDP2026 | LEV | 2035 | TWh | 462 | Sub_sector | Households | Surplus Energy | Households | Energetic | GAP | Liquids | EU | Energy demand | 0 | FEC
SK | TYNDP2026 | LEV | 2035 | TWh | 463 | Sub_sector | Households | Surplus Energy | Households | Energetic | GAP | Others | EU | Energy demand | 0 | FEC
SK | TYNDP2026 | LEV | 2035 | TWh | 464 | Sub_sector | Households | Surplus Energy | Households | Energetic | GAP | Ammonia | EU | Energy demand | 0 | FEC
SK | TYNDP2026 | LEV | 2040 | TWh | 102 | Sub_sector | Industry | Aluminium | Industry (aluminium) | Energetic | industry_aluminium_demand_electricity_energetic | Electricity | EU | Energy demand | 1.1175 | FEC
SK | TYNDP2026 | LEV | 2040 | TWh | 103 | Sub_sector | Industry | Aluminium | Industry (aluminium) | Energetic | industry_aluminium_demand_hydrogen_energetic | Hydrogen | EU | Energy demand | 0 | FEC
SK | TYNDP2026 | LEV | 2040 | TWh | 104 | Sub_sector | Industry | Aluminium | Industry (aluminium) | Energetic | industry_aluminium_demand_methane_energetic | Methane | EU | Energy demand | 0.17921 | FEC
SK | TYNDP2026 | LEV | 2040 | TWh | 105 | Sub_sector | Industry | Aluminium | Industry (aluminium) | Energetic | industry_aluminium_demand_heat_energetic | Heat | EU | Energy demand | 0 | FEC
SK | TYNDP2026 | LEV | 2040 | TWh | 106 | Sub_sector | Industry | Aluminium | Industry (aluminium) | Energetic | industry_aluminium_demand_biomass_energetic | Biomass | EU | Energy demand | 0 | FEC
SK | TYNDP2026 | LEV | 2040 | TWh | 107 | Sub_sector | Industry | Aluminium | Industry (aluminium) | Energetic | industry_aluminium_demand_coal_energetic | Solids | EU | Energy demand | 0 | FEC
SK | TYNDP2026 | LEV | 2040 | TWh | 108 | Sub_sector | Industry | Aluminium | Industry (aluminium) | Energetic | industry_aluminium_demand_oil_energetic | Liquids | EU | Energy demand | 0 | FEC
SK | TYNDP2026 | LEV | 2040 | TWh | 109 | Sub_sector | Industry | Aluminium | Industry (aluminium) | Energetic | industry_aluminium_demand_others_energetic | Others | EU | Energy demand | 0 | FEC
SK | TYNDP2026 | LEV | 2040 | TWh | 110 | Sub_sector | Industry | Aluminium | Industry (aluminium) | Energetic | industry_ammonia_demand_others_energetic | Ammonia | EU | Energy demand | 0 | FEC
SK | TYNDP2026 | LEV | 2040 | TWh | 112 | Sub_sector | Industry | Chemicals | Industry (chemicals, energetic) | Energetic | industry_chemical_demand_electricity_energetic | Electricity | EU | Energy demand | 1.5735 | FEC
SK | TYNDP2026 | LEV | 2040 | TWh | 113 | Sub_sector | Industry | Chemicals | Industry (chemicals, energetic) | Energetic | industry_chemical_demand_hydrogen_energetic | Hydrogen | EU | Energy demand | 0.26348 | FEC
SK | TYNDP2026 | LEV | 2040 | TWh | 114 | Sub_sector | Industry | Chemicals | Industry (chemicals, energetic) | Energetic | industry_chemical_demand_methane_energetic | Methane | EU | Energy demand | 0.48466 | FEC
SK | TYNDP2026 | LEV | 2040 | TWh | 115 | Sub_sector | Industry | Chemicals | Industry (chemicals, energetic) | Energetic | industry_chemical_demand_heat_energetic | Heat | EU | Energy demand | 0.23002 | FEC
SK | TYNDP2026 | LEV | 2040 | TWh | 116 | Sub_sector | Industry | Chemicals | Industry (chemicals, energetic) | Energetic | industry_chemical_demand_biomass_energetic | Biomass | EU | Energy demand | 0.41821 | FEC
SK | TYNDP2026 | LEV | 2040 | TWh | 117 | Sub_sector | Industry | Chemicals | Industry (chemicals, energetic) | Energetic | industry_chemical_demand_coal_energetic | Solids | EU | Energy demand | 0 | FEC
SK | TYNDP2026 | LEV | 2040 | TWh | 118 | Sub_sector | Industry | Chemicals | Industry (chemicals, energetic) | Energetic | industry_chemical_demand_oil_energetic | Liquids | EU | Energy demand | 0 | FEC
SK | TYNDP2026 | LEV | 2040 | TWh | 119 | Sub_sector | Industry | Chemicals | Industry (chemicals, energetic) | Energetic | industry_chemical_demand_others_energetic | Others | EU | Energy demand | 0 | FEC
SK | TYNDP2026 | LEV | 2040 | TWh | 120 | Sub_sector | Industry | Chemicals | Industry (chemicals, energetic) | Energetic | industry_chemical_demand_ammonia_energetic | Ammonia | EU | Energy demand | 0 | FEC
SK | TYNDP2026 | LEV | 2040 | TWh | 122 | Sub_sector | Industry | Chemicals | Industry (chemicals, non-energetic) | Non-energetic | industry_chemical_demand_electricity_non_energetic | Electricity | EU | Energy demand | 0 | not_included_in_FEC
SK | TYNDP2026 | LEV | 2040 | TWh | 123 | Sub_sector | Industry | Chemicals | Industry (chemicals, non-energetic) | Non-energetic | industry_chemical_demand_hydrogen_non_energetic | Hydrogen | EU | Energy demand | 1.8466 | not_included_in_FEC
SK | TYNDP2026 | LEV | 2040 | TWh | 124 | Sub_sector | Industry | Chemicals | Industry (chemicals, non-energetic) | Non-energetic | industry_chemical_demand_methane_non_energetic | Methane | EU | Energy demand | 0.37729 | not_included_in_FEC
SK | TYNDP2026 | LEV | 2040 | TWh | 125 | Sub_sector | Industry | Chemicals | Industry (chemicals, non-energetic) | Non-energetic | industry_chemical_demand_heat_non_energetic | Heat | EU | Energy demand | 0 | not_included_in_FEC
SK | TYNDP2026 | LEV | 2040 | TWh | 126 | Sub_sector | Industry | Chemicals | Industry (chemicals, non-energetic) | Non-energetic | industry_chemical_demand_biomass_non_energetic | Biomass | EU | Energy demand | 0.58731 | not_included_in_FEC
SK | TYNDP2026 | LEV | 2040 | TWh | 127 | Sub_sector | Industry | Chemicals | Industry (chemicals, non-energetic) | Non-energetic | industry_chemical_demand_coal_non_energetic | Solids | EU | Energy demand | 0.0045137 | not_included_in_FEC
SK | TYNDP2026 | LEV | 2040 | TWh | 128 | Sub_sector | Industry | Chemicals | Industry (chemicals, non-energetic) | Non-energetic | industry_chemical_demand_oil_non_energetic | Liquids | EU | Energy demand | 2.4945 | not_included_in_FEC
SK | TYNDP2026 | LEV | 2040 | TWh | 129 | Sub_sector | Industry | Chemicals | Industry (chemicals, non-energetic) | Non-energetic | industry_chemical_demand_others_non_energetic | Others | EU | Energy demand | 0 | not_included_in_FEC
SK | TYNDP2026 | LEV | 2040 | TWh | 130 | Sub_sector | Industry | Chemicals | Industry (chemicals, non-energetic) | Non-energetic | industry_chemical_demand_ammonia_non_energetic | Ammonia | EU | Energy demand | 0 | not_included_in_FEC
SK | TYNDP2026 | LEV | 2040 | TWh | 132 | Sub_sector | Industry | Fertilizers | Industry (fertilizers, energetic) | Energetic | industry_fertilizers_demand_electricity_energetic | Electricity | EU | Energy demand | 0.2131 | FEC
SK | TYNDP2026 | LEV | 2040 | TWh | 133 | Sub_sector | Industry | Fertilizers | Industry (fertilizers, energetic) | Energetic | industry_fertilizers_demand_hydrogen_energetic | Hydrogen | EU | Energy demand | 0.62452 | FEC
SK | TYNDP2026 | LEV | 2040 | TWh | 134 | Sub_sector | Industry | Fertilizers | Industry (fertilizers, energetic) | Energetic | industry_fertilizers_demand_methane_energetic | Methane | EU | Energy demand | 0.8987 | FEC
SK | TYNDP2026 | LEV | 2040 | TWh | 135 | Sub_sector | Industry | Fertilizers | Industry (fertilizers, energetic) | Energetic | industry_fertilizers_demand_heat_energetic | Heat | EU | Energy demand | 0 | FEC
SK | TYNDP2026 | LEV | 2040 | TWh | 136 | Sub_sector | Industry | Fertilizers | Industry (fertilizers, energetic) | Energetic | industry_fertilizers_demand_biomass_energetic | Biomass | EU | Energy demand | 0 | FEC
SK | TYNDP2026 | LEV | 2040 | TWh | 137 | Sub_sector | Industry | Fertilizers | Industry (fertilizers, energetic) | Energetic | industry_fertilizers_demand_coal_energetic | Solids | EU | Energy demand | 0 | FEC
SK | TYNDP2026 | LEV | 2040 | TWh | 138 | Sub_sector | Industry | Fertilizers | Industry (fertilizers, energetic) | Energetic | industry_fertilizers_demand_oil_energetic | Liquids | EU | Energy demand | 0 | FEC
SK | TYNDP2026 | LEV | 2040 | TWh | 139 | Sub_sector | Industry | Fertilizers | Industry (fertilizers, energetic) | Energetic | industry_fertilizers_demand_others_energetic | Others | EU | Energy demand | 0 | FEC
SK | TYNDP2026 | LEV | 2040 | TWh | 140 | Sub_sector | Industry | Fertilizers | Industry (fertilizers, energetic) | Energetic | industry_fertilizers_demand_ammonia_energetic | Ammonia | EU | Energy demand | 0 | FEC
SK | TYNDP2026 | LEV | 2040 | TWh | 142 | Sub_sector | Industry | Fertilizers | Industry (fertilizers, non-energetic) | Non-energetic | industry_fertilizers_demand_electricity_non_energetic | Electricity | EU | Energy demand | 0 | not_included_in_FEC
SK | TYNDP2026 | LEV | 2040 | TWh | 143 | Sub_sector | Industry | Fertilizers | Industry (fertilizers, non-energetic) | Non-energetic | industry_fertilizers_demand_hydrogen_non_energetic | Hydrogen | EU | Energy demand | 1.3093 | not_included_in_FEC
SK | TYNDP2026 | LEV | 2040 | TWh | 144 | Sub_sector | Industry | Fertilizers | Industry (fertilizers, non-energetic) | Non-energetic | industry_fertilizers_demand_methane_non_energetic | Methane | EU | Energy demand | 3.3636 | not_included_in_FEC
SK | TYNDP2026 | LEV | 2040 | TWh | 145 | Sub_sector | Industry | Fertilizers | Industry (fertilizers, non-energetic) | Non-energetic | industry_fertilizers_demand_heat_non_energetic | Heat | EU | Energy demand | 0 | not_included_in_FEC
SK | TYNDP2026 | LEV | 2040 | TWh | 146 | Sub_sector | Industry | Fertilizers | Industry (fertilizers, non-energetic) | Non-energetic | industry_fertilizers_demand_biomass_non_energetic | Biomass | EU | Energy demand | 0 | not_included_in_FEC
SK | TYNDP2026 | LEV | 2040 | TWh | 147 | Sub_sector | Industry | Fertilizers | Industry (fertilizers, non-energetic) | Non-energetic | industry_fertilizers_demand_coal_non_energetic | Solids | EU | Energy demand | 0 | not_included_in_FEC
SK | TYNDP2026 | LEV | 2040 | TWh | 148 | Sub_sector | Industry | Fertilizers | Industry (fertilizers, non-energetic) | Non-energetic | industry_fertilizers_demand_oil_non_energetic | Liquids | EU | Energy demand | 0 | not_included_in_FEC
SK | TYNDP2026 | LEV | 2040 | TWh | 149 | Sub_sector | Industry | Fertilizers | Industry (fertilizers, non-energetic) | Non-energetic | industry_fertilizers_demand_others_non_energetic | Others | EU | Energy demand | 0 | not_included_in_FEC
SK | TYNDP2026 | LEV | 2040 | TWh | 150 | Sub_sector | Industry | Fertilizers | Industry (fertilizers, non-energetic) | Non-energetic | industry_fertilizers_demand_ammonia_non_energetic | Ammonia | EU | Energy demand | 0 | not_included_in_FEC
SK | TYNDP2026 | LEV | 2040 | TWh | 152 | Sub_sector | Industry | Food | Industry (food) | Energetic | industry_food_demand_electricity_energetic | Electricity | EU | Energy demand | 0.73441 | FEC
SK | TYNDP2026 | LEV | 2040 | TWh | 153 | Sub_sector | Industry | Food | Industry (food) | Energetic | industry_food_demand_hydrogen_energetic | Hydrogen | EU | Energy demand | 0 | FEC
SK | TYNDP2026 | LEV | 2040 | TWh | 154 | Sub_sector | Industry | Food | Industry (food) | Energetic | industry_food_demand_methane_energetic | Methane | EU | Energy demand | 0.33544 | FEC
SK | TYNDP2026 | LEV | 2040 | TWh | 155 | Sub_sector | Industry | Food | Industry (food) | Energetic | industry_food_demand_heat_energetic | Heat | EU | Energy demand | 0 | FEC
SK | TYNDP2026 | LEV | 2040 | TWh | 156 | Sub_sector | Industry | Food | Industry (food) | Energetic | industry_food_demand_biomass_energetic | Biomass | EU | Energy demand | 0 | FEC
SK | TYNDP2026 | LEV | 2040 | TWh | 157 | Sub_sector | Industry | Food | Industry (food) | Energetic | industry_food_demand_coal_energetic | Solids | EU | Energy demand | 0 | FEC
SK | TYNDP2026 | LEV | 2040 | TWh | 158 | Sub_sector | Industry | Food | Industry (food) | Energetic | industry_food_demand_oil_energetic | Liquids | EU | Energy demand | 0.016927 | FEC
SK | TYNDP2026 | LEV | 2040 | TWh | 159 | Sub_sector | Industry | Food | Industry (food) | Energetic | industry_food_demand_others_energetic | Others | EU | Energy demand | 0 | FEC
SK | TYNDP2026 | LEV | 2040 | TWh | 160 | Sub_sector | Industry | Food | Industry (food) | Energetic | industry_food_demand_ammonia_energetic | Ammonia | EU | Energy demand | 0 | FEC
SK | TYNDP2026 | LEV | 2040 | TWh | 162 | Sub_sector | Industry | Metals | Industry (metal) | Energetic | industry_metal_demand_electricity_energetic | Electricity | EU | Energy demand | 0 | FEC
SK | TYNDP2026 | LEV | 2040 | TWh | 163 | Sub_sector | Industry | Metals | Industry (metal) | Energetic | industry_metal_demand_hydrogen_energetic | Hydrogen | EU | Energy demand | 0 | FEC
SK | TYNDP2026 | LEV | 2040 | TWh | 164 | Sub_sector | Industry | Metals | Industry (metal) | Energetic | industry_metal_demand_methane_energetic | Methane | EU | Energy demand | 0.18308 | FEC
SK | TYNDP2026 | LEV | 2040 | TWh | 165 | Sub_sector | Industry | Metals | Industry (metal) | Energetic | industry_metal_demand_heat_energetic | Heat | EU | Energy demand | 0.014584 | FEC
SK | TYNDP2026 | LEV | 2040 | TWh | 166 | Sub_sector | Industry | Metals | Industry (metal) | Energetic | industry_metal_demand_biomass_energetic | Biomass | EU | Energy demand | 0 | FEC
SK | TYNDP2026 | LEV | 2040 | TWh | 167 | Sub_sector | Industry | Metals | Industry (metal) | Energetic | industry_metal_demand_coal_energetic | Solids | EU | Energy demand | 0 | FEC
SK | TYNDP2026 | LEV | 2040 | TWh | 168 | Sub_sector | Industry | Metals | Industry (metal) | Energetic | industry_metal_demand_oil_energetic | Liquids | EU | Energy demand | 0 | FEC
SK | TYNDP2026 | LEV | 2040 | TWh | 169 | Sub_sector | Industry | Metals | Industry (metal) | Energetic | industry_metal_demand_others_energetic | Others | EU | Energy demand | 0 | FEC
SK | TYNDP2026 | LEV | 2040 | TWh | 170 | Sub_sector | Industry | Metals | Industry (metal) | Energetic | industry_metal_demand_ammonia_energetic | Ammonia | EU | Energy demand | 0 | FEC
SK | TYNDP2026 | LEV | 2040 | TWh | 172 | Sub_sector | Industry | Others | Industry (other, energetic) | Energetic | industry_other_demand_electricity_energetic | Electricity | EU | Energy demand | 4.8737 | FEC
SK | TYNDP2026 | LEV | 2040 | TWh | 173 | Sub_sector | Industry | Others | Industry (other, energetic) | Energetic | industry_other_demand_hydrogen_energetic | Hydrogen | EU | Energy demand | 1.2824 | FEC
SK | TYNDP2026 | LEV | 2040 | TWh | 174 | Sub_sector | Industry | Others | Industry (other, energetic) | Energetic | industry_other_demand_methane_energetic | Methane | EU | Energy demand | 2.4453 | FEC
SK | TYNDP2026 | LEV | 2040 | TWh | 175 | Sub_sector | Industry | Others | Industry (other, energetic) | Energetic | industry_other_demand_heat_energetic | Heat | EU | Energy demand | 0 | FEC
SK | TYNDP2026 | LEV | 2040 | TWh | 176 | Sub_sector | Industry | Others | Industry (other, energetic) | Energetic | industry_other_demand_biomass_energetic | Biomass | EU | Energy demand | 1.8001 | FEC
SK | TYNDP2026 | LEV | 2040 | TWh | 177 | Sub_sector | Industry | Others | Industry (other, energetic) | Energetic | industry_other_demand_coal_energetic | Solids | EU | Energy demand | 0.65047 | FEC
SK | TYNDP2026 | LEV | 2040 | TWh | 178 | Sub_sector | Industry | Others | Industry (other, energetic) | Energetic | industry_other_demand_oil_energetic | Liquids | EU | Energy demand | 2.2823 | FEC
SK | TYNDP2026 | LEV | 2040 | TWh | 179 | Sub_sector | Industry | Others | Industry (other, energetic) | Energetic | industry_other_demand_others_energetic | Others | EU | Energy demand | 0 | FEC
SK | TYNDP2026 | LEV | 2040 | TWh | 180 | Sub_sector | Industry | Others | Industry (other, energetic) | Energetic | industry_other_demand_ammonia_energetic | Ammonia | EU | Energy demand | 0 | FEC
SK | TYNDP2026 | LEV | 2040 | TWh | 182 | Sub_sector | Industry | Others | Industry (other, non-energetic) | Non-energetic | industry_other_demand_electricity_non_energetic | Electricity | EU | Energy demand | 0 | not_included_in_FEC
SK | TYNDP2026 | LEV | 2040 | TWh | 183 | Sub_sector | Industry | Others | Industry (other, non-energetic) | Non-energetic | industry_other_demand_hydrogen_non_energetic | Hydrogen | EU | Energy demand | 0 | not_included_in_FEC
SK | TYNDP2026 | LEV | 2040 | TWh | 184 | Sub_sector | Industry | Others | Industry (other, non-energetic) | Non-energetic | industry_other_demand_methane_non_energetic | Methane | EU | Energy demand | 0 | not_included_in_FEC
SK | TYNDP2026 | LEV | 2040 | TWh | 185 | Sub_sector | Industry | Others | Industry (other, non-energetic) | Non-energetic | industry_other_demand_heat_non_energetic | Heat | EU | Energy demand | 0 | not_included_in_FEC
SK | TYNDP2026 | LEV | 2040 | TWh | 186 | Sub_sector | Industry | Others | Industry (other, non-energetic) | Non-energetic | industry_other_demand_biomass_non_energetic | Biomass | EU | Energy demand | 0 | not_included_in_FEC
SK | TYNDP2026 | LEV | 2040 | TWh | 187 | Sub_sector | Industry | Others | Industry (other, non-energetic) | Non-energetic | industry_other_demand_coal_non_energetic | Solids | EU | Energy demand | 0 | not_included_in_FEC
SK | TYNDP2026 | LEV | 2040 | TWh | 188 | Sub_sector | Industry | Others | Industry (other, non-energetic) | Non-energetic | industry_other_demand_oil_non_energetic | Liquids | EU | Energy demand | 1.5656 | not_included_in_FEC
SK | TYNDP2026 | LEV | 2040 | TWh | 189 | Sub_sector | Industry | Others | Industry (other, non-energetic) | Non-energetic | industry_other_demand_others_non_energetic | Others | EU | Energy demand | 0 | not_included_in_FEC
SK | TYNDP2026 | LEV | 2040 | TWh | 190 | Sub_sector | Industry | Others | Industry (other, non-energetic) | Non-energetic | industry_other_demand_ammonia_non_energetic | Ammonia | EU | Energy demand | 0 | not_included_in_FEC
SK | TYNDP2026 | LEV | 2040 | TWh | 192 | Sub_sector | Industry | Paper | Industry (paper) | Energetic | industry_paper_demand_electricity_energetic | Electricity | EU | Energy demand | 1.5837 | FEC
SK | TYNDP2026 | LEV | 2040 | TWh | 193 | Sub_sector | Industry | Paper | Industry (paper) | Energetic | industry_paper_demand_hydrogen_energetic | Hydrogen | EU | Energy demand | 0.45537 | FEC
SK | TYNDP2026 | LEV | 2040 | TWh | 194 | Sub_sector | Industry | Paper | Industry (paper) | Energetic | industry_paper_demand_methane_energetic | Methane | EU | Energy demand | 0.67668 | FEC
SK | TYNDP2026 | LEV | 2040 | TWh | 195 | Sub_sector | Industry | Paper | Industry (paper) | Energetic | industry_paper_demand_heat_energetic | Heat | EU | Energy demand | 0 | FEC
SK | TYNDP2026 | LEV | 2040 | TWh | 196 | Sub_sector | Industry | Paper | Industry (paper) | Energetic | industry_paper_demand_biomass_energetic | Biomass | EU | Energy demand | 0.63444 | FEC
SK | TYNDP2026 | LEV | 2040 | TWh | 197 | Sub_sector | Industry | Paper | Industry (paper) | Energetic | industry_paper_demand_coal_energetic | Solids | EU | Energy demand | 0.068773 | FEC
SK | TYNDP2026 | LEV | 2040 | TWh | 198 | Sub_sector | Industry | Paper | Industry (paper) | Energetic | industry_paper_demand_oil_energetic | Liquids | EU | Energy demand | 0 | FEC
SK | TYNDP2026 | LEV | 2040 | TWh | 199 | Sub_sector | Industry | Paper | Industry (paper) | Energetic | industry_paper_demand_others_energetic | Others | EU | Energy demand | 0 | FEC
SK | TYNDP2026 | LEV | 2040 | TWh | 200 | Sub_sector | Industry | Paper | Industry (paper) | Energetic | industry_paper_demand_ammonia_energetic | Ammonia | EU | Energy demand | 0 | FEC
SK | TYNDP2026 | LEV | 2040 | TWh | 202 | Sub_sector | Industry | Refineries | Industry (refineries, energetic) | Energetic | industry_refinery_demand_electricity_energetic | Electricity | EU | Energy demand | 0.26225 | not_included_in_FEC
SK | TYNDP2026 | LEV | 2040 | TWh | 203 | Sub_sector | Industry | Refineries | Industry (refineries, energetic) | Energetic | industry_refinery_demand_hydrogen_energetic | Hydrogen | EU | Energy demand | 0.36215 | not_included_in_FEC
SK | TYNDP2026 | LEV | 2040 | TWh | 204 | Sub_sector | Industry | Refineries | Industry (refineries, energetic) | Energetic | industry_refinery_demand_methane_energetic | Methane | EU | Energy demand | 0.469 | not_included_in_FEC
SK | TYNDP2026 | LEV | 2040 | TWh | 205 | Sub_sector | Industry | Refineries | Industry (refineries, energetic) | Energetic | industry_refinery_demand_heat_energetic | Heat | EU | Energy demand | 0 | not_included_in_FEC
SK | TYNDP2026 | LEV | 2040 | TWh | 206 | Sub_sector | Industry | Refineries | Industry (refineries, energetic) | Energetic | industry_refinery_demand_biomass_energetic | Biomass | EU | Energy demand | 0 | not_included_in_FEC
SK | TYNDP2026 | LEV | 2040 | TWh | 207 | Sub_sector | Industry | Refineries | Industry (refineries, energetic) | Energetic | industry_refinery_demand_coal_energetic | Solids | EU | Energy demand | 0 | not_included_in_FEC
SK | TYNDP2026 | LEV | 2040 | TWh | 208 | Sub_sector | Industry | Refineries | Industry (refineries, energetic) | Energetic | industry_refinery_demand_oil_energetic | Liquids | EU | Energy demand | 1.324 | not_included_in_FEC
SK | TYNDP2026 | LEV | 2040 | TWh | 209 | Sub_sector | Industry | Refineries | Industry (refineries, energetic) | Energetic | industry_refinery_demand_others_energetic | Others | EU | Energy demand | 0 | not_included_in_FEC
SK | TYNDP2026 | LEV | 2040 | TWh | 210 | Sub_sector | Industry | Refineries | Industry (refineries, energetic) | Energetic | industry_refinery_demand_ammonia_energetic | Ammonia | EU | Energy demand | 0 | not_included_in_FEC
SK | TYNDP2026 | LEV | 2040 | TWh | 212 | Sub_sector | Industry | Refineries | Industry (refineries, non-energetic) | Non-energetic | industry_refinery_demand_electricity_non_energetic | Electricity | EU | Energy demand | 0 | not_included_in_FEC
SK | TYNDP2026 | LEV | 2040 | TWh | 213 | Sub_sector | Industry | Refineries | Industry (refineries, non-energetic) | Non-energetic | industry_refinery_demand_hydrogen_non_energetic | Hydrogen | EU | Energy demand | 0 | not_included_in_FEC
SK | TYNDP2026 | LEV | 2040 | TWh | 214 | Sub_sector | Industry | Refineries | Industry (refineries, non-energetic) | Non-energetic | industry_refinery_demand_methane_non_energetic | Methane | EU | Energy demand | 0 | not_included_in_FEC
SK | TYNDP2026 | LEV | 2040 | TWh | 215 | Sub_sector | Industry | Refineries | Industry (refineries, non-energetic) | Non-energetic | industry_refinery_demand_heat_non_energetic | Heat | EU | Energy demand | 0 | not_included_in_FEC
SK | TYNDP2026 | LEV | 2040 | TWh | 216 | Sub_sector | Industry | Refineries | Industry (refineries, non-energetic) | Non-energetic | industry_refinery_demand_biomass_non_energetic | Biomass | EU | Energy demand | 0 | not_included_in_FEC
SK | TYNDP2026 | LEV | 2040 | TWh | 217 | Sub_sector | Industry | Refineries | Industry (refineries, non-energetic) | Non-energetic | industry_refinery_demand_coal_non_energetic | Solids | EU | Energy demand | 0 | not_included_in_FEC
SK | TYNDP2026 | LEV | 2040 | TWh | 218 | Sub_sector | Industry | Refineries | Industry (refineries, non-energetic) | Non-energetic | industry_refinery_demand_oil_non_energetic | Liquids | EU | Energy demand | 0 | not_included_in_FEC
SK | TYNDP2026 | LEV | 2040 | TWh | 219 | Sub_sector | Industry | Refineries | Industry (refineries, non-energetic) | Non-energetic | industry_refinery_demand_others_non_energetic | Others | EU | Energy demand | 0 | not_included_in_FEC
SK | TYNDP2026 | LEV | 2040 | TWh | 220 | Sub_sector | Industry | Refineries | Industry (refineries, non-energetic) | Non-energetic | industry_refinery_demand_ammonia_non_energetic | Ammonia | EU | Energy demand | 0 | not_included_in_FEC
SK | TYNDP2026 | LEV | 2040 | TWh | 222 | Sub_sector | Industry | Steel | Industry (steel) | Energetic | industry_steel_demand_electricity_energetic | Electricity | EU | Energy demand | 3.5381 | FEC
SK | TYNDP2026 | LEV | 2040 | TWh | 223 | Sub_sector | Industry | Steel | Industry (steel) | Energetic | industry_steel_demand_hydrogen_energetic | Hydrogen | EU | Energy demand | 1.9712 | FEC
SK | TYNDP2026 | LEV | 2040 | TWh | 224 | Sub_sector | Industry | Steel | Industry (steel) | Energetic | industry_steel_demand_methane_energetic | Methane | EU | Energy demand | 3.3666 | FEC
SK | TYNDP2026 | LEV | 2040 | TWh | 225 | Sub_sector | Industry | Steel | Industry (steel) | Energetic | industry_steel_demand_heat_energetic | Heat | EU | Energy demand | 0.15295 | FEC
SK | TYNDP2026 | LEV | 2040 | TWh | 226 | Sub_sector | Industry | Steel | Industry (steel) | Energetic | industry_steel_demand_biomass_energetic | Biomass | EU | Energy demand | 0.022342 | FEC
SK | TYNDP2026 | LEV | 2040 | TWh | 227 | Sub_sector | Industry | Steel | Industry (steel) | Energetic | industry_steel_demand_coal_energetic | Solids | EU | Energy demand | 3.5561 | FEC
SK | TYNDP2026 | LEV | 2040 | TWh | 228 | Sub_sector | Industry | Steel | Industry (steel) | Energetic | industry_steel_demand_oil_energetic | Liquids | EU | Energy demand | 0.0037188 | FEC
SK | TYNDP2026 | LEV | 2040 | TWh | 229 | Sub_sector | Industry | Steel | Industry (steel) | Energetic | industry_steel_demand_others_energetic | Others | EU | Energy demand | 0 | FEC
SK | TYNDP2026 | LEV | 2040 | TWh | 230 | Sub_sector | Industry | Steel | Industry (steel) | Energetic | industry_steel_demand_ammonia_energetic | Ammonia | EU | Energy demand | 0 | FEC
SK | TYNDP2026 | LEV | 2040 | TWh | 232 | Sub_sector | Transport | Cars | Transport (cars) | Energetic | transport_cars_final_demand_electricity | Electricity | EU | Energy demand | 1.8774 | FEC
SK | TYNDP2026 | LEV | 2040 | TWh | 233 | Sub_sector | Transport | Cars | Transport (cars) | Energetic | transport_cars_final_demand_hydrogen | Hydrogen | EU | Energy demand | 0.53027 | FEC
SK | TYNDP2026 | LEV | 2040 | TWh | 234 | Sub_sector | Transport | Cars | Transport (cars) | Energetic | transport_cars_final_demand_methane | Methane | EU | Energy demand | 0.62035 | FEC
SK | TYNDP2026 | LEV | 2040 | TWh | 235 | Sub_sector | Transport | Cars | Transport (cars) | Energetic | transport_cars_final_demand_heat | Heat | EU | Energy demand | 0 | FEC
SK | TYNDP2026 | LEV | 2040 | TWh | 236 | Sub_sector | Transport | Cars | Transport (cars) | Energetic | transport_cars_final_demand_biomass | Biomass | EU | Energy demand | 0 | FEC
SK | TYNDP2026 | LEV | 2040 | TWh | 237 | Sub_sector | Transport | Cars | Transport (cars) | Energetic | transport_cars_final_demand_coal | Solids | EU | Energy demand | 0 | FEC
SK | TYNDP2026 | LEV | 2040 | TWh | 238 | Sub_sector | Transport | Cars | Transport (cars) | Energetic | transport_cars_final_demand_oil | Liquids | EU | Energy demand | 11.124 | FEC
SK | TYNDP2026 | LEV | 2040 | TWh | 239 | Sub_sector | Transport | Cars | Transport (cars) | Energetic | transport_cars_final_demand_other | Others | EU | Energy demand | 0 | FEC
SK | TYNDP2026 | LEV | 2040 | TWh | 240 | Sub_sector | Transport | Cars | Transport (cars) | Energetic | transport_cars_final_demand_ammonia | Ammonia | EU | Energy demand | 0 | FEC
SK | TYNDP2026 | LEV | 2040 | TWh | 242 | Sub_sector | Transport | Busses | Transport (busses) | Energetic | transport_busses_final_demand_electricity | Electricity | EU | Energy demand | 0.19213 | FEC
SK | TYNDP2026 | LEV | 2040 | TWh | 243 | Sub_sector | Transport | Busses | Transport (busses) | Energetic | transport_busses_final_demand_hydrogen | Hydrogen | EU | Energy demand | 0.12973 | FEC
SK | TYNDP2026 | LEV | 2040 | TWh | 244 | Sub_sector | Transport | Busses | Transport (busses) | Energetic | transport_busses_final_demand_methane | Methane | EU | Energy demand | 0.20075 | FEC
SK | TYNDP2026 | LEV | 2040 | TWh | 245 | Sub_sector | Transport | Busses | Transport (busses) | Energetic | transport_busses_final_demand_heat | Heat | EU | Energy demand | 0 | FEC
SK | TYNDP2026 | LEV | 2040 | TWh | 246 | Sub_sector | Transport | Busses | Transport (busses) | Energetic | transport_busses_final_demand_biomass | Biomass | EU | Energy demand | 0 | FEC
SK | TYNDP2026 | LEV | 2040 | TWh | 247 | Sub_sector | Transport | Busses | Transport (busses) | Energetic | transport_busses_final_demand_coal | Solids | EU | Energy demand | 0 | FEC
SK | TYNDP2026 | LEV | 2040 | TWh | 248 | Sub_sector | Transport | Busses | Transport (busses) | Energetic | transport_busses_final_demand_oil | Liquids | EU | Energy demand | 1.1628 | FEC
SK | TYNDP2026 | LEV | 2040 | TWh | 249 | Sub_sector | Transport | Busses | Transport (busses) | Energetic | transport_busses_final_demand_other | Others | EU | Energy demand | 0 | FEC
SK | TYNDP2026 | LEV | 2040 | TWh | 250 | Sub_sector | Transport | Busses | Transport (busses) | Energetic | transport_busses_final_demand_ammonia | Ammonia | EU | Energy demand | 0 | FEC
SK | TYNDP2026 | LEV | 2040 | TWh | 252 | Sub_sector | Transport | Trucks | Transport (trucks) | Energetic | transport_trucks_final_demand_electricity | Electricity | EU | Energy demand | 0.36964 | FEC
SK | TYNDP2026 | LEV | 2040 | TWh | 253 | Sub_sector | Transport | Trucks | Transport (trucks) | Energetic | transport_trucks_final_demand_hydrogen | Hydrogen | EU | Energy demand | 0.65512 | FEC
SK | TYNDP2026 | LEV | 2040 | TWh | 254 | Sub_sector | Transport | Trucks | Transport (trucks) | Energetic | transport_trucks_final_demand_methane | Methane | EU | Energy demand | 0.91272 | FEC
SK | TYNDP2026 | LEV | 2040 | TWh | 255 | Sub_sector | Transport | Trucks | Transport (trucks) | Energetic | transport_trucks_final_demand_heat | Heat | EU | Energy demand | 0 | FEC
SK | TYNDP2026 | LEV | 2040 | TWh | 256 | Sub_sector | Transport | Trucks | Transport (trucks) | Energetic | transport_trucks_final_demand_biomass | Biomass | EU | Energy demand | 0 | FEC
SK | TYNDP2026 | LEV | 2040 | TWh | 257 | Sub_sector | Transport | Trucks | Transport (trucks) | Energetic | transport_trucks_final_demand_coal | Solids | EU | Energy demand | 0 | FEC
SK | TYNDP2026 | LEV | 2040 | TWh | 258 | Sub_sector | Transport | Trucks | Transport (trucks) | Energetic | transport_trucks_final_demand_oil | Liquids | EU | Energy demand | 4.1749 | FEC
SK | TYNDP2026 | LEV | 2040 | TWh | 259 | Sub_sector | Transport | Trucks | Transport (trucks) | Energetic | transport_trucks_final_demand_other | Others | EU | Energy demand | 0 | FEC
SK | TYNDP2026 | LEV | 2040 | TWh | 260 | Sub_sector | Transport | Trucks | Transport (trucks) | Energetic | transport_trucks_final_demand_ammonia | Ammonia | EU | Energy demand | 0 | FEC
SK | TYNDP2026 | LEV | 2040 | TWh | 262 | Sub_sector | Transport | Vans | Transport (vans) | Energetic | transport_vans_final_demand_electricity | Electricity | EU | Energy demand | 0.76953 | FEC
SK | TYNDP2026 | LEV | 2040 | TWh | 263 | Sub_sector | Transport | Vans | Transport (vans) | Energetic | transport_vans_final_demand_hydrogen | Hydrogen | EU | Energy demand | 0.25833 | FEC
SK | TYNDP2026 | LEV | 2040 | TWh | 264 | Sub_sector | Transport | Vans | Transport (vans) | Energetic | transport_vans_final_demand_methane | Methane | EU | Energy demand | 0.16201 | FEC
SK | TYNDP2026 | LEV | 2040 | TWh | 265 | Sub_sector | Transport | Vans | Transport (vans) | Energetic | transport_vans_final_demand_heat | Heat | EU | Energy demand | 0 | FEC
SK | TYNDP2026 | LEV | 2040 | TWh | 266 | Sub_sector | Transport | Vans | Transport (vans) | Energetic | transport_vans_final_demand_biomass | Biomass | EU | Energy demand | 0 | FEC
SK | TYNDP2026 | LEV | 2040 | TWh | 267 | Sub_sector | Transport | Vans | Transport (vans) | Energetic | transport_vans_final_demand_coal | Solids | EU | Energy demand | 0 | FEC
SK | TYNDP2026 | LEV | 2040 | TWh | 268 | Sub_sector | Transport | Vans | Transport (vans) | Energetic | transport_vans_final_demand_oil | Liquids | EU | Energy demand | 2.3737 | FEC
SK | TYNDP2026 | LEV | 2040 | TWh | 269 | Sub_sector | Transport | Vans | Transport (vans) | Energetic | transport_vans_final_demand_other | Others | EU | Energy demand | 0 | FEC
SK | TYNDP2026 | LEV | 2040 | TWh | 270 | Sub_sector | Transport | Vans | Transport (vans) | Energetic | transport_vans_final_demand_ammonia | Ammonia | EU | Energy demand | 0 | FEC
SK | TYNDP2026 | LEV | 2040 | TWh | 272 | Sub_sector | Transport | Freight trains | Transport (trains) | Energetic | transport_trains_final_demand_electricity | Electricity | EU | Energy demand | 0.97807 | FEC
SK | TYNDP2026 | LEV | 2040 | TWh | 273 | Sub_sector | Transport | Freight trains | Transport (trains) | Energetic | transport_trains_final_demand_hydrogen | Hydrogen | EU | Energy demand | 0.14276 | FEC
SK | TYNDP2026 | LEV | 2040 | TWh | 274 | Sub_sector | Transport | Freight trains | Transport (trains) | Energetic | transport_trains_final_demand_methane | Methane | EU | Energy demand | 0 | FEC
SK | TYNDP2026 | LEV | 2040 | TWh | 275 | Sub_sector | Transport | Freight trains | Transport (trains) | Energetic | transport_trains_final_demand_heat | Heat | EU | Energy demand | 0 | FEC
SK | TYNDP2026 | LEV | 2040 | TWh | 276 | Sub_sector | Transport | Freight trains | Transport (trains) | Energetic | transport_trains_final_demand_biomass | Biomass | EU | Energy demand | 0 | FEC
SK | TYNDP2026 | LEV | 2040 | TWh | 277 | Sub_sector | Transport | Freight trains | Transport (trains) | Energetic | transport_trains_final_demand_coal | Solids | EU | Energy demand | 0 | FEC
SK | TYNDP2026 | LEV | 2040 | TWh | 278 | Sub_sector | Transport | Freight trains | Transport (trains) | Energetic | transport_trains_final_demand_oil | Liquids | EU | Energy demand | 0.20137 | FEC
SK | TYNDP2026 | LEV | 2040 | TWh | 279 | Sub_sector | Transport | Freight trains | Transport (trains) | Energetic | transport_trains_final_demand_other | Others | EU | Energy demand | 0 | FEC
SK | TYNDP2026 | LEV | 2040 | TWh | 280 | Sub_sector | Transport | Freight trains | Transport (trains) | Energetic | transport_trains_final_demand_ammonia | Ammonia | EU | Energy demand | 0 | FEC
SK | TYNDP2026 | LEV | 2040 | TWh | 282 | Sub_sector | Transport | Ships | Transport (ships) | Energetic | transport_ships_final_demand_electricity | Electricity | EU | Energy demand | 0 | FEC
SK | TYNDP2026 | LEV | 2040 | TWh | 283 | Sub_sector | Transport | Ships | Transport (ships) | Energetic | transport_ships_final_demand_hydrogen | Hydrogen | EU | Energy demand | 0 | FEC
SK | TYNDP2026 | LEV | 2040 | TWh | 284 | Sub_sector | Transport | Ships | Transport (ships) | Energetic | transport_ships_final_demand_methane | Methane | EU | Energy demand | 0 | FEC
SK | TYNDP2026 | LEV | 2040 | TWh | 285 | Sub_sector | Transport | Ships | Transport (ships) | Energetic | transport_ships_final_demand_heat | Heat | EU | Energy demand | 0 | FEC
SK | TYNDP2026 | LEV | 2040 | TWh | 286 | Sub_sector | Transport | Ships | Transport (ships) | Energetic | transport_ships_final_demand_biomass | Biomass | EU | Energy demand | 0 | FEC
SK | TYNDP2026 | LEV | 2040 | TWh | 287 | Sub_sector | Transport | Ships | Transport (ships) | Energetic | transport_ships_final_demand_coal | Solids | EU | Energy demand | 0 | FEC
SK | TYNDP2026 | LEV | 2040 | TWh | 288 | Sub_sector | Transport | Ships | Transport (ships) | Energetic | transport_ships_final_demand_oil | Liquids | EU | Energy demand | 0 | FEC
SK | TYNDP2026 | LEV | 2040 | TWh | 289 | Sub_sector | Transport | Ships | Transport (ships) | Energetic | transport_ships_final_demand_other | Others | EU | Energy demand | 0 | FEC
SK | TYNDP2026 | LEV | 2040 | TWh | 290 | Sub_sector | Transport | Ships | Transport (ships) | Energetic | transport_ships_final_demand_ammonia | Ammonia | EU | Energy demand | 0 | FEC
SK | TYNDP2026 | LEV | 2040 | TWh | 292 | Sub_sector | Transport | Planes | Transport (planes) | Energetic | transport_planes_final_demand_electricity | Electricity | EU | Energy demand | 0 | FEC
SK | TYNDP2026 | LEV | 2040 | TWh | 293 | Sub_sector | Transport | Planes | Transport (planes) | Energetic | transport_planes_final_demand_hydrogen | Hydrogen | EU | Energy demand | 0 | FEC
SK | TYNDP2026 | LEV | 2040 | TWh | 294 | Sub_sector | Transport | Planes | Transport (planes) | Energetic | transport_planes_final_demand_methane | Methane | EU | Energy demand | 0 | FEC
SK | TYNDP2026 | LEV | 2040 | TWh | 295 | Sub_sector | Transport | Planes | Transport (planes) | Energetic | transport_planes_final_demand_heat | Heat | EU | Energy demand | 0 | FEC
SK | TYNDP2026 | LEV | 2040 | TWh | 296 | Sub_sector | Transport | Planes | Transport (planes) | Energetic | transport_planes_final_demand_biomass | Biomass | EU | Energy demand | 0 | FEC
SK | TYNDP2026 | LEV | 2040 | TWh | 297 | Sub_sector | Transport | Planes | Transport (planes) | Energetic | transport_planes_final_demand_coal | Solids | EU | Energy demand | 0 | FEC
SK | TYNDP2026 | LEV | 2040 | TWh | 298 | Sub_sector | Transport | Planes | Transport (planes) | Energetic | transport_planes_final_demand_oil | Liquids | EU | Energy demand | 0 | FEC
SK | TYNDP2026 | LEV | 2040 | TWh | 299 | Sub_sector | Transport | Planes | Transport (planes) | Energetic | transport_planes_final_demand_other | Others | EU | Energy demand | 0 | FEC
SK | TYNDP2026 | LEV | 2040 | TWh | 300 | Sub_sector | Transport | Planes | Transport (planes) | Energetic | transport_planes_final_demand_ammonia | Ammonia | EU | Energy demand | 0 | FEC
SK | TYNDP2026 | LEV | 2040 | TWh | 302 | Sub_sector | Transport | Others | Transport (others) | Energetic | transport_other_final_demand_electricity | Electricity | EU | Energy demand | 0.0036293 | FEC
SK | TYNDP2026 | LEV | 2040 | TWh | 303 | Sub_sector | Transport | Others | Transport (others) | Energetic | transport_other_final_demand_hydrogen | Hydrogen | EU | Energy demand | 0 | FEC
SK | TYNDP2026 | LEV | 2040 | TWh | 304 | Sub_sector | Transport | Others | Transport (others) | Energetic | transport_other_final_demand_methane | Methane | EU | Energy demand | 0 | FEC
SK | TYNDP2026 | LEV | 2040 | TWh | 305 | Sub_sector | Transport | Others | Transport (others) | Energetic | transport_other_final_demand_heat | Heat | EU | Energy demand | 0 | FEC
SK | TYNDP2026 | LEV | 2040 | TWh | 306 | Sub_sector | Transport | Others | Transport (others) | Energetic | transport_other_final_demand_biomass | Biomass | EU | Energy demand | 0 | FEC
SK | TYNDP2026 | LEV | 2040 | TWh | 307 | Sub_sector | Transport | Others | Transport (others) | Energetic | transport_other_final_demand_coal | Solids | EU | Energy demand | 0 | FEC
SK | TYNDP2026 | LEV | 2040 | TWh | 308 | Sub_sector | Transport | Others | Transport (others) | Energetic | transport_other_final_demand_oil | Liquids | EU | Energy demand | 0.14533 | FEC
SK | TYNDP2026 | LEV | 2040 | TWh | 309 | Sub_sector | Transport | Others | Transport (others) | Energetic | transport_other_final_demand_other | Others | EU | Energy demand | 0 | FEC
SK | TYNDP2026 | LEV | 2040 | TWh | 310 | Sub_sector | Transport | Others | Transport (others) | Energetic | transport_other_final_demand_ammonia | Ammonia | EU | Energy demand | 0 | FEC
SK | TYNDP2026 | LEV | 2040 | TWh | 312 | Sub_sector | International transport | International aviation | Transport (int. aviation) | Energetic | transport_int_aviation_final_demand_electricity | Electricity | EU | Energy demand | 0 | FEC
SK | TYNDP2026 | LEV | 2040 | TWh | 313 | Sub_sector | International transport | International aviation | Transport (int. aviation) | Energetic | transport_int_aviation_final_demand_hydrogen | Hydrogen | EU | Energy demand | 0 | FEC
SK | TYNDP2026 | LEV | 2040 | TWh | 314 | Sub_sector | International transport | International aviation | Transport (int. aviation) | Energetic | transport_int_aviation_final_demand_methane | Methane | EU | Energy demand | 0 | FEC
SK | TYNDP2026 | LEV | 2040 | TWh | 315 | Sub_sector | International transport | International aviation | Transport (int. aviation) | Energetic | transport_int_aviation_final_demand_heat | Heat | EU | Energy demand | 0 | FEC
SK | TYNDP2026 | LEV | 2040 | TWh | 316 | Sub_sector | International transport | International aviation | Transport (int. aviation) | Energetic | transport_int_aviation_final_demand_biofuels | Biomass | EU | Energy demand | 0 | FEC
SK | TYNDP2026 | LEV | 2040 | TWh | 317 | Sub_sector | International transport | International aviation | Transport (int. aviation) | Energetic | transport_int_aviation_final_demand_coal | Solids | EU | Energy demand | 0 | FEC
SK | TYNDP2026 | LEV | 2040 | TWh | 318 | Sub_sector | International transport | International aviation | Transport (int. aviation) | Energetic | transport_int_aviation_final_demand_oil | Liquids | EU | Energy demand | 0.4648 | FEC
SK | TYNDP2026 | LEV | 2040 | TWh | 319 | Sub_sector | International transport | International aviation | Transport (int. aviation) | Energetic | transport_int_aviation_final_demand_other | Others | EU | Energy demand | 0 | FEC
SK | TYNDP2026 | LEV | 2040 | TWh | 320 | Sub_sector | International transport | International aviation | Transport (int. aviation) | Energetic | transport_int_aviation_final_demand_ammonia | Ammonia | EU | Energy demand | 0 | FEC
SK | TYNDP2026 | LEV | 2040 | TWh | 322 | Sub_sector | International transport | International shipping | Transport (int. shipping) | Energetic | transport_int_shipping_final_demand_electricity | Electricity | EU | Energy demand | 0 | not_included_in_FEC
SK | TYNDP2026 | LEV | 2040 | TWh | 323 | Sub_sector | International transport | International shipping | Transport (int. shipping) | Energetic | transport_int_shipping_final_demand_hydrogen | Hydrogen | EU | Energy demand | 0 | not_included_in_FEC
SK | TYNDP2026 | LEV | 2040 | TWh | 324 | Sub_sector | International transport | International shipping | Transport (int. shipping) | Energetic | transport_int_shipping_final_demand_methane | Methane | EU | Energy demand | 0 | not_included_in_FEC
SK | TYNDP2026 | LEV | 2040 | TWh | 325 | Sub_sector | International transport | International shipping | Transport (int. shipping) | Energetic | transport_int_shipping_final_demand_heat | Heat | EU | Energy demand | 0 | not_included_in_FEC
SK | TYNDP2026 | LEV | 2040 | TWh | 326 | Sub_sector | International transport | International shipping | Transport (int. shipping) | Energetic | transport_int_shipping_final_demand_biofuels | Biomass | EU | Energy demand | 0 | not_included_in_FEC
SK | TYNDP2026 | LEV | 2040 | TWh | 327 | Sub_sector | International transport | International shipping | Transport (int. shipping) | Energetic | transport_int_shipping_final_demand_coal | Solids | EU | Energy demand | 0 | not_included_in_FEC
SK | TYNDP2026 | LEV | 2040 | TWh | 328 | Sub_sector | International transport | International shipping | Transport (int. shipping) | Energetic | transport_int_shipping_final_demand_oil | Liquids | EU | Energy demand | 0 | not_included_in_FEC
SK | TYNDP2026 | LEV | 2040 | TWh | 329 | Sub_sector | International transport | International shipping | Transport (int. shipping) | Energetic | transport_int_shipping_final_demand_other | Others | EU | Energy demand | 0 | not_included_in_FEC
SK | TYNDP2026 | LEV | 2040 | TWh | 330 | Sub_sector | International transport | International shipping | Transport (int. shipping) | Energetic | transport_int_shipping_final_demand_ammonia | Ammonia | EU | Energy demand | 0 | not_included_in_FEC
SK | TYNDP2026 | LEV | 2040 | TWh | 332 | Sub_sector | Households | Space heating | Households (heating) | Energetic | households_heating_final_demand_electricity | Electricity | EU | Energy demand | 3.2237 | FEC
SK | TYNDP2026 | LEV | 2040 | TWh | 333 | Sub_sector | Households | Space heating | Households (heating) | Energetic | households_heating_final_demand_hydrogen | Hydrogen | EU | Energy demand | 1.9505 | FEC
SK | TYNDP2026 | LEV | 2040 | TWh | 334 | Sub_sector | Households | Space heating | Households (heating) | Energetic | households_heating_final_demand_methane | Methane | EU | Energy demand | 5.3587 | FEC
SK | TYNDP2026 | LEV | 2040 | TWh | 335 | Sub_sector | Households | Space heating | Households (heating) | Energetic | households_heating_final_demand_heat | Heat | EU | Energy demand | 3.5086 | FEC
SK | TYNDP2026 | LEV | 2040 | TWh | 336 | Sub_sector | Households | Space heating | Households (heating) | Energetic | households_heating_final_demand_biomass | Biomass | EU | Energy demand | 0.13544 | FEC
SK | TYNDP2026 | LEV | 2040 | TWh | 337 | Sub_sector | Households | Space heating | Households (heating) | Energetic | households_heating_final_demand_coal | Solids | EU | Energy demand | 0.059769 | FEC
SK | TYNDP2026 | LEV | 2040 | TWh | 338 | Sub_sector | Households | Space heating | Households (heating) | Energetic | households_heating_final_demand_oil | Liquids | EU | Energy demand | 0.0073861 | FEC
SK | TYNDP2026 | LEV | 2040 | TWh | 339 | Sub_sector | Households | Space heating | Households (heating) | Energetic | households_heating_final_demand_other | Others | EU | Energy demand | 0.64569 | FEC
SK | TYNDP2026 | LEV | 2040 | TWh | 340 | Sub_sector | Households | Space heating | Households (heating) | Energetic | households_heating_final_demand_ammonia | Ammonia | EU | Energy demand | 0 | FEC
SK | TYNDP2026 | LEV | 2040 | TWh | 343 | Sub_sector | Households | Cooling | Households (cooling) | Energetic | households_cooling_final_demand_electricity | Electricity | EU | Energy demand | 0.041143 | FEC
SK | TYNDP2026 | LEV | 2040 | TWh | 344 | Sub_sector | Households | Cooling | Households (cooling) | Energetic | households_cooling_final_demand_hydrogen | Hydrogen | EU | Energy demand | 0 | FEC
SK | TYNDP2026 | LEV | 2040 | TWh | 345 | Sub_sector | Households | Cooling | Households (cooling) | Energetic | households_cooling_final_demand_methane | Methane | EU | Energy demand | 0 | FEC
SK | TYNDP2026 | LEV | 2040 | TWh | 346 | Sub_sector | Households | Cooling | Households (cooling) | Energetic | households_cooling_final_demand_heat | Heat | EU | Energy demand | 0 | FEC
SK | TYNDP2026 | LEV | 2040 | TWh | 347 | Sub_sector | Households | Cooling | Households (cooling) | Energetic | households_cooling_final_demand_biomass | Biomass | EU | Energy demand | 0 | FEC
SK | TYNDP2026 | LEV | 2040 | TWh | 348 | Sub_sector | Households | Cooling | Households (cooling) | Energetic | households_cooling_final_demand_coal | Solids | EU | Energy demand | 0 | FEC
SK | TYNDP2026 | LEV | 2040 | TWh | 349 | Sub_sector | Households | Cooling | Households (cooling) | Energetic | households_cooling_final_demand_oil | Liquids | EU | Energy demand | 0 | FEC
SK | TYNDP2026 | LEV | 2040 | TWh | 350 | Sub_sector | Households | Cooling | Households (cooling) | Energetic | households_cooling_final_demand_other | Others | EU | Energy demand | 0 | FEC
SK | TYNDP2026 | LEV | 2040 | TWh | 351 | Sub_sector | Households | Cooling | Households (cooling) | Energetic | households_cooling_final_demand_ammonia | Ammonia | EU | Energy demand | 0 | FEC
SK | TYNDP2026 | LEV | 2040 | TWh | 354 | Sub_sector | Households | Hot water | Households (hot water) | Energetic | households_hot_water_final_demand_electricity | Electricity | EU | Energy demand | 0.68531 | FEC
SK | TYNDP2026 | LEV | 2040 | TWh | 355 | Sub_sector | Households | Hot water | Households (hot water) | Energetic | households_hot_water_final_demand_hydrogen | Hydrogen | EU | Energy demand | 0.51162 | FEC
SK | TYNDP2026 | LEV | 2040 | TWh | 356 | Sub_sector | Households | Hot water | Households (hot water) | Energetic | households_hot_water_final_demand_methane | Methane | EU | Energy demand | 1.2535 | FEC
SK | TYNDP2026 | LEV | 2040 | TWh | 357 | Sub_sector | Households | Hot water | Households (hot water) | Energetic | households_hot_water_final_demand_heat | Heat | EU | Energy demand | 0.52255 | FEC
SK | TYNDP2026 | LEV | 2040 | TWh | 358 | Sub_sector | Households | Hot water | Households (hot water) | Energetic | households_hot_water_final_demand_biomass | Biomass | EU | Energy demand | 0.019689 | FEC
SK | TYNDP2026 | LEV | 2040 | TWh | 359 | Sub_sector | Households | Hot water | Households (hot water) | Energetic | households_hot_water_final_demand_coal | Solids | EU | Energy demand | 0.0086889 | FEC
SK | TYNDP2026 | LEV | 2040 | TWh | 360 | Sub_sector | Households | Hot water | Households (hot water) | Energetic | households_hot_water_final_demand_oil | Liquids | EU | Energy demand | 0.0010737 | FEC
SK | TYNDP2026 | LEV | 2040 | TWh | 361 | Sub_sector | Households | Hot water | Households (hot water) | Energetic | households_hot_water_final_demand_other | Others | EU | Energy demand | 0.17724 | FEC
SK | TYNDP2026 | LEV | 2040 | TWh | 362 | Sub_sector | Households | Hot water | Households (hot water) | Energetic | households_hot_water_final_demand_ammonia | Ammonia | EU | Energy demand | 0 | FEC
SK | TYNDP2026 | LEV | 2040 | TWh | 365 | Sub_sector | Households | Appliances | Households (appliances) | Energetic | households_appliances_final_demand_electricity | Electricity | EU | Energy demand | 2.3454 | FEC
SK | TYNDP2026 | LEV | 2040 | TWh | 366 | Sub_sector | Households | Appliances | Households (appliances) | Energetic | households_appliances_final_demand_hydrogen | Hydrogen | EU | Energy demand | 0 | FEC
SK | TYNDP2026 | LEV | 2040 | TWh | 367 | Sub_sector | Households | Appliances | Households (appliances) | Energetic | households_appliances_final_demand_methane | Methane | EU | Energy demand | 0.85447 | FEC
SK | TYNDP2026 | LEV | 2040 | TWh | 368 | Sub_sector | Households | Appliances | Households (appliances) | Energetic | households_appliances_final_demand_heat | Heat | EU | Energy demand | 0 | FEC
SK | TYNDP2026 | LEV | 2040 | TWh | 369 | Sub_sector | Households | Appliances | Households (appliances) | Energetic | households_appliances_final_demand_biomass | Biomass | EU | Energy demand | 0.0021192 | FEC
SK | TYNDP2026 | LEV | 2040 | TWh | 370 | Sub_sector | Households | Appliances | Households (appliances) | Energetic | households_appliances_final_demand_coal | Solids | EU | Energy demand | 0 | FEC
SK | TYNDP2026 | LEV | 2040 | TWh | 371 | Sub_sector | Households | Appliances | Households (appliances) | Energetic | households_appliances_final_demand_oil | Liquids | EU | Energy demand | 0 | FEC
SK | TYNDP2026 | LEV | 2040 | TWh | 372 | Sub_sector | Households | Appliances | Households (appliances) | Energetic | households_appliances_final_demand_other | Others | EU | Energy demand | 0 | FEC
SK | TYNDP2026 | LEV | 2040 | TWh | 373 | Sub_sector | Households | Appliances | Households (appliances) | Energetic | households_appliances_final_demand_ammonia | Ammonia | EU | Energy demand | 0 | FEC
SK | TYNDP2026 | LEV | 2040 | TWh | 375 | Sub_sector | Buildings | Space heating | Buildings (heat) | Energetic | buildings_heat_final_demand_electricity | Electricity | EU | Energy demand | 1.6719 | FEC
SK | TYNDP2026 | LEV | 2040 | TWh | 376 | Sub_sector | Buildings | Space heating | Buildings (heat) | Energetic | buildings_heat_final_demand_hydrogen | Hydrogen | EU | Energy demand | 0.70751 | FEC
SK | TYNDP2026 | LEV | 2040 | TWh | 377 | Sub_sector | Buildings | Space heating | Buildings (heat) | Energetic | buildings_heat_final_demand_methane | Methane | EU | Energy demand | 2.0152 | FEC
SK | TYNDP2026 | LEV | 2040 | TWh | 378 | Sub_sector | Buildings | Space heating | Buildings (heat) | Energetic | buildings_heat_final_demand_heat | Heat | EU | Energy demand | 1.0389 | FEC
SK | TYNDP2026 | LEV | 2040 | TWh | 379 | Sub_sector | Buildings | Space heating | Buildings (heat) | Energetic | buildings_heat_final_demand_biomass | Biomass | EU | Energy demand | 0.079774 | FEC
SK | TYNDP2026 | LEV | 2040 | TWh | 380 | Sub_sector | Buildings | Space heating | Buildings (heat) | Energetic | buildings_heat_final_demand_coal | Solids | EU | Energy demand | 0.24376 | FEC
SK | TYNDP2026 | LEV | 2040 | TWh | 381 | Sub_sector | Buildings | Space heating | Buildings (heat) | Energetic | buildings_heat_final_demand_oil | Liquids | EU | Energy demand | 0.025572 | FEC
SK | TYNDP2026 | LEV | 2040 | TWh | 382 | Sub_sector | Buildings | Space heating | Buildings (heat) | Energetic | buildings_heat_final_demand_other | Others | EU | Energy demand | 0.0010833 | FEC
SK | TYNDP2026 | LEV | 2040 | TWh | 383 | Sub_sector | Buildings | Space heating | Buildings (heat) | Energetic | buildings_heat_final_demand_ammonia | Ammonia | EU | Energy demand | 0 | FEC
SK | TYNDP2026 | LEV | 2040 | TWh | 386 | Sub_sector | Buildings | Cooling | Buildings (cooling) | Energetic | buildings_cooling_final_demand_electricity | Electricity | EU | Energy demand | 0.26924 | FEC
SK | TYNDP2026 | LEV | 2040 | TWh | 387 | Sub_sector | Buildings | Cooling | Buildings (cooling) | Energetic | buildings_cooling_final_demand_hydrogen | Hydrogen | EU | Energy demand | 0 | FEC
SK | TYNDP2026 | LEV | 2040 | TWh | 388 | Sub_sector | Buildings | Cooling | Buildings (cooling) | Energetic | buildings_cooling_final_demand_methane | Methane | EU | Energy demand | 0 | FEC
SK | TYNDP2026 | LEV | 2040 | TWh | 389 | Sub_sector | Buildings | Cooling | Buildings (cooling) | Energetic | buildings_cooling_final_demand_heat | Heat | EU | Energy demand | 0 | FEC
SK | TYNDP2026 | LEV | 2040 | TWh | 390 | Sub_sector | Buildings | Cooling | Buildings (cooling) | Energetic | buildings_cooling_final_demand_biomass | Biomass | EU | Energy demand | 0 | FEC
SK | TYNDP2026 | LEV | 2040 | TWh | 391 | Sub_sector | Buildings | Cooling | Buildings (cooling) | Energetic | buildings_cooling_final_demand_coal | Solids | EU | Energy demand | 0 | FEC
SK | TYNDP2026 | LEV | 2040 | TWh | 392 | Sub_sector | Buildings | Cooling | Buildings (cooling) | Energetic | buildings_cooling_final_demand_oil | Liquids | EU | Energy demand | 0 | FEC
SK | TYNDP2026 | LEV | 2040 | TWh | 393 | Sub_sector | Buildings | Cooling | Buildings (cooling) | Energetic | buildings_cooling_final_demand_other | Others | EU | Energy demand | 0 | FEC
SK | TYNDP2026 | LEV | 2040 | TWh | 394 | Sub_sector | Buildings | Cooling | Buildings (cooling) | Energetic | buildings_cooling_final_demand_ammonia | Ammonia | EU | Energy demand | 0 | FEC
SK | TYNDP2026 | LEV | 2040 | TWh | 397 | Sub_sector | Buildings | Appliances | Buildings (appliances) | Energetic | buildings_appliances_final_demand_electricity | Electricity | EU | Energy demand | 3.9494 | FEC
SK | TYNDP2026 | LEV | 2040 | TWh | 398 | Sub_sector | Buildings | Appliances | Buildings (appliances) | Energetic | buildings_appliances_final_demand_hydrogen | Hydrogen | EU | Energy demand | 0 | FEC
SK | TYNDP2026 | LEV | 2040 | TWh | 399 | Sub_sector | Buildings | Appliances | Buildings (appliances) | Energetic | buildings_appliances_final_demand_methane | Methane | EU | Energy demand | 0.78435 | FEC
SK | TYNDP2026 | LEV | 2040 | TWh | 400 | Sub_sector | Buildings | Appliances | Buildings (appliances) | Energetic | buildings_appliances_final_demand_heat | Heat | EU | Energy demand | 0 | FEC
SK | TYNDP2026 | LEV | 2040 | TWh | 401 | Sub_sector | Buildings | Appliances | Buildings (appliances) | Energetic | buildings_appliances_final_demand_biomass | Biomass | EU | Energy demand | 0 | FEC
SK | TYNDP2026 | LEV | 2040 | TWh | 402 | Sub_sector | Buildings | Appliances | Buildings (appliances) | Energetic | buildings_appliances_final_demand_coal | Solids | EU | Energy demand | 0 | FEC
SK | TYNDP2026 | LEV | 2040 | TWh | 403 | Sub_sector | Buildings | Appliances | Buildings (appliances) | Energetic | buildings_appliances_final_demand_oil | Liquids | EU | Energy demand | 0 | FEC
SK | TYNDP2026 | LEV | 2040 | TWh | 404 | Sub_sector | Buildings | Appliances | Buildings (appliances) | Energetic | buildings_appliances_final_demand_other | Others | EU | Energy demand | 0 | FEC
SK | TYNDP2026 | LEV | 2040 | TWh | 405 | Sub_sector | Buildings | Appliances | Buildings (appliances) | Energetic | buildings_appliances_final_demand_ammonia | Ammonia | EU | Energy demand | 0 | FEC
SK | TYNDP2026 | LEV | 2040 | TWh | 407 | Sub_sector | Buildings | Datacenters | Datacenters & ICT | Energetic | datacentres_final_demand_electricity_energetic | Electricity | EU | Energy demand | 1.5269 | FEC
SK | TYNDP2026 | LEV | 2040 | TWh | 408 | Sub_sector | Buildings | Datacenters | Datacenters & ICT | Energetic | datacentres_final_demand_hydrogen_energetic | Hydrogen | EU | Energy demand | 0 | FEC
SK | TYNDP2026 | LEV | 2040 | TWh | 409 | Sub_sector | Buildings | Datacenters | Datacenters & ICT | Energetic | datacentres_final_demand_methane_energetic | Methane | EU | Energy demand | 0 | FEC
SK | TYNDP2026 | LEV | 2040 | TWh | 410 | Sub_sector | Buildings | Datacenters | Datacenters & ICT | Energetic | datacentres_final_demand_heat_energetic | Heat | EU | Energy demand | 0 | FEC
SK | TYNDP2026 | LEV | 2040 | TWh | 411 | Sub_sector | Buildings | Datacenters | Datacenters & ICT | Energetic | datacentres_final_demand_biomass_energetic | Biomass | EU | Energy demand | 0 | FEC
SK | TYNDP2026 | LEV | 2040 | TWh | 412 | Sub_sector | Buildings | Datacenters | Datacenters & ICT | Energetic | datacentres_final_demand_coal_energetic | Solids | EU | Energy demand | 0 | FEC
SK | TYNDP2026 | LEV | 2040 | TWh | 413 | Sub_sector | Buildings | Datacenters | Datacenters & ICT | Energetic | datacentres_final_demand_oil_energetic | Liquids | EU | Energy demand | 0 | FEC
SK | TYNDP2026 | LEV | 2040 | TWh | 414 | Sub_sector | Buildings | Datacenters | Datacenters & ICT | Energetic | datacentres_final_demand_other_energetic | Others | EU | Energy demand | 0 | FEC
SK | TYNDP2026 | LEV | 2040 | TWh | 415 | Sub_sector | Buildings | Datacenters | Datacenters & ICT | Energetic | datacentres_final_demand_ammonia_energetic | Ammonia | EU | Energy demand | 0 | FEC
SK | TYNDP2026 | LEV | 2040 | TWh | 417 | Sub_sector | Transport | Others_Sector | Others_Sector | Energetic | other_final_demand_electricity_energetic | Electricity | EU | Energy demand | 0 | FEC
SK | TYNDP2026 | LEV | 2040 | TWh | 418 | Sub_sector | Transport | Others_Sector | Others_Sector | Energetic | other_final_demand_hydrogen_energetic | Hydrogen | EU | Energy demand | 0 | FEC
SK | TYNDP2026 | LEV | 2040 | TWh | 419 | Sub_sector | Transport | Pipeline Transport | Others_Sector | Energetic | other_final_demand_methane_energetic | Methane | EU | Energy demand | 2.0728 | FEC
SK | TYNDP2026 | LEV | 2040 | TWh | 420 | Sub_sector | Transport | Others_Sector | Others_Sector | Energetic | other_final_demand_heat_energetic | Heat | EU | Energy demand | 0 | FEC
SK | TYNDP2026 | LEV | 2040 | TWh | 421 | Sub_sector | Transport | Others_Sector | Others_Sector | Energetic | other_final_demand_biomass_energetic | Biomass | EU | Energy demand | 0 | FEC
SK | TYNDP2026 | LEV | 2040 | TWh | 422 | Sub_sector | Transport | Others_Sector | Others_Sector | Energetic | other_final_demand_coal_energetic | Solids | EU | Energy demand | 0 | FEC
SK | TYNDP2026 | LEV | 2040 | TWh | 423 | Sub_sector | Transport | Others_Sector | Others_Sector | Energetic | other_final_demand_oil_energetic | Liquids | EU | Energy demand | 0.55114 | FEC
SK | TYNDP2026 | LEV | 2040 | TWh | 424 | Sub_sector | Others_Sector | Others_Sector | Others_Sector | Non-energetic | other_final_demand_oil_non_energetic | Liquids | EU | Energy demand | 0.43604 | not_included_in_FEC
SK | TYNDP2026 | LEV | 2040 | TWh | 425 | Sub_sector | Transport | Others_Sector | Others_Sector | Energetic | other_final_demand_other_energetic | Others | EU | Energy demand | 0 | FEC
SK | TYNDP2026 | LEV | 2040 | TWh | 426 | Sub_sector | Transport | Others_Sector | Others_Sector | Energetic | other_final_demand_ammonia_energetic | Ammonia | EU | Energy demand | 0 | FEC
SK | TYNDP2026 | LEV | 2040 | TWh | 427 | Sub_sector | Industry | Surplus_Heat_in_Industry | Surplus_Heat_in_Industry | Energetic | final_demand_of_industry_unused_local_production_steam_hot_water | Heat | EU | Energy demand | 0 | FEC
SK | TYNDP2026 | LEV | 2040 | TWh | 429 | Sub_sector | Agriculture | Total | Agriculture | Energetic | agriculture_final_demand_electricity_energetic | Electricity | EU | Energy demand | 0.34431 | FEC
SK | TYNDP2026 | LEV | 2040 | TWh | 430 | Sub_sector | Agriculture | Total | Agriculture | Energetic | agriculture_final_demand_hydrogen_energetic | Hydrogen | EU | Energy demand | 0 | FEC
SK | TYNDP2026 | LEV | 2040 | TWh | 431 | Sub_sector | Agriculture | Total | Agriculture | Energetic | agriculture_final_demand_methane_energetic | Methane | EU | Energy demand | 0.48528 | FEC
SK | TYNDP2026 | LEV | 2040 | TWh | 432 | Sub_sector | Agriculture | Total | Agriculture | Energetic | agriculture_final_demand_heat_energetic | Heat | EU | Energy demand | 0.01106 | FEC
SK | TYNDP2026 | LEV | 2040 | TWh | 433 | Sub_sector | Agriculture | Total | Agriculture | Energetic | agriculture_final_demand_biomass_energetic | Biomass | EU | Energy demand | 0.15071 | FEC
SK | TYNDP2026 | LEV | 2040 | TWh | 434 | Sub_sector | Agriculture | Total | Agriculture | Energetic | agriculture_final_demand_coal_energetic | Solids | EU | Energy demand | 0 | FEC
SK | TYNDP2026 | LEV | 2040 | TWh | 435 | Sub_sector | Agriculture | Total | Agriculture | Energetic | agriculture_final_demand_oil_energetic | Liquids | EU | Energy demand | 0.39022 | FEC
SK | TYNDP2026 | LEV | 2040 | TWh | 436 | Sub_sector | Agriculture | Total | Agriculture | Energetic | agriculture_final_demand_other_energetic | Others | EU | Energy demand | 0 | FEC
SK | TYNDP2026 | LEV | 2040 | TWh | 437 | Sub_sector | Agriculture | Total | Agriculture | Energetic | agriculture_final_demand_ammonia_energetic | Ammonia | EU | Energy demand | 0 | FEC
SK | TYNDP2026 | LEV | 2040 | TWh | 447 | Sub_sector | Buildings | Surplus Energy | Buildings | Energetic | GAP | Electricity | EU | Energy demand | 0 | FEC
SK | TYNDP2026 | LEV | 2040 | TWh | 448 | Sub_sector | Buildings | Surplus Energy | Buildings | Energetic | GAP | Hydrogen | EU | Energy demand | 0 | FEC
SK | TYNDP2026 | LEV | 2040 | TWh | 449 | Sub_sector | Buildings | Surplus Energy | Buildings | Energetic | GAP | Methane | EU | Energy demand | 0 | FEC
SK | TYNDP2026 | LEV | 2040 | TWh | 450 | Sub_sector | Buildings | Surplus Energy | Buildings | Energetic | GAP | Heat | EU | Energy demand | 0 | FEC
SK | TYNDP2026 | LEV | 2040 | TWh | 451 | Sub_sector | Buildings | Surplus Energy | Buildings | Energetic | GAP | Biomass | EU | Energy demand | 0.00017413 | FEC
SK | TYNDP2026 | LEV | 2040 | TWh | 452 | Sub_sector | Buildings | Surplus Energy | Buildings | Energetic | GAP | Solids | EU | Energy demand | 0.10437 | FEC
SK | TYNDP2026 | LEV | 2040 | TWh | 453 | Sub_sector | Buildings | Surplus Energy | Buildings | Energetic | GAP | Liquids | EU | Energy demand | 0.00046527 | FEC
SK | TYNDP2026 | LEV | 2040 | TWh | 454 | Sub_sector | Buildings | Surplus Energy | Buildings | Energetic | GAP | Others | EU | Energy demand | 0 | FEC
SK | TYNDP2026 | LEV | 2040 | TWh | 455 | Sub_sector | Buildings | Surplus Energy | Buildings | Energetic | GAP | Ammonia | EU | Energy demand | 0 | FEC
SK | TYNDP2026 | LEV | 2040 | TWh | 456 | Sub_sector | Households | Surplus Energy | Households | Energetic | GAP | Electricity | EU | Energy demand | 0 | FEC
SK | TYNDP2026 | LEV | 2040 | TWh | 457 | Sub_sector | Households | Surplus Energy | Households | Energetic | GAP | Hydrogen | EU | Energy demand | 0 | FEC
SK | TYNDP2026 | LEV | 2040 | TWh | 458 | Sub_sector | Households | Surplus Energy | Households | Energetic | GAP | Methane | EU | Energy demand | 0 | FEC
SK | TYNDP2026 | LEV | 2040 | TWh | 459 | Sub_sector | Households | Surplus Energy | Households | Energetic | GAP | Heat | EU | Energy demand | 0 | FEC
SK | TYNDP2026 | LEV | 2040 | TWh | 460 | Sub_sector | Households | Surplus Energy | Households | Energetic | GAP | Biomass | EU | Energy demand | 0 | FEC
SK | TYNDP2026 | LEV | 2040 | TWh | 461 | Sub_sector | Households | Surplus Energy | Households | Energetic | GAP | Solids | EU | Energy demand | 0 | FEC
SK | TYNDP2026 | LEV | 2040 | TWh | 462 | Sub_sector | Households | Surplus Energy | Households | Energetic | GAP | Liquids | EU | Energy demand | 0 | FEC
SK | TYNDP2026 | LEV | 2040 | TWh | 463 | Sub_sector | Households | Surplus Energy | Households | Energetic | GAP | Others | EU | Energy demand | 0 | FEC
SK | TYNDP2026 | LEV | 2040 | TWh | 464 | Sub_sector | Households | Surplus Energy | Households | Energetic | GAP | Ammonia | EU | Energy demand | 0 | FEC